## Export
PROGRAM NAME | 0
BUDGET
Administrative Costs
Overhead and G&A | 0
Other Administrative Costs | 0
Marketing/Outreach | 0
Direct Implementation
Incentives and Rebates
User Input Incentive | 0
Direct Install Rebate | 550842.83
Direct Install Labor | 0
Direct Install Materials | 0
Activity | 0
Installation | 0
Hardware & Materials | 0
Rebate Processing & Inspection | 0
EM&V Costs | 0
Budget | 550842.83
Costs recovered from other sources | 0
Budget (plus other costs) | 550842.83
PROGRAM IMPACTS
Program Reductions for Measures installed through 2008
User Entered kW (kW) | 509.546
Net Jul-Sept Peak (kW) | 372.496
Net Dec-Feb Peak (kW) | 241.3363
Net NCP (kW) | 384.2754
Net CEC (kW) | 0
Annual Net kWh | 1960275.4058
Lifecycle Net kWh | 21762317.4266
Annual Net Therms | 6222.4139
Lifecycle Net Therms | 117961.5634
Cost Effectiveness for all measures installed through 2012
TRC
Costs | 695212.6107
Electric Benefits | 1421785.6104
Gas Benefits | 57166.1808
Net Benefits (NPV) | 783739.1806
BC Ratio | 2.1273
PAC
Costs | 476942.5351
Electric Benefits | 1421785.6104
Gas Benefits | 57166.1808
Net Benefits (NPV) | 1002009.2562
BC Ratio | 3.1009
Levelized Cost
Levelized Cost TRC ($/kWh )
Discounted kWh | 13347748.135
Cost | 0.045877
Benefits | 0.10652
Benefit-Cost | 0.060642
Levelized Cost PAC ($/kWh)
Discounted kWh | 13347748.135
Cost | 0.034601
Benefits | 0.10652
Benefit-Cost | 0.071918
Levelized Cost TRC ($/therm)
Discounted Therms | 58749.3758
Cost | 1.4104
Benefits | 0.97305
Benefit-Cost | -0.43732
Levelized Cost PAC ($/therm)
Discounted Therms | 58749.3758
Cost | 0.25702
Benefits | 0.97305
Benefit-Cost | 0.71603
Emission Annual Reductions (2006-2008) |  | Energy Division File sheet "Attachment II" Total Electricity and Gas Emission Reductions
Electric Annual CO2 (tons) - 2006 | 0 |  | 2006 | 2007 | 2008 | 2009 | 2010 | 2011 | 2012
2007 | 1123.6745 |  | Total | Total | Total | Total | Total | Total | Total
2008 | 0 | Annual CO2 Emission Reductions (tons) | 0 | 1160.0756 | 0 | 0 | 0 | 0 | 0
Electric Lifecycle CO2 (tons) - 2006 | 0 | Lifecycle CO2 Emission Reductions (tons) | 0 | 13160.2806 | 0 | 0 | 0 | 0 | 0
2007 | 12470.2055 | Annual NOx Emission Reductions (tons) | 0 | 0.18079 | 0 | 0 | 0 | 0 | 0
2008 | 0 | Lifecycle NOx Emission Reductions (tons) | 0 | 2.2309 | 0 | 0 | 0 | 0 | 0
Electric Annual NOX (tons) - 2006 | 0 | Annual SO2 Emission Reductions (tons)
2007 | 0.15217 | Lifecycle SO2 Emission Reductions (tons)
2008 | 0
Electric Lifecycle NOX (tons) - 2006 | 0
2007 | 1.6883
2008 | 0
Electric Annual SO2 (lbs) - 2006
2007
2008
Electric Lifecycle SO2 (lbs) - 2006
2007
2008
Gas Annual CO2 (tons) - 2006 | 0
2007 | 36.4011
2008 | 0
Gas Lifecycle CO2 (tons) - 2006 | 0
2007 | 690.0751
2008 | 0
Gas Annual NOX (tons) - 2006 | 0
2007 | 0.028623
2008 | 0
Gas Lifecycle NOX (tons) - 2006 | 0
2007 | 0.54262
2008 | 0
Gas Annual SO2 (lbs) - 2006
2007
2008
Gas Lifecycle SO2 (lbs) - 2006
2007
2008
Data below not currently used in Energy Division workbook
Levelized Cost RIM ($/therm)
Discounted Therms | 58749.3758
Cost | 0.3138
Benefits | 0.97305
Benefit-Cost | 0.65926
Levelized Cost RIM ($/kWh)
Discounted kWh | 13347748.135
Cost | 0.034351
Benefits | 0.10652
Benefit-Cost | 0.65926
RIM
Costs | 476942.5351
Electric Benefits | 1421785.6104
Gas Benefits | 57166.1808
Net Benefits (NPV) | 1002009.2562
BC Ratio | 3.1009
Impacts for all programs installed trhough 2012
Net July-Sept Peak (kW)
Clothes Dryer | 0
Clothes Washer | 0
Consumer Electronics | 0
Cooking | 0
Dishwasher | 0
Net Dec-Feb Pk (kW)
Clothes Dryer | 0
Clothes Washer | 0
Consumer Electronics | 0
Cooking | 0
Dishwasher | 0
0
Clothes Dryer | 0
Clothes Washer | 0
Consumer Electronics | 0
Cooking | 0
Dishwasher | 0
Annual Net kWh
Clothes Dryer | 0
Clothes Washer | 0
Consumer Electronics | 0
Cooking | 0
Dishwasher | 0
Lifecycle Net kWh
Clothes Dryer | 0
Clothes Washer | 0
Consumer Electronics | 0
Cooking | 0
Dishwasher | 0
Annual Net Therms
Clothes Dryer | 0
Clothes Washer | 0
Consumer Electronics | 0
Cooking | 0
Dishwasher | 0
Lifecycle Net Therms
Clothes Dryer | 0
Clothes Washer | 0
Consumer Electronics | 0
Cooking | 0
Dishwasher | 0

## Output by Measure
0
0
SDG&E | [7 empty] | Levelized Benefits less Costs (TRC) |  |  |  | Levelized Benefits less Costs (PAC) |  |  |  | Benefit Cost Ratios
Net Impacts by Measure | [7 empty] | No Allocated Admin |  | w/ Allocated Admin |  | No Allocated Admin |  | w/ Allocated Admin |  | No Allocated Admin |  | w/ Allocated Admin
| Net Avg Jul-Sep (kW) | Net Dec-Feb Pk (kW) | Net User Entered kW | Annual kWh adj for Net to gross | Lifecycle kWh (Annual * Measure Life) | Annual Therms | Lifecycle Therms | Electric ($/kWh) | Gas ($/Th) | Electric ($/kWh) | Gas ($/Th) | Electric ($/kWh) | Gas ($/Th) | Electric ($/kWh) | Gas ($/Th) | TRC | PAC | TRC | PAC
Total or Average | 372.496 | 241.3363 | 509.546 | 1960275.4058 | 21762317.4266 | 6222.4139 | 117961.5634 | 0.060642 | -0.43732 | 0.060642 | -0.43732 | 0.071918 | 0.71603 | 0.071918 | 0.71603
234330-Premium T8 with T12 40 Watt Baseline - Tr1 | 0.42935 | 0.27686 | 0.5016 | 2168.1294 | 23849.4236 | -3.5507 | -39.0578 | -0.0036403 | -0.031203 | -0.0036403 | -0.031203 | 0.0022721 | 0.019475 | 0.0022721 | 0.019475 | 0.96736 | 1.0215 | 0.96736 | 1.0215
234303-Lighting-Remove 4 Ft Lamp (De-Lamp) - Tr1 | 1.4277 | 0.9206 | 1.6679 | 7209.471 | 79304.181 | -11.8068 | -129.875 | 0.040983 | 0.35129 | 0.040983 | 0.35129 | 0.068177 | 0.58438 | 0.068177 | 0.58438 | 1.6127 | 2.7174 | 1.6127 | 2.7174
234049-Lighting-LED Exit Sign New Sign | 0.38498 | 0.38248 | 0 | 3372.586 | 53961.3757 | 0 | 0 | 0.076085 | 0 | 0.076085 | 0 | 0.081982 | 0 | 0.081982 | 0 | 4.9085 | 7.0414 | 4.9085 | 7.0414
234331-Premium T8 with T12 40 Watt Baseline - Tr2 | 0.16124 | 0.10397 | 0.24599 | 814.2499 | 8956.7494 | -1.3335 | -14.6683 | 0.056204 | 0.48175 | 0.056204 | 0.48175 | 0.070826 | 0.60709 | 0.070826 | 0.60709 | 2.0877 | 2.9117 | 2.0877 | 2.9117
234304-Lighting-Remove 4 Ft Lamp (De-Lamp) - Tr2 | 0.51928 | 0.33485 | 0.79219 | 2622.2695 | 28844.9646 | -4.2944 | -47.2389 | 0.075756 | 0.64935 | 0.075756 | 0.64935 | 0.093495 | 0.80139 | 0.093495 | 0.80139 | 3.3586 | 7.5016 | 3.3586 | 7.5016
234049-Lighting-LED Exit Sign New Sign | 0.038498 | 0.038248 | 0 | 337.2586 | 5396.1376 | 0 | 0 | 0.076085 | 0 | 0.076085 | 0 | 0.081982 | 0 | 0.081982 | 0 | 4.9085 | 7.0414 | 4.9085 | 7.0414
234332-Premium T8 with T12 40 Watt Baseline - Tr3 | 0.39007 | 0.25153 | 0.42945 | 1969.7754 | 21667.5291 | -3.2259 | -35.4845 | -0.008934 | -0.076161 | -0.008934 | -0.076161 | 0.053038 | 0.45214 | 0.053038 | 0.45214 | 0.92371 | 1.962 | 0.92371 | 1.962
234203-Lighting-2 Ft 2nd Gen T-8 with Elec Ballast-Tr3 | 0.17706 | 0.11417 | 0.19493 | 894.1067 | 9835.1741 | -1.4643 | -16.1069 | -0.17348 | -1.4789 | -0.17348 | -1.4789 | 0.042769 | 0.3646 | 0.042769 | 0.3646 | 0.38405 | 1.654 | 0.38405 | 1.654
234332-Premium T8 with T12 40 Watt Baseline - Tr3 | 0.42799 | 0.27598 | 0.4712 | 2161.2813 | 23774.0944 | -3.5395 | -38.9344 | -0.008934 | -0.076161 | -0.008934 | -0.076161 | 0.053038 | 0.45214 | 0.053038 | 0.45214 | 0.92371 | 1.962 | 0.92371 | 1.962
234305-Lighting-Remove 4 Ft Lamp (De-Lamp) - Tr3 | 0.44316 | 0.28576 | 0.4879 | 2237.8837 | 24616.7205 | -3.6649 | -40.3144 | 0.042016 | 0.35818 | 0.042016 | 0.35818 | 0.089089 | 0.75947 | 0.089089 | 0.75947 | 1.6351 | 5.6697 | 1.6351 | 5.6697
234308-Lighting-Remove 8 Ft Lamp (De-Lamp) - Tr3 | 0.047699 | 0.030757 | 0.052514 | 240.8693 | 2649.562 | -0.39447 | -4.3391 | 0.067617 | 0.57643 | 0.067617 | 0.57643 | 0.092631 | 0.78967 | 0.092631 | 0.78967 | 2.6675 | 6.9622 | 2.6675 | 6.9622
234049-Lighting-LED Exit Sign New Sign | 0.23099 | 0.22949 | 0 | 2023.5516 | 32376.8254 | 0 | 0 | 0.076968 | 0 | 0.076968 | 0 | 0.084167 | 0 | 0.084167 | 0 | 4.9648 | 7.8916 | 4.9648 | 7.8916
234332-Premium T8 with T12 40 Watt Baseline - Tr3 | 0.11919 | 0.076856 | 0.13122 | 601.8758 | 6620.6339 | -0.98568 | -10.8425 | -0.008934 | -0.076161 | -0.008934 | -0.076161 | 0.053038 | 0.45214 | 0.053038 | 0.45214 | 0.92371 | 1.962 | 0.92371 | 1.962
234305-Lighting-Remove 4 Ft Lamp (De-Lamp) - Tr3 | 0.34682 | 0.22364 | 0.38183 | 1751.3872 | 19265.2596 | -2.8682 | -31.5504 | 0.042016 | 0.35818 | 0.042016 | 0.35818 | 0.089089 | 0.75947 | 0.089089 | 0.75947 | 1.6351 | 5.6697 | 1.6351 | 5.6697
234331-Premium T8 with T12 40 Watt Baseline - Tr2 | 1.0889 | 0.70215 | 1.1988 | 5498.7184 | 60485.9019 | -9.0051 | -99.0566 | 0.0013627 | 0.011617 | 0.0013627 | 0.011617 | 0.039046 | 0.33287 | 0.039046 | 0.33287 | 1.0128 | 1.5649 | 1.0128 | 1.5649
234304-Lighting-Remove 4 Ft Lamp (De-Lamp) - Tr2 | 2.0231 | 1.3046 | 2.2274 | 10216.4255 | 112380.6808 | -16.7313 | -184.0438 | 0.041706 | 0.35554 | 0.041706 | 0.35554 | 0.081339 | 0.6934 | 0.081339 | 0.6934 | 1.6275 | 4.0318 | 1.6275 | 4.0318
234049-Lighting-LED Exit Sign New Sign | 0.38498 | 0.38248 | 0 | 3372.586 | 53961.3757 | 0 | 0 | 0.076968 | 0 | 0.076968 | 0 | 0.084167 | 0 | 0.084167 | 0 | 4.9648 | 7.8916 | 4.9648 | 7.8916
234332-Premium T8 with T12 40 Watt Baseline - Tr3 | 0.059594 | 0.038428 | 0.06561 | 300.9379 | 3310.3169 | -0.49284 | -5.4212 | -0.008934 | -0.076161 | -0.008934 | -0.076161 | 0.053038 | 0.45214 | 0.053038 | 0.45214 | 0.92371 | 1.962 | 0.92371 | 1.962
234305-Lighting-Remove 4 Ft Lamp (De-Lamp) - Tr3 | 0.17341 | 0.11182 | 0.19092 | 875.6936 | 9632.6298 | -1.4341 | -15.7752 | 0.042016 | 0.35818 | 0.042016 | 0.35818 | 0.089089 | 0.75947 | 0.089089 | 0.75947 | 1.6351 | 5.6697 | 1.6351 | 5.6697
234332-Premium T8 with T12 40 Watt Baseline - Tr3 | 0.17336 | 0.11179 | 0.19086 | 875.4557 | 9630.0129 | -1.4337 | -15.7709 | -0.008934 | -0.076161 | -0.008934 | -0.076161 | 0.053038 | 0.45214 | 0.053038 | 0.45214 | 0.92371 | 1.962 | 0.92371 | 1.962
234049-Lighting-LED Exit Sign New Sign | 0.076997 | 0.076497 | 0 | 674.5172 | 10792.2751 | 0 | 0 | 0.076968 | 0 | 0.076968 | 0 | 0.084167 | 0 | 0.084167 | 0 | 4.9648 | 7.8916 | 4.9648 | 7.8916
234331-Premium T8 with T12 40 Watt Baseline - Tr2 | 0.057358 | 0.036986 | 0.09324 | 289.6461 | 3186.1068 | -0.47435 | -5.2178 | 0.052443 | 0.4465 | 0.052443 | 0.4465 | 0.068251 | 0.58109 | 0.068251 | 0.58109 | 1.9388 | 2.704 | 1.9388 | 2.704
234307-Lighting-Remove 8 Ft Lamp (De-Lamp) - Tr2 | 0.15243 | 0.098289 | 0.24778 | 769.7287 | 8467.0161 | -1.2606 | -13.8663 | 0.086983 | 0.74057 | 0.086983 | 0.74057 | 0.095746 | 0.81517 | 0.095746 | 0.81517 | 5.0793 | 8.6229 | 5.0793 | 8.6229
234330-Premium T8 with T12 40 Watt Baseline - Tr1 | 0.12693 | 0.072426 | 0.1952 | 631.6767 | 6948.4439 | -0.8167 | -8.9837 | 0.042655 | 0.37618 | 0.042655 | 0.37618 | 0.045938 | 0.40513 | 0.045938 | 0.40513 | 1.6891 | 1.7836 | 1.6891 | 1.7836
234303-Lighting-Remove 4 Ft Lamp (De-Lamp) - Tr1 | 0.24621 | 0.14049 | 0.37864 | 1225.2645 | 13477.9099 | -1.5842 | -17.4258 | 0.067426 | 0.59464 | 0.067426 | 0.59464 | 0.082522 | 0.72777 | 0.082522 | 0.72777 | 2.8158 | 4.7447 | 2.8158 | 4.7447
234330-Premium T8 with T12 40 Watt Baseline - Tr1 | 0.15866 | 0.090533 | 0.244 | 789.5959 | 8685.5549 | -1.0209 | -11.2297 | 0.042655 | 0.37618 | 0.042655 | 0.37618 | 0.045938 | 0.40513 | 0.045938 | 0.40513 | 1.6891 | 1.7836 | 1.6891 | 1.7836
234303-Lighting-Remove 4 Ft Lamp (De-Lamp) - Tr1 | 0.035173 | 0.020069 | 0.054091 | 175.0378 | 1925.4157 | -0.22631 | -2.4894 | 0.067426 | 0.59464 | 0.067426 | 0.59464 | 0.082522 | 0.72777 | 0.082522 | 0.72777 | 2.8158 | 4.7447 | 2.8158 | 4.7447
234331-Premium T8 with T12 40 Watt Baseline - Tr2 | 0.13078 | 0.081111 | 0.21108 | 706.4013 | 7770.4139 | -0.96095 | -10.5704 | 0.055815 | 0.48509 | 0.055815 | 0.48509 | 0.070044 | 0.60876 | 0.070044 | 0.60876 | 2.11 | 2.9427 | 2.11 | 2.9427
234304-Lighting-Remove 4 Ft Lamp (De-Lamp) - Tr2 | 0.42117 | 0.26122 | 0.67979 | 2274.9458 | 25024.4039 | -3.0947 | -34.0417 | 0.074842 | 0.65046 | 0.074842 | 0.65046 | 0.092105 | 0.80049 | 0.092105 | 0.80049 | 3.3945 | 7.5816 | 3.3945 | 7.5816
234330-Premium T8 with T12 40 Watt Baseline - Tr1 | 0.8039 | 0.4587 | 1.2363 | 4000.6192 | 44006.8116 | -5.1725 | -56.897 | 0.042655 | 0.37618 | 0.042655 | 0.37618 | 0.045938 | 0.40513 | 0.045938 | 0.40513 | 1.6891 | 1.7836 | 1.6891 | 1.7836
234303-Lighting-Remove 4 Ft Lamp (De-Lamp) - Tr1 | 0.24621 | 0.14049 | 0.37864 | 1225.2645 | 13477.9099 | -1.5842 | -17.4258 | 0.067426 | 0.59464 | 0.067426 | 0.59464 | 0.082522 | 0.72777 | 0.082522 | 0.72777 | 2.8158 | 4.7447 | 2.8158 | 4.7447
234332-Premium T8 with T12 40 Watt Baseline - Tr3 | 0.42679 | 0.27521 | 0.6511 | 2155.2224 | 23707.4469 | -3.5296 | -38.8253 | 0.051564 | 0.43957 | 0.051564 | 0.43957 | 0.07862 | 0.67022 | 0.07862 | 0.67022 | 1.911 | 3.6608 | 1.911 | 3.6608
234308-Lighting-Remove 8 Ft Lamp (De-Lamp) - Tr3 | 1.2196 | 0.78642 | 1.8605 | 6158.6591 | 67745.2502 | -10.0859 | -110.9452 | 0.088574 | 0.75508 | 0.088574 | 0.75508 | 0.099842 | 0.85114 | 0.099842 | 0.85114 | 5.5206 | 12.9923 | 5.5206 | 12.9923
234330-Premium T8 with T12 40 Watt Baseline - Tr1 | 0.88852 | 0.50698 | 1.3664 | 4421.7371 | 48639.1076 | -5.7169 | -62.8862 | 0.042655 | 0.37618 | 0.042655 | 0.37618 | 0.045938 | 0.40513 | 0.045938 | 0.40513 | 1.6891 | 1.7836 | 1.6891 | 1.7836
234303-Lighting-Remove 4 Ft Lamp (De-Lamp) - Tr1 | 1.4948 | 0.85295 | 2.2989 | 7439.1061 | 81830.1672 | -9.6181 | -105.7994 | 0.067426 | 0.59464 | 0.067426 | 0.59464 | 0.082522 | 0.72777 | 0.082522 | 0.72777 | 2.8158 | 4.7447 | 2.8158 | 4.7447
234330-Premium T8 with T12 40 Watt Baseline - Tr1 | 1.1106 | 0.63373 | 1.708 | 5527.1713 | 60798.8845 | -7.1462 | -78.6077 | 0.042655 | 0.37618 | 0.042655 | 0.37618 | 0.045938 | 0.40513 | 0.045938 | 0.40513 | 1.6891 | 1.7836 | 1.6891 | 1.7836
234303-Lighting-Remove 4 Ft Lamp (De-Lamp) - Tr1 | 0.29897 | 0.17059 | 0.45977 | 1487.8212 | 16366.0334 | -1.9236 | -21.1599 | 0.067426 | 0.59464 | 0.067426 | 0.59464 | 0.082522 | 0.72777 | 0.082522 | 0.72777 | 2.8158 | 4.7447 | 2.8158 | 4.7447
234049-Lighting-LED Exit Sign New Sign | 0.26949 | 0.26774 | 0 | 2360.8102 | 37772.963 | 0 | 0 | 0.076914 | 0 | 0.076914 | 0 | 0.08281 | 0 | 0.08281 | 0 | 4.951 | 7.1024 | 4.951 | 7.1024
234331-Premium T8 with T12 40 Watt Baseline - Tr2 | 1.5028 | 0.96903 | 2.4429 | 7588.7271 | 83475.9981 | -12.4279 | -136.7071 | 0.052443 | 0.4465 | 0.052443 | 0.4465 | 0.068251 | 0.58109 | 0.068251 | 0.58109 | 1.9388 | 2.704 | 1.9388 | 2.704
234304-Lighting-Remove 4 Ft Lamp (De-Lamp) - Tr2 | 1.293 | 0.83379 | 2.1019 | 6529.5804 | 71825.384 | -10.6934 | -117.6271 | 0.073582 | 0.62647 | 0.073582 | 0.62647 | 0.092759 | 0.78975 | 0.092759 | 0.78975 | 3.119 | 6.9664 | 3.119 | 6.9664
234307-Lighting-Remove 8 Ft Lamp (De-Lamp) - Tr2 | 1.8291 | 1.1795 | 2.9734 | 9236.7448 | 101604.1932 | -15.1268 | -166.3953 | 0.086983 | 0.74057 | 0.086983 | 0.74057 | 0.095746 | 0.81517 | 0.095746 | 0.81517 | 5.0793 | 8.6229 | 5.0793 | 8.6229
234332-Premium T8 with T12 40 Watt Baseline - Tr3 | 0.62305 | 0.35551 | 0.95816 | 3100.6083 | 34106.6913 | -4.0088 | -44.097 | 0.039498 | 0.34833 | 0.039498 | 0.34833 | 0.070597 | 0.6226 | 0.070597 | 0.6226 | 1.6071 | 3.0787 | 1.6071 | 3.0787
234305-Lighting-Remove 4 Ft Lamp (De-Lamp) - Tr3 | 1.6883 | 0.96333 | 2.5964 | 8401.814 | 92419.9536 | -10.8628 | -119.4911 | 0.067835 | 0.59824 | 0.067835 | 0.59824 | 0.092806 | 0.81846 | 0.092806 | 0.81846 | 2.8472 | 8.8964 | 2.8472 | 8.8964
234308-Lighting-Remove 8 Ft Lamp (De-Lamp) - Tr3 | 0.52243 | 0.2981 | 0.80343 | 2599.8889 | 28598.7784 | -3.3614 | -36.9758 | 0.082038 | 0.7235 | 0.082038 | 0.7235 | 0.09499 | 0.83772 | 0.09499 | 0.83772 | 4.6428 | 10.9264 | 4.6428 | 10.9264
234208-Lighting-8 Ft T-8 with Elec Ballast-Tr2 | 0.0093037 | 0.0059993 | 0.015124 | 46.982 | 516.8016 | -0.076941 | -0.84636 | -0.066958 | -0.57598 | -0.066958 | -0.57598 | 0.025219 | 0.21694 | 0.025219 | 0.21694 | 0.61629 | 1.3063 | 0.61629 | 1.3063
234331-Premium T8 with T12 40 Watt Baseline - Tr2 | 0.47133 | 0.30393 | 0.71904 | 2380.1152 | 26181.2674 | -3.8979 | -42.8766 | 0.0565 | 0.48166 | 0.0565 | 0.48166 | 0.071121 | 0.6063 | 0.071121 | 0.6063 | 2.0935 | 2.9198 | 2.0935 | 2.9198
234307-Lighting-Remove 8 Ft Lamp (De-Lamp) - Tr2 | 1.2525 | 0.80768 | 1.9108 | 6325.1094 | 69576.2029 | -10.3585 | -113.9437 | 0.088446 | 0.75399 | 0.088446 | 0.75399 | 0.09655 | 0.82308 | 0.09655 | 0.82308 | 5.4848 | 9.3112 | 5.4848 | 9.3112
234331-Premium T8 with T12 40 Watt Baseline - Tr2 | 0.43592 | 0.28109 | 0.70863 | 2201.3102 | 24214.4117 | -3.605 | -39.6555 | 0.051673 | 0.4445 | 0.051673 | 0.4445 | 0.067484 | 0.5805 | 0.067484 | 0.5805 | 1.9249 | 2.6846 | 1.9249 | 2.6846
234331-Premium T8 with T12 40 Watt Baseline - Tr2 | 0.79531 | 0.49326 | 1.2795 | 4295.8639 | 47254.5027 | -9.2845 | -102.1298 | 0.056182 | 0.48465 | 0.056182 | 0.48465 | 0.070533 | 0.60844 | 0.070533 | 0.60844 | 2.1078 | 2.9397 | 2.1078 | 2.9397
234304-Lighting-Remove 4 Ft Lamp (De-Lamp) - Tr2 | 0.42051 | 0.2608 | 0.6765 | 2271.3705 | 24985.0755 | -4.909 | -53.9995 | 0.075372 | 0.65018 | 0.075372 | 0.65018 | 0.092782 | 0.80036 | 0.092782 | 0.80036 | 3.391 | 7.5739 | 3.391 | 7.5739
234307-Lighting-Remove 8 Ft Lamp (De-Lamp) - Tr2 | 0.88327 | 0.54781 | 1.421 | 4770.9383 | 52480.3209 | -10.3113 | -113.4242 | 0.087538 | 0.75513 | 0.087538 | 0.75513 | 0.095493 | 0.82375 | 0.095493 | 0.82375 | 5.5223 | 9.3748 | 5.5223 | 9.3748
234331-Premium T8 with T12 40 Watt Baseline - Tr2 | 0.48373 | 0.31192 | 0.73796 | 2442.7498 | 26870.2482 | -4.0004 | -44.0049 | 0.0565 | 0.48166 | 0.0565 | 0.48166 | 0.071121 | 0.6063 | 0.071121 | 0.6063 | 2.0935 | 2.9198 | 2.0935 | 2.9198
234304-Lighting-Remove 4 Ft Lamp (De-Lamp) - Tr2 | 0.63912 | 0.41212 | 0.97501 | 3227.4086 | 35501.4949 | -5.2855 | -58.1401 | 0.076051 | 0.64833 | 0.076051 | 0.64833 | 0.093788 | 0.79953 | 0.093788 | 0.79953 | 3.368 | 7.5225 | 3.368 | 7.5225
234208-Lighting-8 Ft T-8 with Elec Ballast-Tr2 | 0.020119 | 0.012973 | 0.030692 | 101.5963 | 1117.5593 | -0.16638 | -1.8302 | -0.053205 | -0.45356 | -0.053205 | -0.45356 | 0.032037 | 0.27311 | 0.032037 | 0.27311 | 0.6703 | 1.4208 | 0.6703 | 1.4208
234307-Lighting-Remove 8 Ft Lamp (De-Lamp) - Tr2 | 1.0218 | 0.65889 | 1.5588 | 5159.9576 | 56759.5339 | -8.4504 | -92.954 | 0.088446 | 0.75399 | 0.088446 | 0.75399 | 0.09655 | 0.82308 | 0.09655 | 0.82308 | 5.4848 | 9.3112 | 5.4848 | 9.3112
234332-Premium T8 with T12 40 Watt Baseline - Tr3 | 0.16208 | 0.10451 | 0.26307 | 818.4798 | 9003.2775 | -1.3404 | -14.7445 | 0.057177 | 0.48743 | 0.057177 | 0.48743 | 0.08155 | 0.6952 | 0.08155 | 0.6952 | 2.1213 | 4.0638 | 2.1213 | 4.0638
234305-Lighting-Remove 4 Ft Lamp (De-Lamp) - Tr3 | 0.26605 | 0.17156 | 0.43182 | 1343.5113 | 14778.6241 | -2.2002 | -24.2027 | 0.079386 | 0.67675 | 0.079386 | 0.67675 | 0.098956 | 0.84359 | 0.098956 | 0.84359 | 3.7582 | 11.7431 | 3.7582 | 11.7431
234308-Lighting-Remove 8 Ft Lamp (De-Lamp) - Tr3 | 0.25613 | 0.16516 | 0.41571 | 1293.417 | 14227.5874 | -2.1182 | -23.3003 | 0.090517 | 0.77165 | 0.090517 | 0.77165 | 0.10067 | 0.85818 | 0.10067 | 0.85818 | 6.1284 | 14.4226 | 6.1284 | 14.4226
234331-Premium T8 with T12 40 Watt Baseline - Tr2 | 1.074 | 0.69252 | 1.7431 | 5423.3182 | 59656.4997 | -8.8817 | -97.6984 | 0.061624 | 0.52534 | 0.061624 | 0.52534 | 0.074795 | 0.63762 | 0.074795 | 0.63762 | 2.324 | 3.2412 | 2.324 | 3.2412
234307-Lighting-Remove 8 Ft Lamp (De-Lamp) - Tr2 | 2.854 | 1.8404 | 4.6322 | 14412.3612 | 158535.9736 | -23.6029 | -259.6315 | 0.090402 | 0.77066 | 0.090402 | 0.77066 | 0.097702 | 0.8329 | 0.097702 | 0.8329 | 6.0886 | 10.3362 | 6.0886 | 10.3362
234331-Premium T8 with T12 40 Watt Baseline - Tr2 | 0.26047 | 0.16796 | 0.39736 | 1315.3268 | 14468.5952 | -2.1541 | -23.695 | 0.05664 | 0.48223 | 0.05664 | 0.48223 | 0.07126 | 0.60671 | 0.07126 | 0.60671 | 2.0963 | 2.9236 | 2.0963 | 2.9236
234307-Lighting-Remove 8 Ft Lamp (De-Lamp) - Tr2 | 0.6922 | 0.44635 | 1.056 | 3495.4552 | 38450.0068 | -5.7244 | -62.9689 | 0.088585 | 0.75421 | 0.088585 | 0.75421 | 0.096689 | 0.82321 | 0.096689 | 0.82321 | 5.4919 | 9.3233 | 5.4919 | 9.3233
234331-Premium T8 with T12 40 Watt Baseline - Tr2 | 0.64498 | 0.4159 | 0.98395 | 3256.9998 | 35826.9976 | -5.3339 | -58.6732 | 0.05664 | 0.48223 | 0.05664 | 0.48223 | 0.07126 | 0.60671 | 0.07126 | 0.60671 | 2.0963 | 2.9236 | 2.0963 | 2.9236
234307-Lighting-Remove 8 Ft Lamp (De-Lamp) - Tr2 | 0.85701 | 0.55262 | 1.3074 | 4327.7064 | 47604.7704 | -7.0874 | -77.9615 | 0.088585 | 0.75421 | 0.088585 | 0.75421 | 0.096689 | 0.82321 | 0.096689 | 0.82321 | 5.4919 | 9.3233 | 5.4919 | 9.3233
234330-Premium T8 with T12 40 Watt Baseline - Tr1 | 1.2219 | 0.78794 | 1.2174 | 6170.5715 | 67876.2862 | -10.1054 | -111.1597 | 0.079577 | 0.67838 | 0.079577 | 0.67838 | 0.081093 | 0.6913 | 0.081093 | 0.6913 | 3.7833 | 3.9951 | 3.7833 | 3.9951
234331-Premium T8 with T12 40 Watt Baseline - Tr2 | 0.18605 | 0.11997 | 0.28383 | 939.5192 | 10334.7108 | -1.5386 | -16.925 | 0.0565 | 0.48166 | 0.0565 | 0.48166 | 0.071121 | 0.6063 | 0.071121 | 0.6063 | 2.0935 | 2.9198 | 2.0935 | 2.9198
234304-Lighting-Remove 4 Ft Lamp (De-Lamp) - Tr2 | 0.15978 | 0.10303 | 0.24375 | 806.8522 | 8875.3737 | -1.3214 | -14.535 | 0.076051 | 0.64833 | 0.076051 | 0.64833 | 0.093788 | 0.79953 | 0.093788 | 0.79953 | 3.368 | 7.5225 | 3.368 | 7.5225
234307-Lighting-Remove 8 Ft Lamp (De-Lamp) - Tr2 | 0.36258 | 0.2338 | 0.55314 | 1830.9527 | 20140.4798 | -2.9985 | -32.9837 | 0.088446 | 0.75399 | 0.088446 | 0.75399 | 0.09655 | 0.82308 | 0.09655 | 0.82308 | 5.4848 | 9.3112 | 5.4848 | 9.3112
234330-Premium T8 with T12 40 Watt Baseline - Tr1 | 0.6336 | 0.40856 | 0.63122 | 3199.5556 | 35195.1114 | -5.2399 | -57.6384 | 0.079577 | 0.67838 | 0.079577 | 0.67838 | 0.081093 | 0.6913 | 0.081093 | 0.6913 | 3.7833 | 3.9951 | 3.7833 | 3.9951
234330-Premium T8 with T12 40 Watt Baseline - Tr1 | 0.42045 | 0.27111 | 0.64141 | 2123.1654 | 23354.819 | -3.4771 | -38.2478 | 0.05445 | 0.46359 | 0.05445 | 0.46359 | 0.057306 | 0.4879 | 0.057306 | 0.4879 | 2.011 | 2.1236 | 2.011 | 2.1236
234303-Lighting-Remove 4 Ft Lamp (De-Lamp) - Tr1 | 0.039945 | 0.025757 | 0.060938 | 201.713 | 2218.8434 | -0.33034 | -3.6338 | 0.076001 | 0.64707 | 0.076001 | 0.64707 | 0.089134 | 0.75888 | 0.089134 | 0.75888 | 3.3526 | 5.6492 | 3.3526 | 5.6492
234330-Premium T8 with T12 40 Watt Baseline - Tr1 | 0.40661 | 0.2622 | 0.63633 | 2053.3176 | 22586.4941 | -3.3627 | -36.9895 | 0.046114 | 0.39312 | 0.046114 | 0.39312 | 0.049404 | 0.42117 | 0.049404 | 0.42117 | 1.7431 | 1.8407 | 1.7431 | 1.8407
234330-Premium T8 with T12 40 Watt Baseline - Tr1 | 0.1922 | 0.12394 | 0.29322 | 970.5899 | 10676.4887 | -1.5895 | -17.4847 | 0.054311 | 0.46299 | 0.054311 | 0.46299 | 0.057166 | 0.48733 | 0.057166 | 0.48733 | 2.0084 | 2.1209 | 2.0084 | 2.1209
234330-Premium T8 with T12 40 Watt Baseline - Tr1 | 0.24025 | 0.15492 | 0.36652 | 1213.2373 | 13345.6108 | -1.9869 | -21.8559 | 0.05445 | 0.46359 | 0.05445 | 0.46359 | 0.057306 | 0.4879 | 0.057306 | 0.4879 | 2.011 | 2.1236 | 2.011 | 2.1236
234331-Premium T8 with T12 40 Watt Baseline - Tr2 | 0.027538 | 0.017757 | 0.044695 | 139.0594 | 1529.6538 | -0.22774 | -2.5051 | 0.061624 | 0.52534 | 0.061624 | 0.52534 | 0.074795 | 0.63762 | 0.074795 | 0.63762 | 2.324 | 3.2412 | 2.324 | 3.2412
234307-Lighting-Remove 8 Ft Lamp (De-Lamp) - Tr2 | 0.073181 | 0.047189 | 0.11878 | 369.5477 | 4065.025 | -0.6052 | -6.6572 | 0.090402 | 0.77066 | 0.090402 | 0.77066 | 0.097702 | 0.8329 | 0.097702 | 0.8329 | 6.0886 | 10.3362 | 6.0886 | 10.3362
234331-Premium T8 with T12 40 Watt Baseline - Tr2 | 0.17365 | 0.11197 | 0.26491 | 876.8846 | 9645.7301 | -1.4361 | -15.7966 | 0.05664 | 0.48223 | 0.05664 | 0.48223 | 0.07126 | 0.60671 | 0.07126 | 0.60671 | 2.0963 | 2.9236 | 2.0963 | 2.9236
234307-Lighting-Remove 8 Ft Lamp (De-Lamp) - Tr2 | 0.46146 | 0.29756 | 0.70399 | 2330.3034 | 25633.3379 | -3.8163 | -41.9792 | 0.088585 | 0.75421 | 0.088585 | 0.75421 | 0.096689 | 0.82321 | 0.096689 | 0.82321 | 5.4919 | 9.3233 | 5.4919 | 9.3233
234331-Premium T8 with T12 40 Watt Baseline - Tr2 | 0.24807 | 0.15996 | 0.37844 | 1252.6922 | 13779.6144 | -2.0515 | -22.5666 | 0.05664 | 0.48223 | 0.05664 | 0.48223 | 0.07126 | 0.60671 | 0.07126 | 0.60671 | 2.0963 | 2.9236 | 2.0963 | 2.9236
234307-Lighting-Remove 8 Ft Lamp (De-Lamp) - Tr2 | 0.32962 | 0.21255 | 0.50285 | 1664.5025 | 18309.5271 | -2.7259 | -29.9852 | 0.088585 | 0.75421 | 0.088585 | 0.75421 | 0.096689 | 0.82321 | 0.096689 | 0.82321 | 5.4919 | 9.3233 | 5.4919 | 9.3233
234208-Lighting-8 Ft T-8 with Elec Ballast-Tr2 | 0.010059 | 0.0064866 | 0.015346 | 50.7981 | 558.7796 | -0.083191 | -0.9151 | -0.053063 | -0.45178 | -0.053063 | -0.45178 | 0.032177 | 0.27395 | 0.032177 | 0.27395 | 0.67117 | 1.4227 | 0.67117 | 1.4227
234332-Premium T8 with T12 40 Watt Baseline - Tr3 | 0.66265 | 0.4273 | 1.0109 | 3346.2664 | 36808.9307 | -5.4801 | -60.2813 | 0.051703 | 0.4402 | 0.051703 | 0.4402 | 0.078759 | 0.67055 | 0.078759 | 0.67055 | 1.9134 | 3.6656 | 1.9134 | 3.6656
234305-Lighting-Remove 4 Ft Lamp (De-Lamp) - Tr3 | 0.55923 | 0.3606 | 0.85313 | 2823.9825 | 31063.808 | -4.6248 | -50.8726 | 0.076356 | 0.6501 | 0.076356 | 0.6501 | 0.098081 | 0.83506 | 0.098081 | 0.83506 | 3.3899 | 10.5923 | 3.3899 | 10.5923
234308-Lighting-Remove 8 Ft Lamp (De-Lamp) - Tr3 | 1.4833 | 0.95646 | 2.2628 | 7490.2611 | 82392.8718 | -12.2667 | -134.9333 | 0.088713 | 0.7553 | 0.088713 | 0.7553 | 0.099981 | 0.85123 | 0.099981 | 0.85123 | 5.5278 | 13.0092 | 5.5278 | 13.0092
234331-Premium T8 with T12 40 Watt Baseline - Tr2 | 0.17365 | 0.11197 | 0.26491 | 876.8846 | 9645.7301 | -1.4361 | -15.7966 | 0.05664 | 0.48223 | 0.05664 | 0.48223 | 0.07126 | 0.60671 | 0.07126 | 0.60671 | 2.0963 | 2.9236 | 2.0963 | 2.9236
234307-Lighting-Remove 8 Ft Lamp (De-Lamp) - Tr2 | 0.23073 | 0.14878 | 0.352 | 1165.1517 | 12816.6689 | -1.9081 | -20.9896 | 0.088585 | 0.75421 | 0.088585 | 0.75421 | 0.096689 | 0.82321 | 0.096689 | 0.82321 | 5.4919 | 9.3233 | 5.4919 | 9.3233
234331-Premium T8 with T12 40 Watt Baseline - Tr2 | 0.08521 | 0.054946 | 0.15499 | 430.293 | 4733.2226 | -1.6763 | -18.439 | 0.046803 | 0.39899 | 0.046803 | 0.39899 | 0.064168 | 0.54703 | 0.064168 | 0.54703 | 1.7627 | 2.4584 | 1.7627 | 2.4584
234304-Lighting-Remove 4 Ft Lamp (De-Lamp) - Tr2 | 0.13721 | 0.088475 | 0.24958 | 692.8733 | 7621.6065 | -2.6992 | -29.6912 | 0.070023 | 0.59694 | 0.070023 | 0.59694 | 0.091089 | 0.77653 | 0.091089 | 0.77653 | 2.8358 | 6.3337 | 2.8358 | 6.3337
234331-Premium T8 with T12 40 Watt Baseline - Tr2 | 0.13847 | 0.089287 | 0.25187 | 699.2261 | 7691.4867 | -2.7239 | -29.9634 | 0.046803 | 0.39899 | 0.046803 | 0.39899 | 0.064168 | 0.54703 | 0.064168 | 0.54703 | 1.7627 | 2.4584 | 1.7627 | 2.4584
234304-Lighting-Remove 4 Ft Lamp (De-Lamp) - Tr2 | 0.22296 | 0.14377 | 0.40556 | 1125.9191 | 12385.1105 | -4.3862 | -48.2482 | 0.070023 | 0.59694 | 0.070023 | 0.59694 | 0.091089 | 0.77653 | 0.091089 | 0.77653 | 2.8358 | 6.3337 | 2.8358 | 6.3337
234364-Lighting-IntrHiByLnrFlscntFxt360wrplc400w(TrII)Tr2 | 0.64771 | 0.41766 | 0.79139 | 3270.816 | 35978.9762 | -12.742 | -140.1618 | 0.03837 | 0.3271 | 0.03837 | 0.3271 | 0.099726 | 0.85015 | 0.099726 | 0.85015 | 1.5497 | 12.814 | 1.5497 | 12.814
234331-Premium T8 with T12 40 Watt Baseline - Tr2 | 0.56792 | 0.32405 | 0.87339 | 2826.2826 | 31089.1083 | -3.6541 | -40.1956 | 0.045172 | 0.39838 | 0.045172 | 0.39838 | 0.061978 | 0.54658 | 0.061978 | 0.54658 | 1.7606 | 2.4555 | 1.7606 | 2.4555
234304-Lighting-Remove 4 Ft Lamp (De-Lamp) - Tr2 | 1.7586 | 1.0035 | 2.7045 | 8751.8895 | 96270.785 | -11.3154 | -124.4699 | 0.067644 | 0.59656 | 0.067644 | 0.59656 | 0.088031 | 0.77635 | 0.088031 | 0.77635 | 2.8324 | 6.3263 | 2.8324 | 6.3263
234049-Lighting-LED Exit Sign New Sign | 0.038498 | 0.038248 | 0 | 337.2586 | 5396.1376 | 0 | 0 | 0.076914 | 0 | 0.076914 | 0 | 0.08281 | 0 | 0.08281 | 0 | 4.951 | 7.1024 | 4.951 | 7.1024
234176-Food Service - Ice Machine Air-Cooled 301-400 | 0.18381 | 0.14225 | 0.182 | 1594.32 | 19131.84 | 0 | 0 | 0.051299 | 0 | 0.051299 | 0 | 0.048331 | 0 | 0.048331 | 0 | 2.2136 | 2.0684 | 2.2136 | 2.0684
234331-Premium T8 with T12 40 Watt Baseline - Tr2 | 0.4406 | 0.28411 | 0.71512 | 2224.951 | 24474.4614 | -3.6438 | -40.0814 | 0.061624 | 0.52534 | 0.061624 | 0.52534 | 0.074795 | 0.63762 | 0.074795 | 0.63762 | 2.324 | 3.2412 | 2.324 | 3.2412
234304-Lighting-Remove 4 Ft Lamp (De-Lamp) - Tr2 | 0.22171 | 0.14296 | 0.35985 | 1119.5927 | 12315.5201 | -1.8335 | -20.1689 | 0.079236 | 0.67548 | 0.079236 | 0.67548 | 0.095214 | 0.81169 | 0.095214 | 0.81169 | 3.7388 | 8.3506 | 3.7388 | 8.3506
234307-Lighting-Remove 8 Ft Lamp (De-Lamp) - Tr2 | 0.84158 | 0.54267 | 1.3659 | 4249.7988 | 46747.7871 | -6.9598 | -76.558 | 0.090402 | 0.77066 | 0.090402 | 0.77066 | 0.097702 | 0.8329 | 0.097702 | 0.8329 | 6.0886 | 10.3362 | 6.0886 | 10.3362
234331-Premium T8 with T12 40 Watt Baseline - Tr2 | 0.94067 | 0.60657 | 1.5291 | 4750.1956 | 52252.1515 | -7.7793 | -85.5724 | 0.052443 | 0.4465 | 0.052443 | 0.4465 | 0.068251 | 0.58109 | 0.068251 | 0.58109 | 1.9388 | 2.704 | 1.9388 | 2.704
234304-Lighting-Remove 4 Ft Lamp (De-Lamp) - Tr2 | 1.0714 | 0.69085 | 1.7416 | 5410.2237 | 59512.461 | -8.8602 | -97.4625 | 0.073582 | 0.62647 | 0.073582 | 0.62647 | 0.092759 | 0.78975 | 0.092759 | 0.78975 | 3.119 | 6.9664 | 3.119 | 6.9664
234307-Lighting-Remove 8 Ft Lamp (De-Lamp) - Tr2 | 1.6157 | 1.0419 | 2.6265 | 8159.1246 | 89750.3706 | -13.362 | -146.9825 | 0.086983 | 0.74057 | 0.086983 | 0.74057 | 0.095746 | 0.81517 | 0.095746 | 0.81517 | 5.0793 | 8.6229 | 5.0793 | 8.6229
234331-Premium T8 with T12 40 Watt Baseline - Tr2 | 0.091773 | 0.059177 | 0.14918 | 463.4337 | 5097.7709 | -0.75896 | -8.3485 | 0.052443 | 0.4465 | 0.052443 | 0.4465 | 0.068251 | 0.58109 | 0.068251 | 0.58109 | 1.9388 | 2.704 | 1.9388 | 2.704
234307-Lighting-Remove 8 Ft Lamp (De-Lamp) - Tr2 | 0.24388 | 0.15726 | 0.39645 | 1231.566 | 13547.2258 | -2.0169 | -22.186 | 0.086983 | 0.74057 | 0.086983 | 0.74057 | 0.095746 | 0.81517 | 0.095746 | 0.81517 | 5.0793 | 8.6229 | 5.0793 | 8.6229
234331-Premium T8 with T12 40 Watt Baseline - Tr2 | 0.81236 | 0.52383 | 1.3185 | 4102.2535 | 45124.7882 | -6.7182 | -73.9 | 0.061624 | 0.52534 | 0.061624 | 0.52534 | 0.074795 | 0.63762 | 0.074795 | 0.63762 | 2.324 | 3.2412 | 2.324 | 3.2412
234304-Lighting-Remove 4 Ft Lamp (De-Lamp) - Tr2 | 1.5963 | 1.0293 | 2.5909 | 8061.0677 | 88671.7446 | -13.2015 | -145.2161 | 0.079236 | 0.67548 | 0.079236 | 0.67548 | 0.095214 | 0.81169 | 0.095214 | 0.81169 | 3.7388 | 8.3506 | 3.7388 | 8.3506
234307-Lighting-Remove 8 Ft Lamp (De-Lamp) - Tr2 | 0.58545 | 0.37751 | 0.9502 | 2956.3818 | 32520.1997 | -4.8416 | -53.2577 | 0.090402 | 0.77066 | 0.090402 | 0.77066 | 0.097702 | 0.8329 | 0.097702 | 0.8329 | 6.0886 | 10.3362 | 6.0886 | 10.3362
234331-Premium T8 with T12 40 Watt Baseline - Tr2 | 0.35799 | 0.23084 | 0.58103 | 1807.7727 | 19885.4999 | -2.9606 | -32.5661 | 0.061624 | 0.52534 | 0.061624 | 0.52534 | 0.074795 | 0.63762 | 0.074795 | 0.63762 | 2.324 | 3.2412 | 2.324 | 3.2412
234304-Lighting-Remove 4 Ft Lamp (De-Lamp) - Tr2 | 0.39908 | 0.25734 | 0.64772 | 2015.2669 | 22167.9361 | -3.3004 | -36.304 | 0.079236 | 0.67548 | 0.079236 | 0.67548 | 0.095214 | 0.81169 | 0.095214 | 0.81169 | 3.7388 | 8.3506 | 3.7388 | 8.3506
234307-Lighting-Remove 8 Ft Lamp (De-Lamp) - Tr2 | 0.62204 | 0.40111 | 1.0096 | 3141.1557 | 34552.7122 | -5.1442 | -56.5863 | 0.090402 | 0.77066 | 0.090402 | 0.77066 | 0.097702 | 0.8329 | 0.097702 | 0.8329 | 6.0886 | 10.3362 | 6.0886 | 10.3362
234331-Premium T8 with T12 40 Watt Baseline - Tr2 | 0.26047 | 0.16796 | 0.39736 | 1315.3268 | 14468.5952 | -2.1541 | -23.695 | 0.05664 | 0.48223 | 0.05664 | 0.48223 | 0.07126 | 0.60671 | 0.07126 | 0.60671 | 2.0963 | 2.9236 | 2.0963 | 2.9236
234307-Lighting-Remove 8 Ft Lamp (De-Lamp) - Tr2 | 0.6922 | 0.44635 | 1.056 | 3495.4552 | 38450.0068 | -5.7244 | -62.9689 | 0.088585 | 0.75421 | 0.088585 | 0.75421 | 0.096689 | 0.82321 | 0.096689 | 0.82321 | 5.4919 | 9.3233 | 5.4919 | 9.3233
234330-Premium T8 with T12 40 Watt Baseline - Tr1 | 0.94901 | 0.61194 | 1.4478 | 4792.2875 | 52715.1628 | -7.8482 | -86.3307 | 0.05445 | 0.46359 | 0.05445 | 0.46359 | 0.057306 | 0.4879 | 0.057306 | 0.4879 | 2.011 | 2.1236 | 2.011 | 2.1236
234330-Premium T8 with T12 40 Watt Baseline - Tr1 | 2.2464 | 1.4485 | 3.427 | 11343.7692 | 124781.4614 | -18.5775 | -204.3523 | 0.05445 | 0.46359 | 0.05445 | 0.46359 | 0.057306 | 0.4879 | 0.057306 | 0.4879 | 2.011 | 2.1236 | 2.011 | 2.1236
234330-Premium T8 with T12 40 Watt Baseline - Tr1 | 0.36038 | 0.23238 | 0.54978 | 1819.856 | 20018.4163 | -2.9803 | -32.7838 | 0.05445 | 0.46359 | 0.05445 | 0.46359 | 0.057306 | 0.4879 | 0.057306 | 0.4879 | 2.011 | 2.1236 | 2.011 | 2.1236
234303-Lighting-Remove 4 Ft Lamp (De-Lamp) - Tr1 | 0.23967 | 0.15454 | 0.36563 | 1210.2782 | 13313.0606 | -1.9821 | -21.8026 | 0.076001 | 0.64707 | 0.076001 | 0.64707 | 0.089134 | 0.75888 | 0.089134 | 0.75888 | 3.3526 | 5.6492 | 3.3526 | 5.6492
234331-Premium T8 with T12 40 Watt Baseline - Tr2 | 0.076451 | 0.043623 | 0.11757 | 380.4611 | 4185.0723 | -0.4919 | -5.4109 | 0.045172 | 0.39838 | 0.045172 | 0.39838 | 0.061978 | 0.54658 | 0.061978 | 0.54658 | 1.7606 | 2.4555 | 1.7606 | 2.4555
234307-Lighting-Remove 8 Ft Lamp (De-Lamp) - Tr2 | 0.087072 | 0.049683 | 0.1339 | 433.3148 | 4766.4631 | -0.56024 | -6.1626 | 0.081891 | 0.7222 | 0.081891 | 0.7222 | 0.091206 | 0.80435 | 0.091206 | 0.80435 | 4.6126 | 7.8306 | 4.6126 | 7.8306
234304-Lighting-Remove 4 Ft Lamp (De-Lamp) - Tr2 | 0.14069 | 0.080277 | 0.21636 | 700.1512 | 7701.6628 | -0.90524 | -9.9576 | 0.067644 | 0.59656 | 0.067644 | 0.59656 | 0.088031 | 0.77635 | 0.088031 | 0.77635 | 2.8324 | 6.3263 | 2.8324 | 6.3263
234331-Premium T8 with T12 40 Watt Baseline - Tr2 | 0.096885 | 0.062474 | 0.15162 | 489.252 | 5381.7725 | -0.80124 | -8.8136 | 0.048637 | 0.41463 | 0.048637 | 0.41463 | 0.065483 | 0.55824 | 0.065483 | 0.55824 | 1.817 | 2.5341 | 1.817 | 2.5341
234304-Lighting-Remove 4 Ft Lamp (De-Lamp) - Tr2 | 0.31202 | 0.2012 | 0.48829 | 1575.6227 | 17331.8501 | -2.5804 | -28.3841 | 0.071163 | 0.60666 | 0.071163 | 0.60666 | 0.0916 | 0.78088 | 0.0916 | 0.78088 | 2.9231 | 6.5289 | 2.9231 | 6.5289
234331-Premium T8 with T12 40 Watt Baseline - Tr2 | 0.10922 | 0.062318 | 0.16796 | 543.5159 | 5978.6747 | -0.70272 | -7.7299 | 0.045172 | 0.39838 | 0.045172 | 0.39838 | 0.061978 | 0.54658 | 0.061978 | 0.54658 | 1.7606 | 2.4555 | 1.7606 | 2.4555
234330-Premium T8 with T12 40 Watt Baseline - Tr1 | 0.83749 | 0.54003 | 1.4414 | 4229.1481 | 46520.6292 | -6.926 | -76.186 | 0.041099 | 0.34992 | 0.041099 | 0.34992 | 0.044662 | 0.38025 | 0.044662 | 0.38025 | 1.6115 | 1.7018 | 1.6115 | 1.7018
234330-Premium T8 with T12 40 Watt Baseline - Tr1 | 0.93834 | 0.60507 | 1.4685 | 4738.4253 | 52122.6788 | -7.76 | -85.3604 | 0.045959 | 0.39343 | 0.045959 | 0.39343 | 0.04925 | 0.42159 | 0.04925 | 0.42159 | 1.7406 | 1.8381 | 1.7406 | 1.8381
234330-Premium T8 with T12 40 Watt Baseline - Tr1 | 0.41141 | 0.26529 | 0.45294 | 2077.5421 | 22852.9627 | -3.4024 | -37.4259 | -0.0030609 | -0.026093 | -0.0030609 | -0.026093 | 0.013009 | 0.1109 | 0.013009 | 0.1109 | 0.97248 | 1.1367 | 0.97248 | 1.1367
234303-Lighting-Remove 4 Ft Lamp (De-Lamp) - Tr1 | 0.19268 | 0.12424 | 0.21213 | 972.9929 | 10702.922 | -1.5935 | -17.528 | 0.041353 | 0.35253 | 0.041353 | 0.35253 | 0.072396 | 0.61716 | 0.072396 | 0.61716 | 1.6189 | 3.0238 | 1.6189 | 3.0238
234332-Premium T8 with T12 40 Watt Baseline - Tr3 | 0.48759 | 0.31441 | 0.53681 | 2462.2192 | 27084.4114 | -4.0323 | -44.3556 | -0.008934 | -0.076161 | -0.008934 | -0.076161 | 0.053038 | 0.45214 | 0.053038 | 0.45214 | 0.92371 | 1.962 | 0.92371 | 1.962
234305-Lighting-Remove 4 Ft Lamp (De-Lamp) - Tr3 | 0.4239 | 0.27334 | 0.46669 | 2140.5844 | 23546.4283 | -3.5056 | -38.5616 | 0.042016 | 0.35818 | 0.042016 | 0.35818 | 0.089089 | 0.75947 | 0.089089 | 0.75947 | 1.6351 | 5.6697 | 1.6351 | 5.6697
234308-Lighting-Remove 8 Ft Lamp (De-Lamp) - Tr3 | 0.54059 | 0.34858 | 0.59516 | 2729.8517 | 30028.3691 | -4.4706 | -49.1769 | 0.067617 | 0.57643 | 0.067617 | 0.57643 | 0.092634 | 0.78969 | 0.092634 | 0.78969 | 2.6675 | 6.9634 | 2.6675 | 6.9634
234049-Lighting-LED Exit Sign New Sign | 0.1155 | 0.11475 | 0 | 1011.7758 | 16188.4127 | 0 | 0 | 0.076968 | 0 | 0.076968 | 0 | 0.084167 | 0 | 0.084167 | 0 | 4.9648 | 7.8916 | 4.9648 | 7.8916
234332-Premium T8 with T12 40 Watt Baseline - Tr3 | 0.0056157 | 0.0036212 | 0.0085671 | 28.3582 | 311.9401 | -0.046442 | -0.51086 | 0.051703 | 0.4402 | 0.051703 | 0.4402 | 0.078759 | 0.67055 | 0.078759 | 0.67055 | 1.9134 | 3.6656 | 1.9134 | 3.6656
234331-Premium T8 with T12 40 Watt Baseline - Tr2 | 0.21942 | 0.14149 | 0.39171 | 1108.0385 | 12188.4234 | -4.5736 | -50.3091 | 0.048611 | 0.41388 | 0.048611 | 0.41388 | 0.065504 | 0.5577 | 0.065504 | 0.5577 | 1.8143 | 2.5304 | 1.8143 | 2.5304
234208-Lighting-8 Ft T-8 with Elec Ballast-Tr2 | 0.23134 | 0.14918 | 0.41299 | 1168.239 | 12850.6291 | -4.822 | -53.0424 | -0.078138 | -0.66527 | -0.078138 | -0.66527 | 0.020347 | 0.17324 | 0.020347 | 0.17324 | 0.5809 | 1.2313 | 0.5809 | 1.2313
234307-Lighting-Remove 8 Ft Lamp (De-Lamp) - Tr2 | 1.0496 | 0.67681 | 1.8737 | 5300.2629 | 58302.8914 | -21.8774 | -240.6519 | 0.08552 | 0.72812 | 0.08552 | 0.72812 | 0.094884 | 0.80784 | 0.094884 | 0.80784 | 4.7533 | 8.0694 | 4.7533 | 8.0694
234330-Premium T8 with T12 40 Watt Baseline - Tr1 | 0.14596 | 0.094121 | 0.22843 | 737.0884 | 8107.9723 | -1.2071 | -13.2783 | 0.045817 | 0.39272 | 0.045817 | 0.39272 | 0.049107 | 0.42093 | 0.049107 | 0.42093 | 1.7383 | 1.8356 | 1.7383 | 1.8356
234303-Lighting-Remove 4 Ft Lamp (De-Lamp) - Tr1 | 0.48536 | 0.31297 | 0.75956 | 2450.9687 | 26960.6557 | -4.0139 | -44.153 | 0.07065 | 0.60558 | 0.07065 | 0.60558 | 0.085783 | 0.73529 | 0.085783 | 0.73529 | 2.8979 | 4.883 | 2.8979 | 4.883
234331-Premium T8 with T12 40 Watt Baseline - Tr2 | 0.44254 | 0.25251 | 0.67151 | 2202.3123 | 24225.4357 | -3.3392 | -36.7308 | 0.047686 | 0.41321 | 0.047686 | 0.41321 | 0.064305 | 0.55722 | 0.064305 | 0.55722 | 1.812 | 2.5271 | 1.812 | 2.5271
234304-Lighting-Remove 4 Ft Lamp (De-Lamp) - Tr2 | 1.1402 | 0.65056 | 1.7301 | 5673.9889 | 62413.8784 | -8.603 | -94.6325 | 0.069909 | 0.60578 | 0.069909 | 0.60578 | 0.09007 | 0.78048 | 0.09007 | 0.78048 | 2.915 | 6.5108 | 2.915 | 6.5108
234332-Premium T8 with T12 40 Watt Baseline - Tr3 | 0.12355 | 0.079665 | 0.18848 | 623.8802 | 6862.682 | -1.0217 | -11.2389 | 0.051703 | 0.4402 | 0.051703 | 0.4402 | 0.078759 | 0.67055 | 0.078759 | 0.67055 | 1.9134 | 3.6656 | 1.9134 | 3.6656
234332-Premium T8 with T12 40 Watt Baseline - Tr3 | 0.089851 | 0.057939 | 0.13707 | 453.731 | 4991.0415 | -0.74307 | -8.1737 | 0.051703 | 0.4402 | 0.051703 | 0.4402 | 0.078759 | 0.67055 | 0.078759 | 0.67055 | 1.9134 | 3.6656 | 1.9134 | 3.6656
234331-Premium T8 with T12 40 Watt Baseline - Tr2 | 0.12918 | 0.083299 | 0.20216 | 652.3361 | 7175.6967 | -1.0683 | -11.7515 | 0.048637 | 0.41463 | 0.048637 | 0.41463 | 0.065483 | 0.55824 | 0.065483 | 0.55824 | 1.817 | 2.5341 | 1.817 | 2.5341
234304-Lighting-Remove 4 Ft Lamp (De-Lamp) - Tr2 | 0.20801 | 0.13413 | 0.32553 | 1050.4152 | 11554.5667 | -1.7202 | -18.9227 | 0.071163 | 0.60666 | 0.071163 | 0.60666 | 0.0916 | 0.78088 | 0.0916 | 0.78088 | 2.9231 | 6.5289 | 2.9231 | 6.5289
234330-Premium T8 with T12 40 Watt Baseline - Tr1 | 0.34288 | 0.19565 | 0.52029 | 1706.3585 | 18769.9439 | -2.5872 | -28.4592 | 0.045197 | 0.39165 | 0.045197 | 0.39165 | 0.048443 | 0.41977 | 0.048443 | 0.41977 | 1.7383 | 1.8356 | 1.7383 | 1.8356
234303-Lighting-Remove 4 Ft Lamp (De-Lamp) - Tr1 | 0.962 | 0.54891 | 1.4597 | 4787.4282 | 52661.7099 | -7.2587 | -79.8462 | 0.069693 | 0.60392 | 0.069693 | 0.60392 | 0.084622 | 0.73327 | 0.084622 | 0.73327 | 2.8979 | 4.8831 | 2.8979 | 4.8831
234126-Refrigeration - Efficient Evap Fan Motor Electronically Commutated Motor (ECM) | 0.11592 | 0.089707 | 0.1369 | 1005.4282 | 15081.4224 | -0.99604 | -14.9407 | 0.083077 | 0.82664 | 0.083077 | 0.82664 | -0.047835 | -0.47597 | -0.047835 | -0.47597 | 7.9692 | 0.6651 | 7.9692 | 0.6651
234126-Refrigeration - Efficient Evap Fan Motor Electronically Commutated Motor (ECM) | 0.02576 | 0.019935 | 0.030422 | 223.4285 | 3351.4272 | -0.22134 | -3.3201 | 0.083077 | 0.82664 | 0.083077 | 0.82664 | -0.047835 | -0.47597 | -0.047835 | -0.47597 | 7.9692 | 0.6651 | 7.9692 | 0.6651
234126-Refrigeration - Efficient Evap Fan Motor Electronically Commutated Motor (ECM) | 0.10304 | 0.07974 | 0.12169 | 893.7139 | 13405.7088 | -0.88537 | -13.2806 | 0.083077 | 0.82664 | 0.083077 | 0.82664 | -0.047835 | -0.47597 | -0.047835 | -0.47597 | 7.9692 | 0.6651 | 7.9692 | 0.6651
234330-Premium T8 with T12 40 Watt Baseline - Tr1 | 0.1393 | 0.079481 | 0.21137 | 693.2082 | 7625.2897 | -1.051 | -11.5615 | 0.045197 | 0.39165 | 0.045197 | 0.39165 | 0.048443 | 0.41977 | 0.048443 | 0.41977 | 1.7383 | 1.8356 | 1.7383 | 1.8356
234303-Lighting-Remove 4 Ft Lamp (De-Lamp) - Tr1 | 0.46319 | 0.26429 | 0.70284 | 2305.058 | 25355.6381 | -3.495 | -38.4445 | 0.069693 | 0.60392 | 0.069693 | 0.60392 | 0.084622 | 0.73327 | 0.084622 | 0.73327 | 2.8979 | 4.8831 | 2.8979 | 4.8831
234330-Premium T8 with T12 40 Watt Baseline - Tr1 | 0.22502 | 0.12839 | 0.34144 | 1119.7978 | 12317.7757 | -1.6978 | -18.6763 | 0.045197 | 0.39165 | 0.045197 | 0.39165 | 0.048443 | 0.41977 | 0.048443 | 0.41977 | 1.7383 | 1.8356 | 1.7383 | 1.8356
234303-Lighting-Remove 4 Ft Lamp (De-Lamp) - Tr1 | 0.74822 | 0.42693 | 1.1354 | 3723.5552 | 40959.1077 | -5.6457 | -62.1026 | 0.069693 | 0.60392 | 0.069693 | 0.60392 | 0.084622 | 0.73327 | 0.084622 | 0.73327 | 2.8979 | 4.8831 | 2.8979 | 4.8831
234330-Premium T8 with T12 40 Watt Baseline - Tr1 | 0.25716 | 0.14673 | 0.39022 | 1279.7689 | 14077.4579 | -1.9404 | -21.3444 | 0.045197 | 0.39165 | 0.045197 | 0.39165 | 0.048443 | 0.41977 | 0.048443 | 0.41977 | 1.7383 | 1.8356 | 1.7383 | 1.8356
234303-Lighting-Remove 4 Ft Lamp (De-Lamp) - Tr1 | 0.85511 | 0.48792 | 1.2976 | 4255.4917 | 46810.4088 | -6.4522 | -70.9744 | 0.069693 | 0.60392 | 0.069693 | 0.60392 | 0.084622 | 0.73327 | 0.084622 | 0.73327 | 2.8979 | 4.8831 | 2.8979 | 4.8831
234331-Premium T8 with T12 40 Watt Baseline - Tr2 | 0.45893 | 0.29593 | 0.70012 | 2317.4806 | 25492.2867 | -3.7953 | -41.7482 | 0.0565 | 0.48166 | 0.0565 | 0.48166 | 0.071121 | 0.6063 | 0.071121 | 0.6063 | 2.0935 | 2.9198 | 2.0935 | 2.9198
234304-Lighting-Remove 4 Ft Lamp (De-Lamp) - Tr2 | 0.11983 | 0.077272 | 0.18281 | 605.1391 | 6656.5303 | -0.99103 | -10.9013 | 0.076051 | 0.64833 | 0.076051 | 0.64833 | 0.093788 | 0.79953 | 0.093788 | 0.79953 | 3.368 | 7.5225 | 3.368 | 7.5225
234307-Lighting-Remove 8 Ft Lamp (De-Lamp) - Tr2 | 0.85701 | 0.55262 | 1.3074 | 4327.7064 | 47604.7704 | -7.0874 | -77.9615 | 0.088446 | 0.75399 | 0.088446 | 0.75399 | 0.09655 | 0.82308 | 0.09655 | 0.82308 | 5.4848 | 9.3112 | 5.4848 | 9.3112
234330-Premium T8 with T12 40 Watt Baseline - Tr1 | 0.30857 | 0.19897 | 0.28237 | 1558.2225 | 17140.4479 | -2.5519 | -28.0706 | 0.062041 | 0.52889 | 0.062041 | 0.52889 | 0.064487 | 0.54974 | 0.064487 | 0.54974 | 2.345 | 2.4763 | 2.345 | 2.4763
234303-Lighting-Remove 4 Ft Lamp (De-Lamp) - Tr1 | 1.0261 | 0.66163 | 0.93893 | 5181.4067 | 56995.4732 | -8.4855 | -93.3404 | 0.080499 | 0.68624 | 0.080499 | 0.68624 | 0.091747 | 0.78213 | 0.091747 | 0.78213 | 3.9094 | 6.5874 | 3.9094 | 6.5874
234049-Lighting-LED Exit Sign New Sign | 0.076997 | 0.076497 | 0 | 674.5172 | 10792.2751 | 0 | 0 | 0.076914 | 0 | 0.076914 | 0 | 0.08281 | 0 | 0.08281 | 0 | 4.951 | 7.1024 | 4.951 | 7.1024
234126-Refrigeration - Efficient Evap Fan Motor Electronically Commutated Motor (ECM) | 0.077279 | 0.059805 | 0.091267 | 670.2854 | 10054.2816 | -0.66403 | -9.9604 | 0.083077 | 0.82664 | 0.083077 | 0.82664 | -0.047835 | -0.47597 | -0.047835 | -0.47597 | 7.9692 | 0.6651 | 7.9692 | 0.6651
234126-Refrigeration - Efficient Evap Fan Motor Electronically Commutated Motor (ECM) | 0.02576 | 0.019935 | 0.030422 | 223.4285 | 3351.4272 | -0.22134 | -3.3201 | 0.082325 | 0.82192 | 0.082325 | 0.82192 | -0.048591 | -0.48513 | -0.048591 | -0.48513 | 7.9059 | 0.65982 | 7.9059 | 0.65982
234331-Premium T8 with T12 40 Watt Baseline - Tr2 | 0.18301 | 0.11801 | 0.28639 | 924.1428 | 10165.5703 | -1.5135 | -16.648 | 0.048637 | 0.41463 | 0.048637 | 0.41463 | 0.065483 | 0.55824 | 0.065483 | 0.55824 | 1.817 | 2.5341 | 1.817 | 2.5341
234304-Lighting-Remove 4 Ft Lamp (De-Lamp) - Tr2 | 0.58937 | 0.38004 | 0.92232 | 2976.1763 | 32737.9391 | -4.874 | -53.6143 | 0.071163 | 0.60666 | 0.071163 | 0.60666 | 0.0916 | 0.78088 | 0.0916 | 0.78088 | 2.9231 | 6.5289 | 2.9231 | 6.5289
234330-Premium T8 with T12 40 Watt Baseline - Tr1 | 0.33636 | 0.21689 | 0.51313 | 1698.5323 | 18683.8552 | -2.7817 | -30.5982 | 0.054311 | 0.46299 | 0.054311 | 0.46299 | 0.057166 | 0.48733 | 0.057166 | 0.48733 | 2.0084 | 2.1209 | 2.0084 | 2.1209
234330-Premium T8 with T12 40 Watt Baseline - Tr1 | 0.37534 | 0.24203 | 0.58738 | 1895.3701 | 20849.0715 | -3.104 | -34.1441 | 0.046114 | 0.39312 | 0.046114 | 0.39312 | 0.049404 | 0.42117 | 0.049404 | 0.42117 | 1.7431 | 1.8407 | 1.7431 | 1.8407
234174-Food Service - Ice Machine Air-Cooled 101-200 | 0.39995 | 0.30951 | 0.396 | 3468.96 | 41627.52 | 0 | 0 | 0.082323 | 0 | 0.082323 | 0 | 0.07221 | 0 | 0.07221 | 0 | 8.7093 | 4.4731 | 8.7093 | 4.4731
234176-Food Service - Ice Machine Air-Cooled 301-400 | 0.18381 | 0.14225 | 0.182 | 1594.32 | 19131.84 | 0 | 0 | 0.050731 | 0 | 0.050731 | 0 | 0.047763 | 0 | 0.047763 | 0 | 2.2002 | 2.0558 | 2.2002 | 2.0558
234179-Food Service - Ice Machine Air-Cooled 1001-1500 | 0.45449 | 0.35172 | 0.45 | 3942 | 47304 | 0 | 0 | 0.038474 | 0 | 0.038474 | 0 | 0.062508 | 0 | 0.062508 | 0 | 1.7056 | 3.0498 | 1.7056 | 3.0498
234172-Food Service - Convection Oven-Gas | 0 | 0 | 0 | 0 | 0 | 620.16 | 7441.92 | 0 | -0.25115 | 0 | -0.25115 | 0 | 0.73283 | 0 | 0.73283 | 0.78677 | 4.7808 | 0.78677 | 4.7808
234330-Premium T8 with T12 40 Watt Baseline - Tr1 | 0.33636 | 0.21689 | 0.51313 | 1698.5323 | 18683.8552 | -2.7817 | -30.5982 | 0.054311 | 0.46299 | 0.054311 | 0.46299 | 0.057166 | 0.48733 | 0.057166 | 0.48733 | 2.0084 | 2.1209 | 2.0084 | 2.1209
234330-Premium T8 with T12 40 Watt Baseline - Tr1 | 0.24025 | 0.15492 | 0.36652 | 1213.2373 | 13345.6108 | -1.9869 | -21.8559 | 0.054311 | 0.46299 | 0.054311 | 0.46299 | 0.057166 | 0.48733 | 0.057166 | 0.48733 | 2.0084 | 2.1209 | 2.0084 | 2.1209
234330-Premium T8 with T12 40 Watt Baseline - Tr1 | 0.25332 | 0.15711 | 0.40887 | 1368.3048 | 15051.353 | -1.8614 | -20.475 | 0.053684 | 0.46657 | 0.053684 | 0.46657 | 0.056463 | 0.49072 | 0.056463 | 0.49072 | 2.0242 | 2.1375 | 2.0242 | 2.1375
234330-Premium T8 with T12 40 Watt Baseline - Tr1 | 0.58834 | 0.37938 | 0.58613 | 2971.0159 | 32681.1748 | -4.8656 | -53.5214 | 0.07955 | 0.67832 | 0.07955 | 0.67832 | 0.081066 | 0.69125 | 0.081066 | 0.69125 | 3.7824 | 3.9941 | 3.7824 | 3.9941
234207-Lighting-8 Ft T-8 with Elec Ballast-Tr1 | 0.056296 | 0.036301 | 0.056084 | 284.2811 | 3127.0918 | -0.46556 | -5.1212 | 0.02109 | 0.17984 | 0.02109 | 0.17984 | 0.053726 | 0.45812 | 0.053726 | 0.45812 | 1.2423 | 1.9873 | 1.2423 | 1.9873
234330-Premium T8 with T12 40 Watt Baseline - Tr1 | 0.91104 | 0.58746 | 1.481 | 4600.5831 | 50606.4144 | -7.5343 | -82.8772 | 0.049936 | 0.4257 | 0.049936 | 0.4257 | 0.053024 | 0.45202 | 0.053024 | 0.45202 | 1.8576 | 1.9615 | 1.8576 | 1.9615
234316-Lighting-Screw in 14-26 Watt Reflector Lamp-Tr2 | 0.1202 | 0.077507 | 0.11319 | 606.9787 | 1820.936 | -1.0624 | -3.1873 | 0.036467 | 0.32341 | 0.036467 | 0.32341 | 0.05801 | 0.51448 | 0.05801 | 0.51448 | 1.5015 | 2.1335 | 1.5015 | 2.1335
234331-Premium T8 with T12 40 Watt Baseline - Tr2 | 0.20454 | 0.13189 | 0.32009 | 1032.8654 | 11361.5198 | -1.6915 | -18.6066 | 0.04834 | 0.41435 | 0.04834 | 0.41435 | 0.065188 | 0.55876 | 0.065188 | 0.55876 | 1.812 | 2.5271 | 1.812 | 2.5271
234304-Lighting-Remove 4 Ft Lamp (De-Lamp) - Tr2 | 0.24268 | 0.15649 | 0.37978 | 1225.4844 | 13480.3279 | -2.007 | -22.0765 | 0.070868 | 0.60745 | 0.070868 | 0.60745 | 0.091306 | 0.78263 | 0.091306 | 0.78263 | 2.915 | 6.5107 | 2.915 | 6.5107
234304-Lighting-Remove 4 Ft Lamp (De-Lamp) - Tr2 | 0.034669 | 0.022355 | 0.054254 | 175.0692 | 1925.7611 | -0.28671 | -3.1538 | 0.070868 | 0.60745 | 0.070868 | 0.60745 | 0.091306 | 0.78263 | 0.091306 | 0.78263 | 2.915 | 6.5107 | 2.915 | 6.5107
234331-Premium T8 with T12 40 Watt Baseline - Tr2 | 0.30142 | 0.19436 | 0.47171 | 1522.1175 | 16743.2923 | -2.4927 | -27.4202 | 0.048637 | 0.41463 | 0.048637 | 0.41463 | 0.065483 | 0.55824 | 0.065483 | 0.55824 | 1.817 | 2.5341 | 1.817 | 2.5341
234304-Lighting-Remove 4 Ft Lamp (De-Lamp) - Tr2 | 0.97072 | 0.62595 | 1.5191 | 4901.9374 | 53921.3114 | -8.0278 | -88.3059 | 0.071163 | 0.60666 | 0.071163 | 0.60666 | 0.0916 | 0.78088 | 0.0916 | 0.78088 | 2.9231 | 6.5289 | 2.9231 | 6.5289
234330-Premium T8 with T12 40 Watt Baseline - Tr1 | 0.26649 | 0.17184 | 0.24386 | 1345.7376 | 14803.1141 | -2.2039 | -24.2428 | 0.062014 | 0.52879 | 0.062014 | 0.52879 | 0.06446 | 0.54965 | 0.06446 | 0.54965 | 2.3444 | 2.4757 | 2.3444 | 2.4757
234201-Lighting-2 Ft 2nd Gen T-8 with Elec Ballast-Tr1 | 0.044644 | 0.028787 | 0.040852 | 225.4413 | 2479.8542 | -0.3692 | -4.0612 | -0.0094237 | -0.080355 | -0.0094237 | -0.080355 | 0.05096 | 0.43453 | 0.05096 | 0.43453 | 0.91984 | 1.8912 | 0.91984 | 1.8912
234330-Premium T8 with T12 40 Watt Baseline - Tr1 | 0.14596 | 0.094121 | 0.22843 | 737.0884 | 8107.9723 | -1.2071 | -13.2783 | 0.046114 | 0.39312 | 0.046114 | 0.39312 | 0.049404 | 0.42117 | 0.049404 | 0.42117 | 1.7431 | 1.8407 | 1.7431 | 1.8407
234303-Lighting-Remove 4 Ft Lamp (De-Lamp) - Tr1 | 0.20801 | 0.13413 | 0.32553 | 1050.4152 | 11554.5667 | -1.7202 | -18.9227 | 0.070945 | 0.6048 | 0.070945 | 0.6048 | 0.086077 | 0.7338 | 0.086077 | 0.7338 | 2.906 | 4.8967 | 2.906 | 4.8967
234330-Premium T8 with T12 40 Watt Baseline - Tr1 | 0.38576 | 0.24875 | 0.6037 | 1948.0193 | 21428.2124 | -3.1902 | -35.0926 | 0.046114 | 0.39312 | 0.046114 | 0.39312 | 0.049404 | 0.42117 | 0.049404 | 0.42117 | 1.7431 | 1.8407 | 1.7431 | 1.8407
234303-Lighting-Remove 4 Ft Lamp (De-Lamp) - Tr1 | 1.2481 | 0.80479 | 1.9532 | 6302.4909 | 69327.4004 | -10.3215 | -113.5362 | 0.070945 | 0.6048 | 0.070945 | 0.6048 | 0.086077 | 0.7338 | 0.086077 | 0.7338 | 2.906 | 4.8967 | 2.906 | 4.8967
234330-Premium T8 with T12 40 Watt Baseline - Tr1 | 0.093834 | 0.060507 | 0.14685 | 473.8425 | 5212.2679 | -0.776 | -8.536 | 0.046114 | 0.39312 | 0.046114 | 0.39312 | 0.049404 | 0.42117 | 0.049404 | 0.42117 | 1.7431 | 1.8407 | 1.7431 | 1.8407
234303-Lighting-Remove 4 Ft Lamp (De-Lamp) - Tr1 | 0.31202 | 0.2012 | 0.48829 | 1575.6227 | 17331.8501 | -2.5804 | -28.3841 | 0.070945 | 0.6048 | 0.070945 | 0.6048 | 0.086077 | 0.7338 | 0.086077 | 0.7338 | 2.906 | 4.8967 | 2.906 | 4.8967
234207-Lighting-8 Ft T-8 with Elec Ballast-Tr1 | 0.051876 | 0.033451 | 0.081183 | 261.9617 | 2881.579 | -0.42901 | -4.7191 | -0.080767 | -0.68853 | -0.080767 | -0.68853 | -0.0099349 | -0.084694 | -0.0099349 | -0.084694 | 0.57251 | 0.91588 | 0.57251 | 0.91588
234330-Premium T8 with T12 40 Watt Baseline - Tr1 | 0.21178 | 0.13656 | 0.36449 | 1069.4398 | 11763.8373 | -1.7514 | -19.2654 | 0.040959 | 0.34917 | 0.040959 | 0.34917 | 0.044523 | 0.37955 | 0.044523 | 0.37955 | 1.6094 | 1.6995 | 1.6094 | 1.6995
234303-Lighting-Remove 4 Ft Lamp (De-Lamp) - Tr1 | 0.57617 | 0.37153 | 0.99165 | 2909.5401 | 32004.9409 | -4.7649 | -52.4139 | 0.067853 | 0.57844 | 0.067853 | 0.57844 | 0.084242 | 0.71815 | 0.084242 | 0.71815 | 2.6831 | 4.5211 | 2.6831 | 4.5211
234330-Premium T8 with T12 40 Watt Baseline - Tr1 | 0.13554 | 0.087398 | 0.21211 | 684.4392 | 7528.8314 | -1.1209 | -12.3298 | 0.046114 | 0.39312 | 0.046114 | 0.39312 | 0.049404 | 0.42117 | 0.049404 | 0.42117 | 1.7431 | 1.8407 | 1.7431 | 1.8407
234303-Lighting-Remove 4 Ft Lamp (De-Lamp) - Tr1 | 0.27735 | 0.17884 | 0.43404 | 1400.5535 | 15406.089 | -2.2937 | -25.2303 | 0.070945 | 0.6048 | 0.070945 | 0.6048 | 0.086077 | 0.7338 | 0.086077 | 0.7338 | 2.906 | 4.8967 | 2.906 | 4.8967
234303-Lighting-Remove 4 Ft Lamp (De-Lamp) - Tr1 | 1.2481 | 0.80479 | 1.9532 | 6302.4909 | 69327.4004 | -10.3215 | -113.5362 | 0.070945 | 0.6048 | 0.070945 | 0.6048 | 0.086077 | 0.7338 | 0.086077 | 0.7338 | 2.906 | 4.8967 | 2.906 | 4.8967
234330-Premium T8 with T12 40 Watt Baseline - Tr1 | 0.63599 | 0.4101 | 0.99528 | 3211.5994 | 35327.5934 | -5.2596 | -57.8554 | 0.046114 | 0.39312 | 0.046114 | 0.39312 | 0.049404 | 0.42117 | 0.049404 | 0.42117 | 1.7431 | 1.8407 | 1.7431 | 1.8407
234330-Premium T8 with T12 40 Watt Baseline - Tr1 | 0.26954 | 0.1738 | 0.4639 | 1361.1051 | 14972.1565 | -2.2291 | -24.5196 | 0.040959 | 0.34917 | 0.040959 | 0.34917 | 0.044523 | 0.37955 | 0.044523 | 0.37955 | 1.6094 | 1.6995 | 1.6094 | 1.6995
234330-Premium T8 with T12 40 Watt Baseline - Tr1 | 0.20852 | 0.13446 | 0.32632 | 1052.9834 | 11582.8175 | -1.7245 | -18.969 | 0.046114 | 0.39312 | 0.046114 | 0.39312 | 0.049404 | 0.42117 | 0.049404 | 0.42117 | 1.7431 | 1.8407 | 1.7431 | 1.8407
234303-Lighting-Remove 4 Ft Lamp (De-Lamp) - Tr1 | 0.34669 | 0.22355 | 0.54254 | 1750.6919 | 19257.6112 | -2.8671 | -31.5378 | 0.070945 | 0.6048 | 0.070945 | 0.6048 | 0.086077 | 0.7338 | 0.086077 | 0.7338 | 2.906 | 4.8967 | 2.906 | 4.8967
234330-Premium T8 with T12 40 Watt Baseline - Tr1 | 0.14596 | 0.094121 | 0.22843 | 737.0884 | 8107.9723 | -1.2071 | -13.2783 | 0.046114 | 0.39312 | 0.046114 | 0.39312 | 0.049404 | 0.42117 | 0.049404 | 0.42117 | 1.7431 | 1.8407 | 1.7431 | 1.8407
234303-Lighting-Remove 4 Ft Lamp (De-Lamp) - Tr1 | 0.24268 | 0.15649 | 0.37978 | 1225.4844 | 13480.3279 | -2.007 | -22.0765 | 0.070945 | 0.6048 | 0.070945 | 0.6048 | 0.086077 | 0.7338 | 0.086077 | 0.7338 | 2.906 | 4.8967 | 2.906 | 4.8967
234330-Premium T8 with T12 40 Watt Baseline - Tr1 | 0.11469 | 0.073953 | 0.17948 | 579.1409 | 6370.5496 | -0.94845 | -10.4329 | 0.046114 | 0.39312 | 0.046114 | 0.39312 | 0.049404 | 0.42117 | 0.049404 | 0.42117 | 1.7431 | 1.8407 | 1.7431 | 1.8407
234303-Lighting-Remove 4 Ft Lamp (De-Lamp) - Tr1 | 0.19068 | 0.12295 | 0.2984 | 962.8806 | 10591.6862 | -1.5769 | -17.3458 | 0.070945 | 0.6048 | 0.070945 | 0.6048 | 0.086077 | 0.7338 | 0.086077 | 0.7338 | 2.906 | 4.8967 | 2.906 | 4.8967
234330-Premium T8 with T12 40 Watt Baseline - Tr1 | 0.31278 | 0.20169 | 0.48948 | 1579.4751 | 17374.2263 | -2.5867 | -28.4535 | 0.046114 | 0.39312 | 0.046114 | 0.39312 | 0.049404 | 0.42117 | 0.049404 | 0.42117 | 1.7431 | 1.8407 | 1.7431 | 1.8407
234303-Lighting-Remove 4 Ft Lamp (De-Lamp) - Tr1 | 0.52003 | 0.33533 | 0.81382 | 2626.0379 | 28886.4168 | -4.3006 | -47.3068 | 0.070945 | 0.6048 | 0.070945 | 0.6048 | 0.086077 | 0.7338 | 0.086077 | 0.7338 | 2.906 | 4.8967 | 2.906 | 4.8967
234330-Premium T8 with T12 40 Watt Baseline - Tr1 | 0.11469 | 0.073953 | 0.17948 | 579.1409 | 6370.5496 | -0.94845 | -10.4329 | 0.046114 | 0.39312 | 0.046114 | 0.39312 | 0.049404 | 0.42117 | 0.049404 | 0.42117 | 1.7431 | 1.8407 | 1.7431 | 1.8407
234303-Lighting-Remove 4 Ft Lamp (De-Lamp) - Tr1 | 0.19068 | 0.12295 | 0.2984 | 962.8806 | 10591.6862 | -1.5769 | -17.3458 | 0.070945 | 0.6048 | 0.070945 | 0.6048 | 0.086077 | 0.7338 | 0.086077 | 0.7338 | 2.906 | 4.8967 | 2.906 | 4.8967
234330-Premium T8 with T12 40 Watt Baseline - Tr1 | 0.05213 | 0.033615 | 0.081581 | 263.2459 | 2895.7044 | -0.43111 | -4.7422 | 0.046114 | 0.39312 | 0.046114 | 0.39312 | 0.049404 | 0.42117 | 0.049404 | 0.42117 | 1.7431 | 1.8407 | 1.7431 | 1.8407
234303-Lighting-Remove 4 Ft Lamp (De-Lamp) - Tr1 | 0.086671 | 0.055888 | 0.13564 | 437.673 | 4814.4028 | -0.71677 | -7.8845 | 0.070945 | 0.6048 | 0.070945 | 0.6048 | 0.086077 | 0.7338 | 0.086077 | 0.7338 | 2.906 | 4.8967 | 2.906 | 4.8967
234330-Premium T8 with T12 40 Watt Baseline - Tr1 | 0.14596 | 0.094121 | 0.22843 | 737.0884 | 8107.9723 | -1.2071 | -13.2783 | 0.046114 | 0.39312 | 0.046114 | 0.39312 | 0.049404 | 0.42117 | 0.049404 | 0.42117 | 1.7431 | 1.8407 | 1.7431 | 1.8407
234303-Lighting-Remove 4 Ft Lamp (De-Lamp) - Tr1 | 0.24268 | 0.15649 | 0.37978 | 1225.4844 | 13480.3279 | -2.007 | -22.0765 | 0.070945 | 0.6048 | 0.070945 | 0.6048 | 0.086077 | 0.7338 | 0.086077 | 0.7338 | 2.906 | 4.8967 | 2.906 | 4.8967
234330-Premium T8 with T12 40 Watt Baseline - Tr1 | 1.4498 | 0.93484 | 2.092 | 7320.9509 | 80530.4595 | -11.9894 | -131.8833 | 0.052078 | 0.44339 | 0.052078 | 0.44339 | 0.055059 | 0.46877 | 0.055059 | 0.46877 | 1.9262 | 2.034 | 1.9262 | 2.034
234330-Premium T8 with T12 40 Watt Baseline - Tr1 | 0.42219 | 0.27224 | 0.68631 | 2131.9775 | 23451.753 | -3.4915 | -38.4065 | 0.049936 | 0.4257 | 0.049936 | 0.4257 | 0.053024 | 0.45202 | 0.053024 | 0.45202 | 1.8576 | 1.9615 | 1.8576 | 1.9615
234330-Premium T8 with T12 40 Watt Baseline - Tr1 | 0.15617 | 0.1007 | 0.23824 | 788.6043 | 8674.647 | -1.2915 | -14.2063 | 0.054014 | 0.46298 | 0.054014 | 0.46298 | 0.05687 | 0.48746 | 0.05687 | 0.48746 | 2.0029 | 2.115 | 2.0029 | 2.115
234303-Lighting-Remove 4 Ft Lamp (De-Lamp) - Tr1 | 0.51928 | 0.33485 | 0.79219 | 2622.2695 | 28844.9646 | -4.2944 | -47.2389 | 0.075567 | 0.64772 | 0.075567 | 0.64772 | 0.088701 | 0.76031 | 0.088701 | 0.76031 | 3.3389 | 5.6262 | 3.3389 | 5.6262
234330-Premium T8 with T12 40 Watt Baseline - Tr1 | 0.17004 | 0.10965 | 0.17243 | 858.6621 | 9445.2827 | -1.4062 | -15.4684 | 0.069824 | 0.5985 | 0.069824 | 0.5985 | 0.071841 | 0.61579 | 0.071841 | 0.61579 | 2.835 | 2.9937 | 2.835 | 2.9937
234303-Lighting-Remove 4 Ft Lamp (De-Lamp) - Tr1 | 0.50887 | 0.32813 | 0.51602 | 2569.7033 | 28266.7361 | -4.2084 | -46.2919 | 0.08505 | 0.72901 | 0.08505 | 0.72901 | 0.094329 | 0.80855 | 0.094329 | 0.80855 | 4.7262 | 7.9638 | 4.7262 | 7.9638
234126-Refrigeration - Efficient Evap Fan Motor Electronically Commutated Motor (ECM) | 0.01288 | 0.0099675 | 0.015211 | 111.7142 | 1675.7136 | -0.11067 | -1.6601 | 0.082215 | 0.82178 | 0.082215 | 0.82178 | -0.048704 | -0.48682 | -0.048704 | -0.48682 | 7.8965 | 0.65903 | 7.8965 | 0.65903
234331-Premium T8 with T12 40 Watt Baseline - Tr2 | 0.20466 | 0.13197 | 0.31221 | 1033.4711 | 11368.1819 | -1.6925 | -18.6175 | 0.0565 | 0.48166 | 0.0565 | 0.48166 | 0.071121 | 0.6063 | 0.071121 | 0.6063 | 2.0935 | 2.9198 | 2.0935 | 2.9198
234304-Lighting-Remove 4 Ft Lamp (De-Lamp) - Tr2 | 0.2197 | 0.14167 | 0.33516 | 1109.4217 | 12203.6389 | -1.8169 | -19.9857 | 0.076051 | 0.64833 | 0.076051 | 0.64833 | 0.093788 | 0.79953 | 0.093788 | 0.79953 | 3.368 | 7.5225 | 3.368 | 7.5225
234330-Premium T8 with T12 40 Watt Baseline - Tr1 | 0.22824 | 0.14718 | 0.3482 | 1152.5755 | 12678.3303 | -1.8876 | -20.7631 | 0.05445 | 0.46359 | 0.05445 | 0.46359 | 0.057306 | 0.4879 | 0.057306 | 0.4879 | 2.011 | 2.1236 | 2.011 | 2.1236
234303-Lighting-Remove 4 Ft Lamp (De-Lamp) - Tr1 | 0.37948 | 0.2447 | 0.57891 | 1916.2739 | 21079.0126 | -3.1382 | -34.5207 | 0.076001 | 0.64707 | 0.076001 | 0.64707 | 0.089134 | 0.75888 | 0.089134 | 0.75888 | 3.3526 | 5.6492 | 3.3526 | 5.6492
234202-Lighting-2 Ft 2nd Gen T-8 with Elec Ballast-Tr2 | 0.15265 | 0.098434 | 0.23889 | 770.8609 | 8479.4699 | -1.2624 | -13.8867 | -0.049525 | -0.42451 | -0.049525 | -0.42451 | 0.050177 | 0.43009 | 0.050177 | 0.43009 | 0.68535 | 1.8696 | 0.68535 | 1.8696
234331-Premium T8 with T12 40 Watt Baseline - Tr2 | 0.18301 | 0.11801 | 0.28639 | 924.1428 | 10165.5703 | -1.5135 | -16.648 | 0.04834 | 0.41435 | 0.04834 | 0.41435 | 0.065188 | 0.55876 | 0.065188 | 0.55876 | 1.812 | 2.5271 | 1.812 | 2.5271
234304-Lighting-Remove 4 Ft Lamp (De-Lamp) - Tr2 | 0.58937 | 0.38004 | 0.92232 | 2976.1763 | 32737.9391 | -4.874 | -53.6143 | 0.070868 | 0.60745 | 0.070868 | 0.60745 | 0.091306 | 0.78263 | 0.091306 | 0.78263 | 2.915 | 6.5107 | 2.915 | 6.5107
234330-Premium T8 with T12 40 Watt Baseline - Tr1 | 0.24665 | 0.4144 | 0.30663 | 1425.1465 | 15676.6113 | -5.8432 | -64.2752 | -0.00079428 | -0.006568 | -0.00079428 | -0.006568 | 0.0051601 | 0.04267 | 0.0051601 | 0.04267 | 0.99293 | 1.0485 | 0.99293 | 1.0485
234330-Premium T8 with T12 40 Watt Baseline - Tr1 | 0.092494 | 0.1554 | 0.11499 | 534.4299 | 5878.7293 | -2.1912 | -24.1032 | -0.00079428 | -0.006568 | -0.00079428 | -0.006568 | 0.0051601 | 0.04267 | 0.0051601 | 0.04267 | 0.99293 | 1.0485 | 0.99293 | 1.0485
234331-Premium T8 with T12 40 Watt Baseline - Tr2 | 0.43446 | 0.28015 | 0.39757 | 2193.9497 | 24133.4466 | -3.593 | -39.5229 | 0.064056 | 0.54537 | 0.064056 | 0.54537 | 0.076578 | 0.65198 | 0.076578 | 0.65198 | 2.4476 | 3.4136 | 2.4476 | 3.4136
234330-Premium T8 with T12 40 Watt Baseline - Tr1 | 0.43755 | 0.27138 | 0.70623 | 2363.4356 | 25997.7915 | -3.2151 | -35.3658 | 0.053684 | 0.46657 | 0.053684 | 0.46657 | 0.056463 | 0.49072 | 0.056463 | 0.49072 | 2.0242 | 2.1375 | 2.0242 | 2.1375
234330-Premium T8 with T12 40 Watt Baseline - Tr1 | 0.33662 | 0.21706 | 0.30804 | 1699.8791 | 18698.6705 | -2.7839 | -30.6225 | 0.062041 | 0.52889 | 0.062041 | 0.52889 | 0.064487 | 0.54974 | 0.064487 | 0.54974 | 2.345 | 2.4763 | 2.345 | 2.4763
234353-Water Heating-Commercial Boiler | 0 | 0 | 0 | 0 | 0 | 3478.0416 | 69560.832 | 0 | 0.27664 | 0 | 0.27664 | 0 | 0.93478 | 0 | 0.93478 | 1.3898 | 19.1076 | 1.3898 | 19.1076
234331-Premium T8 with T12 40 Watt Baseline - Tr2 | 0.29954 | 0.19315 | 0.34994 | 1512.593 | 16638.5234 | -2.4771 | -27.2486 | 0.0013344 | 0.011361 | 0.0013344 | 0.011361 | 0.031605 | 0.26909 | 0.031605 | 0.26909 | 1.0125 | 1.4121 | 1.0125 | 1.4121
234304-Lighting-Remove 4 Ft Lamp (De-Lamp) - Tr2 | 0.96465 | 0.62203 | 1.127 | 4871.2642 | 53583.9061 | -7.9776 | -87.7534 | 0.041812 | 0.35599 | 0.041812 | 0.35599 | 0.078535 | 0.66865 | 0.078535 | 0.66865 | 1.6288 | 3.638 | 1.6288 | 3.638
234331-Premium T8 with T12 40 Watt Baseline - Tr2 | 0.35525 | 0.22907 | 0.55594 | 1793.9242 | 19733.1659 | -2.9379 | -32.3166 | 0.048143 | 0.41361 | 0.048143 | 0.41361 | 0.064991 | 0.55835 | 0.064991 | 0.55835 | 1.8086 | 2.5224 | 1.8086 | 2.5224
234304-Lighting-Remove 4 Ft Lamp (De-Lamp) - Tr2 | 0.10401 | 0.067066 | 0.16276 | 525.2076 | 5777.2834 | -0.86012 | -9.4614 | 0.070672 | 0.60716 | 0.070672 | 0.60716 | 0.091111 | 0.78275 | 0.091111 | 0.78275 | 2.9096 | 6.4988 | 2.9096 | 6.4988
234331-Premium T8 with T12 40 Watt Baseline - Tr2 | 0.29826 | 0.19233 | 0.48485 | 1506.1596 | 16567.7554 | -2.4666 | -27.1327 | 0.052443 | 0.4465 | 0.052443 | 0.4465 | 0.068251 | 0.58109 | 0.068251 | 0.58109 | 1.9388 | 2.704 | 1.9388 | 2.704
234304-Lighting-Remove 4 Ft Lamp (De-Lamp) - Tr2 | 0.40638 | 0.26205 | 0.66061 | 2052.1538 | 22573.6921 | -3.3608 | -36.9685 | 0.073582 | 0.62647 | 0.073582 | 0.62647 | 0.092759 | 0.78975 | 0.092759 | 0.78975 | 3.119 | 6.9664 | 3.119 | 6.9664
234332-Premium T8 with T12 40 Watt Baseline - Tr3 | 0.24743 | 0.15955 | 0.35703 | 1249.4461 | 13743.9067 | -2.0462 | -22.5081 | 0.049071 | 0.41832 | 0.049071 | 0.41832 | 0.077319 | 0.65913 | 0.077319 | 0.65913 | 1.8303 | 3.5064 | 1.8303 | 3.5064
234308-Lighting-Remove 8 Ft Lamp (De-Lamp) - Tr3 | 0.37885 | 0.2443 | 0.54669 | 1913.1405 | 21044.5452 | -3.1331 | -34.4643 | 0.087711 | 0.74773 | 0.087711 | 0.74773 | 0.099475 | 0.84801 | 0.099475 | 0.84801 | 5.2877 | 12.4442 | 5.2877 | 12.4442
234305-Lighting-Remove 4 Ft Lamp (De-Lamp) - Tr3 | 0.21043 | 0.13569 | 0.30365 | 1062.6196 | 11688.8159 | -1.7402 | -19.1426 | 0.07481 | 0.63775 | 0.07481 | 0.63775 | 0.097492 | 0.83111 | 0.097492 | 0.83111 | 3.2427 | 10.1323 | 3.2427 | 10.1323
234331-Premium T8 with T12 40 Watt Baseline - Tr2 | 0.32295 | 0.20825 | 0.5054 | 1630.8402 | 17939.2418 | -2.6708 | -29.3788 | 0.048637 | 0.41463 | 0.048637 | 0.41463 | 0.065483 | 0.55824 | 0.065483 | 0.55824 | 1.817 | 2.5341 | 1.817 | 2.5341
234304-Lighting-Remove 4 Ft Lamp (De-Lamp) - Tr2 | 1.0401 | 0.67066 | 1.6276 | 5252.0758 | 57772.8337 | -8.6012 | -94.6135 | 0.071163 | 0.60666 | 0.071163 | 0.60666 | 0.0916 | 0.78088 | 0.0916 | 0.78088 | 2.9231 | 6.5289 | 2.9231 | 6.5289
234330-Premium T8 with T12 40 Watt Baseline - Tr1 | 0.24949 | 0.16088 | 0.29147 | 1259.859 | 13858.4489 | -2.0632 | -22.6957 | -0.0033394 | -0.028468 | -0.0033394 | -0.028468 | 0.0025726 | 0.021931 | 0.0025726 | 0.021931 | 0.97005 | 1.0244 | 0.97005 | 1.0244
234303-Lighting-Remove 4 Ft Lamp (De-Lamp) - Tr1 | 0.8296 | 0.53494 | 0.9692 | 4189.2872 | 46082.1592 | -6.8607 | -75.4679 | 0.041281 | 0.35191 | 0.041281 | 0.35191 | 0.068472 | 0.58372 | 0.068472 | 0.58372 | 1.6172 | 2.725 | 1.6172 | 2.725
234049-Lighting-LED Exit Sign New Sign | 0.1155 | 0.11475 | 0 | 1011.7758 | 16188.4127 | 0 | 0 | 0.076914 | 0 | 0.076914 | 0 | 0.08281 | 0 | 0.08281 | 0 | 4.951 | 7.1024 | 4.951 | 7.1024
234330-Premium T8 with T12 40 Watt Baseline - Tr1 | 1.2242 | 0.78941 | 1.4302 | 6182.0988 | 68003.0863 | -10.1243 | -111.3674 | -0.0034972 | -0.029937 | -0.0034972 | -0.029937 | 0.0024151 | 0.020674 | 0.0024151 | 0.020674 | 0.96864 | 1.0229 | 0.96864 | 1.0229
234303-Lighting-Remove 4 Ft Lamp (De-Lamp) - Tr1 | 4.0708 | 2.625 | 4.7559 | 20556.7349 | 226124.0836 | -33.6654 | -370.3193 | 0.041125 | 0.35205 | 0.041125 | 0.35205 | 0.068319 | 0.58483 | 0.068319 | 0.58483 | 1.6148 | 2.721 | 1.6148 | 2.721
234331-Premium T8 with T12 40 Watt Baseline - Tr2 | 0.20368 | 0.13134 | 0.23796 | 1028.5633 | 11314.1959 | -1.6845 | -18.5291 | 0.0013344 | 0.011361 | 0.0013344 | 0.011361 | 0.031605 | 0.26909 | 0.031605 | 0.26909 | 1.0125 | 1.4121 | 1.0125 | 1.4121
234304-Lighting-Remove 4 Ft Lamp (De-Lamp) - Tr2 | 0.65596 | 0.42298 | 0.76635 | 3312.4596 | 36437.0561 | -5.4248 | -59.6723 | 0.041812 | 0.35599 | 0.041812 | 0.35599 | 0.078535 | 0.66865 | 0.078535 | 0.66865 | 1.6288 | 3.638 | 1.6288 | 3.638
234330-Premium T8 with T12 40 Watt Baseline - Tr1 | 0.50773 | 0.2897 | 0.78081 | 2526.7069 | 27793.7758 | -3.2668 | -35.935 | 0.042425 | 0.37599 | 0.042425 | 0.37599 | 0.045707 | 0.40508 | 0.045707 | 0.40508 | 1.6853 | 1.7797 | 1.6853 | 1.7797
234303-Lighting-Remove 4 Ft Lamp (De-Lamp) - Tr1 | 0.52759 | 0.30104 | 0.81136 | 2625.5669 | 28881.2355 | -3.3946 | -37.341 | 0.067197 | 0.59554 | 0.067197 | 0.59554 | 0.082294 | 0.72934 | 0.082294 | 0.72934 | 2.8096 | 4.7342 | 2.8096 | 4.7342
234330-Premium T8 with T12 40 Watt Baseline - Tr1 | 0.31733 | 0.18107 | 0.48801 | 1579.1918 | 17371.1099 | -2.0418 | -22.4594 | 0.042655 | 0.37618 | 0.042655 | 0.37618 | 0.045938 | 0.40513 | 0.045938 | 0.40513 | 1.6891 | 1.7836 | 1.6891 | 1.7836
234303-Lighting-Remove 4 Ft Lamp (De-Lamp) - Tr1 | 0.63311 | 0.36125 | 0.97364 | 3150.6802 | 34657.4826 | -4.0736 | -44.8092 | 0.067426 | 0.59464 | 0.067426 | 0.59464 | 0.082522 | 0.72777 | 0.082522 | 0.72777 | 2.8158 | 4.7447 | 2.8158 | 4.7447
234126-Refrigeration - Efficient Evap Fan Motor Electronically Commutated Motor (ECM) | 0.10304 | 0.07974 | 0.12169 | 893.7139 | 13405.7088 | -0.88537 | -13.2806 | 0.082968 | 0.82651 | 0.082968 | 0.82651 | -0.047945 | -0.47762 | -0.047945 | -0.47762 | 7.96 | 0.66433 | 7.96 | 0.66433
234126-Refrigeration - Efficient Evap Fan Motor Electronically Commutated Motor (ECM) | 0.077279 | 0.059805 | 0.091267 | 670.2854 | 10054.2816 | -0.66403 | -9.9604 | 0.082968 | 0.82651 | 0.082968 | 0.82651 | -0.047945 | -0.47762 | -0.047945 | -0.47762 | 7.96 | 0.66433 | 7.96 | 0.66433
234126-Refrigeration - Efficient Evap Fan Motor Electronically Commutated Motor (ECM) | 0.14168 | 0.10964 | 0.16732 | 1228.8566 | 18432.8496 | -1.2174 | -18.2608 | 0.082442 | 0.82644 | 0.082442 | 0.82644 | -0.04848 | -0.48599 | -0.04848 | -0.48599 | 7.9154 | 0.66061 | 7.9154 | 0.66061
234126-Refrigeration - Efficient Evap Fan Motor Electronically Commutated Motor (ECM) | 0.03864 | 0.029902 | 0.045634 | 335.1427 | 5027.1408 | -0.33201 | -4.9802 | 0.082968 | 0.82651 | 0.082968 | 0.82651 | -0.047945 | -0.47762 | -0.047945 | -0.47762 | 7.96 | 0.66433 | 7.96 | 0.66433
234126-Refrigeration - Efficient Evap Fan Motor Electronically Commutated Motor (ECM) | 0.16744 | 0.12958 | 0.19775 | 1452.2851 | 21784.2768 | -1.4387 | -21.581 | 0.082968 | 0.82651 | 0.082968 | 0.82651 | -0.047945 | -0.47762 | -0.047945 | -0.47762 | 7.96 | 0.66433 | 7.96 | 0.66433
234126-Refrigeration - Efficient Evap Fan Motor Electronically Commutated Motor (ECM) | 0.059208 | 0.049515 | 0.060845 | 446.857 | 6702.8544 | -0.44269 | -6.6403 | 0.086077 | 0.83031 | 0.086077 | 0.83031 | -0.044795 | -0.43209 | -0.044795 | -0.43209 | 8.2231 | 0.68629 | 8.2231 | 0.68629
234126-Refrigeration - Efficient Evap Fan Motor Electronically Commutated Motor (ECM) | 0.077279 | 0.059805 | 0.091267 | 670.2854 | 10054.2816 | -0.66403 | -9.9604 | 0.083077 | 0.82664 | 0.083077 | 0.82664 | -0.047835 | -0.47597 | -0.047835 | -0.47597 | 7.9692 | 0.6651 | 7.9692 | 0.6651
234126-Refrigeration - Efficient Evap Fan Motor Electronically Commutated Motor (ECM) | 0.11592 | 0.089707 | 0.1369 | 1005.4282 | 15081.4224 | -0.99604 | -14.9407 | 0.083077 | 0.82664 | 0.083077 | 0.82664 | -0.047835 | -0.47597 | -0.047835 | -0.47597 | 7.9692 | 0.6651 | 7.9692 | 0.6651
234332-Premium T8 with T12 40 Watt Baseline - Tr3 | 0.21195 | 0.13667 | 0.34401 | 1070.3197 | 11773.5168 | -1.7528 | -19.2813 | 0.057177 | 0.48743 | 0.057177 | 0.48743 | 0.08155 | 0.6952 | 0.08155 | 0.6952 | 2.1213 | 4.0638 | 2.1213 | 4.0638
234305-Lighting-Remove 4 Ft Lamp (De-Lamp) - Tr3 | 0.75382 | 0.48608 | 1.2235 | 3806.6153 | 41872.7683 | -6.234 | -68.5743 | 0.079386 | 0.67675 | 0.079386 | 0.67675 | 0.098956 | 0.84359 | 0.098956 | 0.84359 | 3.7582 | 11.7431 | 3.7582 | 11.7431
234329-Premium T8 with T12 34Watt Baseline - Tr3 | 0.013986 | 0.0090183 | 0.022699 | 70.6247 | 776.8714 | -0.11566 | -1.2723 | 0.063039 | 0.5374 | 0.063039 | 0.5374 | 0.092653 | 0.78985 | 0.092653 | 0.78985 | 2.3969 | 6.9719 | 2.3969 | 6.9719
234330-Premium T8 with T12 40 Watt Baseline - Tr1 | 0.9227 | 0.59498 | 1.444 | 4659.4516 | 51253.9675 | -7.6307 | -83.9377 | 0.046254 | 0.3938 | 0.046254 | 0.3938 | 0.049544 | 0.42181 | 0.049544 | 0.42181 | 1.7454 | 1.8431 | 1.7454 | 1.8431
234303-Lighting-Remove 4 Ft Lamp (De-Lamp) - Tr1 | 1.9934 | 1.2854 | 3.1196 | 10066.4786 | 110731.2646 | -16.4857 | -181.3426 | 0.071084 | 0.60521 | 0.071084 | 0.60521 | 0.086216 | 0.73404 | 0.086216 | 0.73404 | 2.9098 | 4.903 | 2.9098 | 4.903
234049-Lighting-LED Exit Sign New Sign | 0.038498 | 0.038248 | 0 | 337.2586 | 5396.1376 | 0 | 0 | 0.076914 | 0 | 0.076914 | 0 | 0.08281 | 0 | 0.08281 | 0 | 4.951 | 7.1024 | 4.951 | 7.1024
234330-Premium T8 with T12 40 Watt Baseline - Tr1 | 0.12511 | 0.080676 | 0.19579 | 631.79 | 6949.6905 | -1.0347 | -11.3814 | 0.046254 | 0.3938 | 0.046254 | 0.3938 | 0.049544 | 0.42181 | 0.049544 | 0.42181 | 1.7454 | 1.8431 | 1.7454 | 1.8431
234303-Lighting-Remove 4 Ft Lamp (De-Lamp) - Tr1 | 0.41602 | 0.26826 | 0.65105 | 2100.8303 | 23109.1335 | -3.4405 | -37.8454 | 0.071084 | 0.60521 | 0.071084 | 0.60521 | 0.086216 | 0.73404 | 0.086216 | 0.73404 | 2.9098 | 4.903 | 2.9098 | 4.903
234332-Premium T8 with T12 40 Watt Baseline - Tr3 | 0.11697 | 0.075428 | 0.18306 | 590.698 | 6497.6781 | -0.96738 | -10.6411 | 0.043089 | 0.36686 | 0.043089 | 0.36686 | 0.074262 | 0.63227 | 0.074262 | 0.63227 | 1.6607 | 3.1814 | 1.6607 | 3.1814
234305-Lighting-Remove 4 Ft Lamp (De-Lamp) - Tr3 | 0.41602 | 0.26826 | 0.65105 | 2100.8303 | 23109.1335 | -3.4405 | -37.8454 | 0.071494 | 0.6087 | 0.071494 | 0.6087 | 0.096525 | 0.82181 | 0.096525 | 0.82181 | 2.9421 | 9.1932 | 2.9421 | 9.1932
234330-Premium T8 with T12 40 Watt Baseline - Tr1 | 0.19809 | 0.12774 | 0.31001 | 1000.3342 | 11003.6766 | -1.6382 | -18.0205 | 0.046254 | 0.3938 | 0.046254 | 0.3938 | 0.049544 | 0.42181 | 0.049544 | 0.42181 | 1.7454 | 1.8431 | 1.7454 | 1.8431
234303-Lighting-Remove 4 Ft Lamp (De-Lamp) - Tr1 | 0.6587 | 0.42475 | 1.0308 | 3326.3147 | 36589.4613 | -5.4474 | -59.9219 | 0.071084 | 0.60521 | 0.071084 | 0.60521 | 0.086216 | 0.73404 | 0.086216 | 0.73404 | 2.9098 | 4.903 | 2.9098 | 4.903
234330-Premium T8 with T12 40 Watt Baseline - Tr1 | 0.31278 | 0.20169 | 0.48948 | 1579.4751 | 17374.2263 | -2.5867 | -28.4535 | 0.046254 | 0.3938 | 0.046254 | 0.3938 | 0.049544 | 0.42181 | 0.049544 | 0.42181 | 1.7454 | 1.8431 | 1.7454 | 1.8431
234303-Lighting-Remove 4 Ft Lamp (De-Lamp) - Tr1 | 1.0401 | 0.67066 | 1.6276 | 5252.0758 | 57772.8337 | -8.6012 | -94.6135 | 0.071084 | 0.60521 | 0.071084 | 0.60521 | 0.086216 | 0.73404 | 0.086216 | 0.73404 | 2.9098 | 4.903 | 2.9098 | 4.903
234330-Premium T8 with T12 40 Watt Baseline - Tr1 | 0.29201 | 0.16662 | 0.44727 | 1453.1755 | 15984.9303 | -2.0765 | -22.8414 | 0.042818 | 0.37762 | 0.042818 | 0.37762 | 0.046092 | 0.40649 | 0.046092 | 0.40649 | 1.6935 | 1.7883 | 1.6935 | 1.7883
234303-Lighting-Remove 4 Ft Lamp (De-Lamp) - Tr1 | 0.54728 | 0.31227 | 0.83827 | 2723.5494 | 29959.0438 | -3.8918 | -42.8095 | 0.067524 | 0.5955 | 0.067524 | 0.5955 | 0.08258 | 0.72828 | 0.08258 | 0.72828 | 2.8233 | 4.7573 | 2.8233 | 4.7573
234294-Lighting-Occupancy Sensor-Wallbox Lghtng Snsr-Tr1 | 0.082471 | 0.047057 | 0.33826 | 410.4173 | 3283.3382 | 0 | 0 | 0.072343 | 0 | 0.072343 | 0 | 0.074031 | 0 | 0.074031 | 0 | 3.2167 | 3.3921 | 3.2167 | 3.3921
234049-Lighting-LED Exit Sign New Sign | 0.038498 | 0.038248 | 0 | 337.2586 | 5396.1376 | 0 | 0 | 0.076914 | 0 | 0.076914 | 0 | 0.08281 | 0 | 0.08281 | 0 | 4.951 | 7.1024 | 4.951 | 7.1024
234330-Premium T8 with T12 40 Watt Baseline - Tr1 | 0.74025 | 0.47733 | 1.1584 | 3738.0911 | 41119.0022 | -6.1218 | -67.3398 | 0.046254 | 0.3938 | 0.046254 | 0.3938 | 0.049544 | 0.42181 | 0.049544 | 0.42181 | 1.7454 | 1.8431 | 1.7454 | 1.8431
234303-Lighting-Remove 4 Ft Lamp (De-Lamp) - Tr1 | 2.4268 | 1.5649 | 3.7978 | 12254.8435 | 134803.2786 | -20.0695 | -220.7649 | 0.071084 | 0.60521 | 0.071084 | 0.60521 | 0.086216 | 0.73404 | 0.086216 | 0.73404 | 2.9098 | 4.903 | 2.9098 | 4.903
234330-Premium T8 with T12 40 Watt Baseline - Tr1 | 0.46917 | 0.30253 | 0.73423 | 2369.2127 | 26061.3394 | -3.88 | -42.6802 | 0.046254 | 0.3938 | 0.046254 | 0.3938 | 0.049544 | 0.42181 | 0.049544 | 0.42181 | 1.7454 | 1.8431 | 1.7454 | 1.8431
234303-Lighting-Remove 4 Ft Lamp (De-Lamp) - Tr1 | 1.5601 | 1.006 | 2.4414 | 7878.1137 | 86659.2505 | -12.9018 | -141.9203 | 0.071084 | 0.60521 | 0.071084 | 0.60521 | 0.086216 | 0.73404 | 0.086216 | 0.73404 | 2.9098 | 4.903 | 2.9098 | 4.903
234049-Lighting-LED Exit Sign New Sign | 0.1155 | 0.11475 | 0 | 1011.7758 | 16188.4127 | 0 | 0 | 0.076914 | 0 | 0.076914 | 0 | 0.08281 | 0 | 0.08281 | 0 | 4.951 | 7.1024 | 4.951 | 7.1024
234330-Premium T8 with T12 40 Watt Baseline - Tr1 | 0.4796 | 0.30926 | 0.75054 | 2421.8618 | 26640.4803 | -3.9662 | -43.6286 | 0.046254 | 0.3938 | 0.046254 | 0.3938 | 0.049544 | 0.42181 | 0.049544 | 0.42181 | 1.7454 | 1.8431 | 1.7454 | 1.8431
234303-Lighting-Remove 4 Ft Lamp (De-Lamp) - Tr1 | 1.5948 | 1.0283 | 2.4957 | 8053.1829 | 88585.0117 | -13.1885 | -145.074 | 0.071084 | 0.60521 | 0.071084 | 0.60521 | 0.086216 | 0.73404 | 0.086216 | 0.73404 | 2.9098 | 4.903 | 2.9098 | 4.903
234330-Premium T8 with T12 40 Watt Baseline - Tr1 | 0.084089 | 0.054223 | 0.12828 | 424.6331 | 4670.9638 | -0.69541 | -7.6496 | 0.054311 | 0.46299 | 0.054311 | 0.46299 | 0.057166 | 0.48733 | 0.057166 | 0.48733 | 2.0084 | 2.1209 | 2.0084 | 2.1209
234207-Lighting-8 Ft T-8 with Elec Ballast-Tr1 | 0.079694 | 0.051389 | 0.12158 | 402.4397 | 4426.8368 | -0.65907 | -7.2497 | -0.055811 | -0.47578 | -0.055811 | -0.47578 | 0.005665 | 0.048293 | 0.005665 | 0.048293 | 0.65965 | 1.0553 | 0.65965 | 1.0553
234330-Premium T8 with T12 40 Watt Baseline - Tr1 | 1.0409 | 0.67121 | 1.037 | 5256.4127 | 57820.5401 | -8.6083 | -94.6916 | 0.079577 | 0.67838 | 0.079577 | 0.67838 | 0.081093 | 0.6913 | 0.081093 | 0.6913 | 3.7833 | 3.9951 | 3.7833 | 3.9951
234330-Premium T8 with T12 40 Watt Baseline - Tr1 | 0.88252 | 0.56907 | 0.8792 | 4456.5238 | 49021.7623 | -7.2984 | -80.282 | 0.079577 | 0.67838 | 0.079577 | 0.67838 | 0.081093 | 0.6913 | 0.081093 | 0.6913 | 3.7833 | 3.9951 | 3.7833 | 3.9951
234303-Lighting-Remove 4 Ft Lamp (De-Lamp) - Tr1 | 0.075245 | 0.04852 | 0.074962 | 379.9705 | 4179.675 | -0.62227 | -6.845 | 0.091017 | 0.77591 | 0.091017 | 0.77591 | 0.09799 | 0.83535 | 0.09799 | 0.83535 | 6.3072 | 10.6277 | 6.3072 | 10.6277
234330-Premium T8 with T12 40 Watt Baseline - Tr1 | 0.22629 | 0.14592 | 0.22544 | 1142.6984 | 12569.6826 | -1.8714 | -20.5851 | 0.079725 | 0.67872 | 0.079725 | 0.67872 | 0.08124 | 0.69162 | 0.08124 | 0.69162 | 3.7885 | 4.0007 | 3.7885 | 4.0007
234207-Lighting-8 Ft T-8 with Elec Ballast-Tr1 | 0.22518 | 0.1452 | 0.22434 | 1137.1243 | 12508.3671 | -1.8622 | -20.4847 | 0.021266 | 0.18104 | 0.021266 | 0.18104 | 0.053901 | 0.45887 | 0.053901 | 0.45887 | 1.2443 | 1.9906 | 1.2443 | 1.9906
234303-Lighting-Remove 4 Ft Lamp (De-Lamp) - Tr1 | 0.75245 | 0.4852 | 0.74962 | 3799.7045 | 41796.7496 | -6.2227 | -68.4498 | 0.091165 | 0.77611 | 0.091165 | 0.77611 | 0.098137 | 0.83547 | 0.098137 | 0.83547 | 6.3159 | 10.6424 | 6.3159 | 10.6424
234330-Premium T8 with T12 40 Watt Baseline - Tr1 | 0.9504 | 0.61284 | 0.94683 | 4799.3334 | 52792.667 | -7.8598 | -86.4576 | 0.079577 | 0.67838 | 0.079577 | 0.67838 | 0.081093 | 0.6913 | 0.081093 | 0.6913 | 3.7833 | 3.9951 | 3.7833 | 3.9951
234330-Premium T8 with T12 40 Watt Baseline - Tr1 | 0.21467 | 0.13843 | 0.2508 | 1084.0647 | 11924.7118 | -1.7754 | -19.5289 | -0.0033394 | -0.028468 | -0.0033394 | -0.028468 | 0.0025726 | 0.021931 | 0.0025726 | 0.021931 | 0.97005 | 1.0244 | 0.97005 | 1.0244
234207-Lighting-8 Ft T-8 with Elec Ballast-Tr1 | 0.086606 | 0.055846 | 0.10118 | 437.3419 | 4810.7605 | -0.71623 | -7.8785 | -0.23134 | -1.9721 | -0.23134 | -1.9721 | -0.10406 | -0.88708 | -0.10406 | -0.88708 | 0.3186 | 0.50968 | 0.3186 | 0.50968
234331-Premium T8 with T12 40 Watt Baseline - Tr2 | 0.024807 | 0.015996 | 0.037844 | 125.2692 | 1377.9614 | -0.20515 | -2.2567 | 0.0565 | 0.48166 | 0.0565 | 0.48166 | 0.071121 | 0.6063 | 0.071121 | 0.6063 | 2.0935 | 2.9198 | 2.0935 | 2.9198
234174-Food Service - Ice Machine Air-Cooled 101-200 | 0.39995 | 0.30951 | 0.396 | 3468.96 | 41627.52 | 0 | 0 | 0.082891 | 0 | 0.082891 | 0 | 0.072778 | 0 | 0.072778 | 0 | 8.7625 | 4.5004 | 8.7625 | 4.5004
234303-Lighting-Remove 4 Ft Lamp (De-Lamp) - Tr1 | 0.38135 | 0.24591 | 0.5968 | 1925.7611 | 21183.3724 | -3.1538 | -34.6916 | 0.071084 | 0.60521 | 0.071084 | 0.60521 | 0.086216 | 0.73404 | 0.086216 | 0.73404 | 2.9098 | 4.903 | 2.9098 | 4.903
234303-Lighting-Remove 4 Ft Lamp (De-Lamp) - Tr1 | 0.34669 | 0.22355 | 0.54254 | 1750.6919 | 19257.6112 | -2.8671 | -31.5378 | 0.071084 | 0.60521 | 0.071084 | 0.60521 | 0.086216 | 0.73404 | 0.086216 | 0.73404 | 2.9098 | 4.903 | 2.9098 | 4.903
234303-Lighting-Remove 4 Ft Lamp (De-Lamp) - Tr1 | 0.38135 | 0.24591 | 0.5968 | 1925.7611 | 21183.3724 | -3.1538 | -34.6916 | 0.071084 | 0.60521 | 0.071084 | 0.60521 | 0.086216 | 0.73404 | 0.086216 | 0.73404 | 2.9098 | 4.903 | 2.9098 | 4.903
234330-Premium T8 with T12 40 Watt Baseline - Tr1 | 0.57813 | 0.3728 | 0.58626 | 2919.451 | 32113.961 | -4.7811 | -52.5924 | 0.070119 | 0.59776 | 0.070119 | 0.59776 | 0.072137 | 0.61495 | 0.072137 | 0.61495 | 2.8429 | 3.0021 | 2.8429 | 3.0021
234330-Premium T8 with T12 40 Watt Baseline - Tr1 | 0.62556 | 0.40338 | 0.97897 | 3158.9502 | 34748.4525 | -5.1734 | -56.9069 | 0.046254 | 0.3938 | 0.046254 | 0.3938 | 0.049544 | 0.42181 | 0.049544 | 0.42181 | 1.7454 | 1.8431 | 1.7454 | 1.8431
234303-Lighting-Remove 4 Ft Lamp (De-Lamp) - Tr1 | 1.9414 | 1.2519 | 3.0382 | 9803.8748 | 107842.6229 | -16.0556 | -176.6119 | 0.071084 | 0.60521 | 0.071084 | 0.60521 | 0.086216 | 0.73404 | 0.086216 | 0.73404 | 2.9098 | 4.903 | 2.9098 | 4.903
234049-Lighting-LED Exit Sign New Sign | 0.076997 | 0.076497 | 0 | 674.5172 | 10792.2751 | 0 | 0 | 0.076914 | 0 | 0.076914 | 0 | 0.08281 | 0 | 0.08281 | 0 | 4.951 | 7.1024 | 4.951 | 7.1024
234126-Refrigeration - Efficient Evap Fan Motor Electronically Commutated Motor (ECM) | 0.02576 | 0.019935 | 0.030422 | 223.4285 | 3351.4272 | -0.22134 | -3.3201 | 0.082968 | 0.82651 | 0.082968 | 0.82651 | -0.047945 | -0.47762 | -0.047945 | -0.47762 | 7.96 | 0.66433 | 7.96 | 0.66433
234361-Lighting-IntrHiByLnrFlscntFxtr244wrplc400w(TrI)Tr2 | 5.9598 | 3.4006 | 6.4612 | 29659.3037 | 326252.3406 | -44.9697 | -494.667 | 0.05633 | 0.48812 | 0.05633 | 0.48812 | 0.088338 | 0.76547 | 0.088338 | 0.76547 | 2.1247 | 5.8869 | 2.1247 | 5.8869
234049-Lighting-LED Exit Sign New Sign | 0.038498 | 0.038248 | 0 | 337.2586 | 5396.1376 | 0 | 0 | 0.076914 | 0 | 0.076914 | 0 | 0.08281 | 0 | 0.08281 | 0 | 4.951 | 7.1024 | 4.951 | 7.1024
234126-Refrigeration - Efficient Evap Fan Motor Electronically Commutated Motor (ECM) | 0.064399 | 0.049837 | 0.076056 | 558.5712 | 8378.568 | -0.55336 | -8.3004 | 0.082968 | 0.82651 | 0.082968 | 0.82651 | -0.047945 | -0.47762 | -0.047945 | -0.47762 | 7.96 | 0.66433 | 7.96 | 0.66433
234330-Premium T8 with T12 40 Watt Baseline - Tr1 | 0.61265 | 0.39505 | 0.93463 | 3093.7552 | 34031.3076 | -5.0666 | -55.7324 | 0.054311 | 0.46299 | 0.054311 | 0.46299 | 0.057166 | 0.48733 | 0.057166 | 0.48733 | 2.0084 | 2.1209 | 2.0084 | 2.1209
234303-Lighting-Remove 4 Ft Lamp (De-Lamp) - Tr1 | 1.9573 | 1.2621 | 2.986 | 9883.9389 | 108723.328 | -16.1867 | -178.0542 | 0.075862 | 0.64671 | 0.075862 | 0.64671 | 0.088995 | 0.75867 | 0.088995 | 0.75867 | 3.3482 | 5.6419 | 3.3482 | 5.6419
234331-Premium T8 with T12 40 Watt Baseline - Tr2 | 0.03721 | 0.023994 | 0.056766 | 187.9038 | 2066.9422 | -0.30773 | -3.385 | 0.056346 | 0.48234 | 0.056346 | 0.48234 | 0.070968 | 0.60751 | 0.070968 | 0.60751 | 2.0905 | 2.9155 | 2.0905 | 2.9155
234330-Premium T8 with T12 40 Watt Baseline - Tr1 | 0.57758 | 0.37244 | 0.99407 | 2916.6539 | 32083.1926 | -4.7766 | -52.5421 | 0.040933 | 0.34903 | 0.040933 | 0.34903 | 0.044496 | 0.37941 | 0.044496 | 0.37941 | 1.609 | 1.6991 | 1.609 | 1.6991
234303-Lighting-Remove 4 Ft Lamp (De-Lamp) - Tr1 | 1.7445 | 1.1249 | 3.0025 | 8809.4408 | 96903.8488 | -14.4271 | -158.6977 | 0.067826 | 0.57835 | 0.067826 | 0.57835 | 0.084216 | 0.7181 | 0.084216 | 0.7181 | 2.6824 | 4.52 | 2.6824 | 4.52
234294-Lighting-Occupancy Sensor-Wallbox Lghtng Snsr-Tr1 | 0.16255 | 0.10482 | 0.67651 | 820.8346 | 6566.6765 | 0 | 0 | 0.075936 | 0 | 0.075936 | 0 | 0.077624 | 0 | 0.077624 | 0 | 3.3268 | 3.5082 | 3.3268 | 3.5082
234330-Premium T8 with T12 40 Watt Baseline - Tr1 | 0.17724 | 0.11429 | 0.27737 | 895.0359 | 9845.3949 | -1.4658 | -16.1236 | 0.046088 | 0.39299 | 0.046088 | 0.39299 | 0.049377 | 0.42104 | 0.049377 | 0.42104 | 1.7427 | 1.8403 | 1.7427 | 1.8403
234207-Lighting-8 Ft T-8 with Elec Ballast-Tr1 | 0.13401 | 0.086415 | 0.20972 | 676.7345 | 7444.0791 | -1.1083 | -12.191 | -0.080794 | -0.68893 | -0.080794 | -0.68893 | -0.0099619 | -0.084945 | -0.0099619 | -0.084945 | 0.57237 | 0.91565 | 0.57237 | 0.91565
234303-Lighting-Remove 4 Ft Lamp (De-Lamp) - Tr1 | 0.58937 | 0.38004 | 0.92232 | 2976.1763 | 32737.9391 | -4.874 | -53.6143 | 0.070918 | 0.60472 | 0.070918 | 0.60472 | 0.086051 | 0.73375 | 0.086051 | 0.73375 | 2.9053 | 4.8954 | 2.9053 | 4.8954
234294-Lighting-Occupancy Sensor-Wallbox Lghtng Snsr-Tr1 | 0.081274 | 0.052408 | 0.33826 | 410.4173 | 3283.3382 | 0 | 0 | 0.075936 | 0 | 0.075936 | 0 | 0.077624 | 0 | 0.077624 | 0 | 3.3268 | 3.5082 | 3.3268 | 3.5082
234330-Premium T8 with T12 40 Watt Baseline - Tr1 | 0.46917 | 0.30253 | 0.73423 | 2369.2127 | 26061.3394 | -3.88 | -42.6802 | 0.046088 | 0.39299 | 0.046088 | 0.39299 | 0.049377 | 0.42104 | 0.049377 | 0.42104 | 1.7427 | 1.8403 | 1.7427 | 1.8403
234303-Lighting-Remove 4 Ft Lamp (De-Lamp) - Tr1 | 1.5601 | 1.006 | 2.4414 | 7878.1137 | 86659.2505 | -12.9018 | -141.9203 | 0.070918 | 0.60472 | 0.070918 | 0.60472 | 0.086051 | 0.73375 | 0.086051 | 0.73375 | 2.9053 | 4.8954 | 2.9053 | 4.8954
234207-Lighting-8 Ft T-8 with Elec Ballast-Tr1 | 0.095105 | 0.061327 | 0.14883 | 480.2632 | 5282.8948 | -0.78652 | -8.6517 | -0.080794 | -0.68893 | -0.080794 | -0.68893 | -0.0099619 | -0.084945 | -0.0099619 | -0.084945 | 0.57237 | 0.91565 | 0.57237 | 0.91565
234294-Lighting-Occupancy Sensor-Wallbox Lghtng Snsr-Tr1 | 0.081274 | 0.052408 | 0.33826 | 410.4173 | 3283.3382 | 0 | 0 | 0.075936 | 0 | 0.075936 | 0 | 0.077624 | 0 | 0.077624 | 0 | 3.3268 | 3.5082 | 3.3268 | 3.5082
234330-Premium T8 with T12 40 Watt Baseline - Tr1 | 0.85549 | 0.55164 | 1.3907 | 4320.0598 | 47520.6575 | -7.0749 | -77.8237 | 0.049909 | 0.42558 | 0.049909 | 0.42558 | 0.052997 | 0.4519 | 0.052997 | 0.4519 | 1.8571 | 1.9611 | 1.8571 | 1.9611
234207-Lighting-8 Ft T-8 with Elec Ballast-Tr1 | 0.018427 | 0.011882 | 0.029954 | 93.0517 | 1023.5682 | -0.15239 | -1.6763 | -0.069157 | -0.5897 | -0.069157 | -0.5897 | -0.0026879 | -0.02292 | -0.0026879 | -0.02292 | 0.60994 | 0.97575 | 0.60994 | 0.97575
234303-Lighting-Remove 4 Ft Lamp (De-Lamp) - Tr1 | 2.0319 | 1.3102 | 3.3031 | 10260.7691 | 112868.4605 | -16.8039 | -184.8426 | 0.073211 | 0.62427 | 0.073211 | 0.62427 | 0.087411 | 0.74535 | 0.087411 | 0.74535 | 3.0959 | 5.2167 | 3.0959 | 5.2167
234294-Lighting-Occupancy Sensor-Wallbox Lghtng Snsr-Tr1 | 0.16255 | 0.10482 | 0.67651 | 820.8346 | 6566.6765 | 0 | 0 | 0.075936 | 0 | 0.075936 | 0 | 0.077624 | 0 | 0.077624 | 0 | 3.3268 | 3.5082 | 3.3268 | 3.5082
234331-Premium T8 with T12 40 Watt Baseline - Tr2 | 0.11004 | 0.068808 | 0.1712 | 569.0842 | 6259.9262 | -0.19739 | -2.1713 | 0.051086 | 0.43892 | 0.051086 | 0.43892 | 0.067001 | 0.57565 | 0.067001 | 0.57565 | 1.9084 | 2.6615 | 1.9084 | 2.6615
234304-Lighting-Remove 4 Ft Lamp (De-Lamp) - Tr2 | 0.17719 | 0.1108 | 0.27568 | 916.36 | 10079.9599 | -0.31785 | -3.4963 | 0.072367 | 0.62176 | 0.072367 | 0.62176 | 0.091674 | 0.78764 | 0.091674 | 0.78764 | 3.0701 | 6.8571 | 3.0701 | 6.8571
234208-Lighting-8 Ft T-8 with Elec Ballast-Tr2 | 0.013387 | 0.0083707 | 0.020828 | 69.2311 | 761.5422 | -0.024013 | -0.26415 | -0.068327 | -0.58705 | -0.068327 | -0.58705 | 0.024458 | 0.21014 | 0.024458 | 0.21014 | 0.61101 | 1.2951 | 0.61101 | 1.2951
234003-A/C - Reflective Window Film Inland | 0.52475 | 0.20934 | 0.24288 | 1612.512 | 16125.12 | 0 | 0 | 0.0928 | 0 | 0.0928 | 0 | 0.10274 | 0 | 0.10274 | 0 | 4.2654 | 6.5585 | 4.2654 | 6.5585
234331-Premium T8 with T12 40 Watt Baseline - Tr2 | 0.3721 | 0.23994 | 0.56766 | 1879.0383 | 20669.4217 | -3.0773 | -33.8499 | 0.0565 | 0.48166 | 0.0565 | 0.48166 | 0.071121 | 0.6063 | 0.071121 | 0.6063 | 2.0935 | 2.9198 | 2.0935 | 2.9198
234126-Refrigeration - Efficient Evap Fan Motor Electronically Commutated Motor (ECM) | 0.02576 | 0.019935 | 0.030422 | 223.4285 | 3351.4272 | -0.22134 | -3.3201 | 0.082215 | 0.82178 | 0.082215 | 0.82178 | -0.048704 | -0.48682 | -0.048704 | -0.48682 | 7.8965 | 0.65903 | 7.8965 | 0.65903
234331-Premium T8 with T12 40 Watt Baseline - Tr2 | 0.13034 | 0.084046 | 0.11927 | 658.1849 | 7240.034 | -1.0779 | -11.8569 | 0.064056 | 0.54537 | 0.064056 | 0.54537 | 0.076578 | 0.65198 | 0.076578 | 0.65198 | 2.4476 | 3.4136 | 2.4476 | 3.4136
234304-Lighting-Remove 4 Ft Lamp (De-Lamp) - Tr2 | 0.41975 | 0.27067 | 0.38411 | 2119.6664 | 23316.3299 | -3.4713 | -38.1847 | 0.0808 | 0.68793 | 0.0808 | 0.68793 | 0.095991 | 0.81726 | 0.095991 | 0.81726 | 3.9376 | 8.7946 | 3.9376 | 8.7946
234330-Premium T8 with T12 40 Watt Baseline - Tr1 | 0.11221 | 0.072355 | 0.10268 | 566.6264 | 6232.8902 | -0.92795 | -10.2075 | 0.06218 | 0.5294 | 0.06218 | 0.5294 | 0.064626 | 0.55022 | 0.064626 | 0.55022 | 2.3481 | 2.4795 | 2.3481 | 2.4795
234303-Lighting-Remove 4 Ft Lamp (De-Lamp) - Tr1 | 0.37311 | 0.24059 | 0.34143 | 1884.1479 | 20725.6266 | -3.0856 | -33.942 | 0.080638 | 0.68655 | 0.080638 | 0.68655 | 0.091886 | 0.78231 | 0.091886 | 0.78231 | 3.9145 | 6.596 | 3.9145 | 6.596
234330-Premium T8 with T12 40 Watt Baseline - Tr1 | 0.16831 | 0.10853 | 0.15402 | 849.9396 | 9349.3352 | -1.3919 | -15.3112 | 0.062041 | 0.52889 | 0.062041 | 0.52889 | 0.064487 | 0.54974 | 0.064487 | 0.54974 | 2.345 | 2.4763 | 2.345 | 2.4763
234303-Lighting-Remove 4 Ft Lamp (De-Lamp) - Tr1 | 0.55967 | 0.36089 | 0.51214 | 2826.2218 | 31088.4399 | -4.6285 | -50.913 | 0.080499 | 0.68624 | 0.080499 | 0.68624 | 0.091747 | 0.78213 | 0.091747 | 0.78213 | 3.9094 | 6.5874 | 3.9094 | 6.5874
234049-Lighting-LED Exit Sign New Sign | 0.038498 | 0.038248 | 0 | 337.2586 | 5396.1376 | 0 | 0 | 0.076914 | 0 | 0.076914 | 0 | 0.08281 | 0 | 0.08281 | 0 | 4.951 | 7.1024 | 4.951 | 7.1024
234330-Premium T8 with T12 40 Watt Baseline - Tr1 | 0.10811 | 0.069715 | 0.16493 | 545.9568 | 6005.5249 | -0.8941 | -9.8351 | 0.054311 | 0.46299 | 0.054311 | 0.46299 | 0.057166 | 0.48733 | 0.057166 | 0.48733 | 2.0084 | 2.1209 | 2.0084 | 2.1209
234003-A/C - Reflective Window Film Inland | 3.034 | 1.2104 | 1.4043 | 9323.2512 | 93232.512 | 0 | 0 | 0.092274 | 0 | 0.092274 | 0 | 0.10221 | 0 | 0.10221 | 0 | 4.2469 | 6.53 | 4.2469 | 6.53
234330-Premium T8 with T12 40 Watt Baseline - Tr1 | 0.072076 | 0.046477 | 0.10996 | 363.9712 | 4003.6833 | -0.59607 | -6.5568 | 0.053818 | 0.46236 | 0.053818 | 0.46236 | 0.056673 | 0.48689 | 0.056673 | 0.48689 | 1.9992 | 2.1111 | 1.9992 | 2.1111
234126-Refrigeration - Efficient Evap Fan Motor Electronically Commutated Motor (ECM) | 0.077279 | 0.059805 | 0.091267 | 670.2854 | 10054.2816 | -0.66403 | -9.9604 | 0.082968 | 0.82651 | 0.082968 | 0.82651 | -0.047945 | -0.47762 | -0.047945 | -0.47762 | 7.96 | 0.66433 | 7.96 | 0.66433
234126-Refrigeration - Efficient Evap Fan Motor Electronically Commutated Motor (ECM) | 0.01288 | 0.0099675 | 0.015211 | 111.7142 | 1675.7136 | -0.11067 | -1.6601 | 0.082968 | 0.82651 | 0.082968 | 0.82651 | -0.047945 | -0.47762 | -0.047945 | -0.47762 | 7.96 | 0.66433 | 7.96 | 0.66433
234330-Premium T8 with T12 40 Watt Baseline - Tr1 | 0.10811 | 0.069715 | 0.16493 | 545.9568 | 6005.5249 | -0.8941 | -9.8351 | 0.05445 | 0.46359 | 0.05445 | 0.46359 | 0.057306 | 0.4879 | 0.057306 | 0.4879 | 2.011 | 2.1236 | 2.011 | 2.1236
234330-Premium T8 with T12 40 Watt Baseline - Tr1 | 1.2693 | 0.72426 | 1.952 | 6316.7672 | 69484.4394 | -8.167 | -89.8374 | 0.042655 | 0.37618 | 0.042655 | 0.37618 | 0.045938 | 0.40513 | 0.045938 | 0.40513 | 1.6891 | 1.7836 | 1.6891 | 1.7836
234330-Premium T8 with T12 40 Watt Baseline - Tr1 | 0.22442 | 0.14471 | 0.20536 | 1133.2528 | 12465.7803 | -1.8559 | -20.415 | 0.062041 | 0.52889 | 0.062041 | 0.52889 | 0.064487 | 0.54974 | 0.064487 | 0.54974 | 2.345 | 2.4763 | 2.345 | 2.4763
234303-Lighting-Remove 4 Ft Lamp (De-Lamp) - Tr1 | 0.74623 | 0.48119 | 0.68286 | 3768.2957 | 41451.2532 | -6.1713 | -67.884 | 0.080499 | 0.68624 | 0.080499 | 0.68624 | 0.091747 | 0.78213 | 0.091747 | 0.78213 | 3.9094 | 6.5874 | 3.9094 | 6.5874
234330-Premium T8 with T12 40 Watt Baseline - Tr1 | 0.15429 | 0.099487 | 0.14118 | 779.1113 | 8570.224 | -1.2759 | -14.0353 | 0.06218 | 0.5294 | 0.06218 | 0.5294 | 0.064626 | 0.55022 | 0.064626 | 0.55022 | 2.3481 | 2.4795 | 2.3481 | 2.4795
234303-Lighting-Remove 4 Ft Lamp (De-Lamp) - Tr1 | 0.51303 | 0.33082 | 0.46946 | 2590.7033 | 28497.7366 | -4.2427 | -46.6702 | 0.080638 | 0.68655 | 0.080638 | 0.68655 | 0.091886 | 0.78231 | 0.091886 | 0.78231 | 3.9145 | 6.596 | 3.9145 | 6.596
234330-Premium T8 with T12 40 Watt Baseline - Tr1 | 0.23844 | 0.15375 | 0.21819 | 1204.0811 | 13244.8916 | -1.9719 | -21.6909 | 0.062041 | 0.52889 | 0.062041 | 0.52889 | 0.064487 | 0.54974 | 0.064487 | 0.54974 | 2.345 | 2.4763 | 2.345 | 2.4763
234303-Lighting-Remove 4 Ft Lamp (De-Lamp) - Tr1 | 0.74623 | 0.48119 | 0.68286 | 3768.2957 | 41451.2532 | -6.1713 | -67.884 | 0.080499 | 0.68624 | 0.080499 | 0.68624 | 0.091747 | 0.78213 | 0.091747 | 0.78213 | 3.9094 | 6.5874 | 3.9094 | 6.5874
234330-Premium T8 with T12 40 Watt Baseline - Tr1 | 0.37239 | 0.24013 | 0.56811 | 1880.5179 | 20685.6968 | -3.0797 | -33.8766 | 0.054311 | 0.46299 | 0.054311 | 0.46299 | 0.057166 | 0.48733 | 0.057166 | 0.48733 | 2.0084 | 2.1209 | 2.0084 | 2.1209
234049-Lighting-LED Exit Sign New Sign | 0.038498 | 0.038248 | 0 | 337.2586 | 5396.1376 | 0 | 0 | 0.076914 | 0 | 0.076914 | 0 | 0.08281 | 0 | 0.08281 | 0 | 4.951 | 7.1024 | 4.951 | 7.1024
234331-Premium T8 with T12 40 Watt Baseline - Tr2 | 0.14884 | 0.095976 | 0.22706 | 751.6153 | 8267.7687 | -1.2309 | -13.54 | 0.05664 | 0.48223 | 0.05664 | 0.48223 | 0.07126 | 0.60671 | 0.07126 | 0.60671 | 2.0963 | 2.9236 | 2.0963 | 2.9236
234331-Premium T8 with T12 40 Watt Baseline - Tr2 | 0.60284 | 0.38873 | 0.94342 | 3044.235 | 33486.5846 | -4.9855 | -54.8404 | 0.048637 | 0.41463 | 0.048637 | 0.41463 | 0.065483 | 0.55824 | 0.065483 | 0.55824 | 1.817 | 2.5341 | 1.817 | 2.5341
234331-Premium T8 with T12 40 Watt Baseline - Tr2 | 0.17365 | 0.11197 | 0.26491 | 876.8846 | 9645.7301 | -1.4361 | -15.7966 | 0.05664 | 0.48223 | 0.05664 | 0.48223 | 0.07126 | 0.60671 | 0.07126 | 0.60671 | 2.0963 | 2.9236 | 2.0963 | 2.9236
234331-Premium T8 with T12 40 Watt Baseline - Tr2 | 0.1529 | 0.087245 | 0.23514 | 760.9222 | 8370.1445 | -0.98381 | -10.8219 | 0.045172 | 0.39838 | 0.045172 | 0.39838 | 0.061978 | 0.54658 | 0.061978 | 0.54658 | 1.7606 | 2.4555 | 1.7606 | 2.4555
234304-Lighting-Remove 4 Ft Lamp (De-Lamp) - Tr2 | 0.24621 | 0.14049 | 0.37864 | 1225.2645 | 13477.9099 | -1.5842 | -17.4258 | 0.067644 | 0.59656 | 0.067644 | 0.59656 | 0.088031 | 0.77635 | 0.088031 | 0.77635 | 2.8324 | 6.3263 | 2.8324 | 6.3263
234049-Lighting-LED Exit Sign New Sign | 0.53898 | 0.53548 | 0 | 4721.6204 | 75545.926 | 0 | 0 | 0.076914 | 0 | 0.076914 | 0 | 0.08281 | 0 | 0.08281 | 0 | 4.951 | 7.1024 | 4.951 | 7.1024
234331-Premium T8 with T12 40 Watt Baseline - Tr2 | 0.96277 | 0.602 | 1.4559 | 4978.9786 | 54768.7647 | -1.448 | -15.9276 | 0.058496 | 0.50258 | 0.058496 | 0.50258 | 0.072314 | 0.6213 | 0.072314 | 0.6213 | 2.198 | 3.0654 | 2.198 | 3.0654
234059-Motors - VFD - HVAC Fans (per Hp) | 1.8918 | 1.7249 | 0 | 14457.6 | 216864 | 0 | 0 | 0.070078 | 0 | 0.070078 | 0 | 0.084346 | 0 | 0.084346 | 0 | 3.4301 | 6.7888 | 3.4301 | 6.7888
234331-Premium T8 with T12 40 Watt Baseline - Tr2 | 0.6459 | 0.4165 | 1.0108 | 3261.6803 | 35878.4835 | -5.3416 | -58.7575 | 0.048637 | 0.41463 | 0.048637 | 0.41463 | 0.065483 | 0.55824 | 0.065483 | 0.55824 | 1.817 | 2.5341 | 1.817 | 2.5341
234330-Premium T8 with T12 40 Watt Baseline - Tr1 | 0.62466 | 0.4028 | 0.95296 | 3154.4171 | 34698.5882 | -5.1659 | -56.8252 | 0.054311 | 0.46299 | 0.054311 | 0.46299 | 0.057166 | 0.48733 | 0.057166 | 0.48733 | 2.0084 | 2.1209 | 2.0084 | 2.1209
234330-Premium T8 with T12 40 Watt Baseline - Tr1 | 0.29193 | 0.18824 | 0.45685 | 1474.1768 | 16215.9445 | -2.4142 | -26.5566 | 0.046114 | 0.39312 | 0.046114 | 0.39312 | 0.049404 | 0.42117 | 0.049404 | 0.42117 | 1.7431 | 1.8407 | 1.7431 | 1.8407
234330-Premium T8 with T12 40 Watt Baseline - Tr1 | 0.28831 | 0.18591 | 0.43983 | 1455.8848 | 16014.733 | -2.3843 | -26.227 | 0.054311 | 0.46299 | 0.054311 | 0.46299 | 0.057166 | 0.48733 | 0.057166 | 0.48733 | 2.0084 | 2.1209 | 2.0084 | 2.1209
234331-Premium T8 with T12 40 Watt Baseline - Tr2 | 0.73202 | 0.47203 | 1.1456 | 3696.571 | 40662.2813 | -6.0538 | -66.5919 | 0.048637 | 0.41463 | 0.048637 | 0.41463 | 0.065483 | 0.55824 | 0.065483 | 0.55824 | 1.817 | 2.5341 | 1.817 | 2.5341
234330-Premium T8 with T12 40 Watt Baseline - Tr1 | 0.40034 | 0.25815 | 0.46771 | 2021.6342 | 22237.9761 | -3.3108 | -36.4187 | -0.0033394 | -0.028468 | -0.0033394 | -0.028468 | 0.0025726 | 0.021931 | 0.0025726 | 0.021931 | 0.97005 | 1.0244 | 0.97005 | 1.0244
234330-Premium T8 with T12 40 Watt Baseline - Tr1 | 0.36661 | 0.2364 | 0.47261 | 1851.3148 | 20364.4632 | -3.0319 | -33.3505 | 0.049932 | 0.42566 | 0.049932 | 0.42566 | 0.053019 | 0.45198 | 0.053019 | 0.45198 | 1.8574 | 1.9614 | 1.8574 | 1.9614
234303-Lighting-Remove 4 Ft Lamp (De-Lamp) - Tr1 | 1.2191 | 0.78608 | 1.5715 | 6155.9981 | 67715.9794 | -10.0816 | -110.8972 | 0.073235 | 0.62432 | 0.073235 | 0.62432 | 0.087436 | 0.74538 | 0.087436 | 0.74538 | 3.0965 | 5.2176 | 3.0965 | 5.2176
234049-Lighting-LED Exit Sign New Sign | 0.34649 | 0.34424 | 0 | 3035.3274 | 48565.2382 | 0 | 0 | 0.076914 | 0 | 0.076914 | 0 | 0.08281 | 0 | 0.08281 | 0 | 4.951 | 7.1024 | 4.951 | 7.1024
234331-Premium T8 with T12 40 Watt Baseline - Tr2 | 0.26913 | 0.17354 | 0.42117 | 1359.0335 | 14949.3681 | -2.2257 | -24.4823 | 0.048637 | 0.41463 | 0.048637 | 0.41463 | 0.065483 | 0.55824 | 0.065483 | 0.55824 | 1.817 | 2.5341 | 1.817 | 2.5341
234304-Lighting-Remove 4 Ft Lamp (De-Lamp) - Tr2 | 0.86671 | 0.55888 | 1.3564 | 4376.7298 | 48144.0281 | -7.1677 | -78.8446 | 0.071163 | 0.60666 | 0.071163 | 0.60666 | 0.0916 | 0.78088 | 0.0916 | 0.78088 | 2.9231 | 6.5289 | 2.9231 | 6.5289
234126-Refrigeration - Efficient Evap Fan Motor Electronically Commutated Motor (ECM) | 0.02576 | 0.019935 | 0.030422 | 223.4285 | 3351.4272 | -0.22134 | -3.3201 | 0.082968 | 0.82651 | 0.082968 | 0.82651 | -0.047945 | -0.47762 | -0.047945 | -0.47762 | 7.96 | 0.66433 | 7.96 | 0.66433
234126-Refrigeration - Efficient Evap Fan Motor Electronically Commutated Motor (ECM) | 0.05152 | 0.03987 | 0.060845 | 446.857 | 6702.8544 | -0.44269 | -6.6403 | 0.082968 | 0.82651 | 0.082968 | 0.82651 | -0.047945 | -0.47762 | -0.047945 | -0.47762 | 7.96 | 0.66433 | 7.96 | 0.66433
234330-Premium T8 with T12 40 Watt Baseline - Tr1 | 0.2174 | 0.14019 | 0.19894 | 1097.8386 | 12076.2247 | -1.7979 | -19.777 | 0.062041 | 0.52889 | 0.062041 | 0.52889 | 0.064487 | 0.54974 | 0.064487 | 0.54974 | 2.345 | 2.4763 | 2.345 | 2.4763
234303-Lighting-Remove 4 Ft Lamp (De-Lamp) - Tr1 | 0.72291 | 0.46615 | 0.66152 | 3650.5365 | 40155.9016 | -5.9784 | -65.7626 | 0.080499 | 0.68624 | 0.080499 | 0.68624 | 0.091747 | 0.78213 | 0.091747 | 0.78213 | 3.9094 | 6.5874 | 3.9094 | 6.5874
234330-Premium T8 with T12 40 Watt Baseline - Tr1 | 0.30857 | 0.19897 | 0.28237 | 1558.2225 | 17140.4479 | -2.5519 | -28.0706 | 0.062041 | 0.52889 | 0.062041 | 0.52889 | 0.064487 | 0.54974 | 0.064487 | 0.54974 | 2.345 | 2.4763 | 2.345 | 2.4763
234303-Lighting-Remove 4 Ft Lamp (De-Lamp) - Tr1 | 1.0261 | 0.66163 | 0.93893 | 5181.4067 | 56995.4732 | -8.4855 | -93.3404 | 0.080499 | 0.68624 | 0.080499 | 0.68624 | 0.091747 | 0.78213 | 0.091747 | 0.78213 | 3.9094 | 6.5874 | 3.9094 | 6.5874
234330-Premium T8 with T12 40 Watt Baseline - Tr1 | 0.048051 | 0.030985 | 0.073304 | 242.6475 | 2669.1222 | -0.39738 | -4.3712 | 0.054311 | 0.46299 | 0.054311 | 0.46299 | 0.057166 | 0.48733 | 0.057166 | 0.48733 | 2.0084 | 2.1209 | 2.0084 | 2.1209
234330-Premium T8 with T12 40 Watt Baseline - Tr1 | 0.40614 | 0.26189 | 0.47449 | 2050.9332 | 22560.2656 | -3.3588 | -36.9465 | -0.0031989 | -0.027235 | -0.0031989 | -0.027235 | 0.0027129 | 0.023098 | 0.0027129 | 0.023098 | 0.97131 | 1.0257 | 0.97131 | 1.0257
234303-Lighting-Remove 4 Ft Lamp (De-Lamp) - Tr1 | 1.3505 | 0.87084 | 1.5778 | 6819.7699 | 75017.4685 | -11.1686 | -122.8547 | 0.04142 | 0.35265 | 0.04142 | 0.35265 | 0.068612 | 0.58416 | 0.068612 | 0.58416 | 1.6193 | 2.7285 | 1.6193 | 2.7285
234331-Premium T8 with T12 40 Watt Baseline - Tr2 | 0.057358 | 0.036986 | 0.09324 | 289.6461 | 3186.1068 | -0.47435 | -5.2178 | 0.052443 | 0.4465 | 0.052443 | 0.4465 | 0.068251 | 0.58109 | 0.068251 | 0.58109 | 1.9388 | 2.704 | 1.9388 | 2.704
234307-Lighting-Remove 8 Ft Lamp (De-Lamp) - Tr2 | 0.15243 | 0.098289 | 0.24778 | 769.7287 | 8467.0161 | -1.2606 | -13.8663 | 0.086983 | 0.74057 | 0.086983 | 0.74057 | 0.095746 | 0.81517 | 0.095746 | 0.81517 | 5.0793 | 8.6229 | 5.0793 | 8.6229
234330-Premium T8 with T12 40 Watt Baseline - Tr1 | 0.24949 | 0.16088 | 0.29147 | 1259.859 | 13858.4489 | -2.0632 | -22.6957 | -0.0031989 | -0.027235 | -0.0031989 | -0.027235 | 0.0027129 | 0.023098 | 0.0027129 | 0.023098 | 0.97131 | 1.0257 | 0.97131 | 1.0257
234303-Lighting-Remove 4 Ft Lamp (De-Lamp) - Tr1 | 0.8296 | 0.53494 | 0.9692 | 4189.2872 | 46082.1592 | -6.8607 | -75.4679 | 0.04142 | 0.35265 | 0.04142 | 0.35265 | 0.068612 | 0.58416 | 0.068612 | 0.58416 | 1.6193 | 2.7285 | 1.6193 | 2.7285
234330-Premium T8 with T12 40 Watt Baseline - Tr1 | 0.65853 | 0.42464 | 0.76935 | 3325.4417 | 36579.8592 | -5.446 | -59.9062 | -0.0033394 | -0.028468 | -0.0033394 | -0.028468 | 0.0025726 | 0.021931 | 0.0025726 | 0.021931 | 0.97005 | 1.0244 | 0.97005 | 1.0244
234303-Lighting-Remove 4 Ft Lamp (De-Lamp) - Tr1 | 2.1897 | 1.412 | 2.5582 | 11057.7697 | 121635.4668 | -18.1091 | -199.2002 | 0.041281 | 0.35191 | 0.041281 | 0.35191 | 0.068472 | 0.58372 | 0.068472 | 0.58372 | 1.6172 | 2.725 | 1.6172 | 2.725
234330-Premium T8 with T12 40 Watt Baseline - Tr1 | 0.7401 | 0.47724 | 1.2012 | 3737.3593 | 41110.9525 | -6.1206 | -67.3267 | 0.059791 | 0.50906 | 0.059791 | 0.50906 | 0.062363 | 0.53096 | 0.062363 | 0.53096 | 2.2324 | 2.3574 | 2.2324 | 2.3574
234207-Lighting-8 Ft T-8 with Elec Ballast-Tr1 | 0.28199 | 0.18183 | 0.45768 | 1423.9906 | 15663.8962 | -2.332 | -25.6525 | -0.039408 | -0.33552 | -0.039408 | -0.33552 | 0.01597 | 0.13597 | 0.01597 | 0.13597 | 0.73321 | 1.173 | 0.73321 | 1.173
234331-Premium T8 with T12 40 Watt Baseline - Tr2 | 1.1842 | 0.76358 | 1.8531 | 5979.7473 | 65777.2198 | -9.7929 | -107.7221 | 0.048637 | 0.41463 | 0.048637 | 0.41463 | 0.065483 | 0.55824 | 0.065483 | 0.55824 | 1.817 | 2.5341 | 1.817 | 2.5341
234330-Premium T8 with T12 40 Watt Baseline - Tr1 | 0.44676 | 0.28808 | 0.52194 | 2256.0266 | 24816.2921 | -3.6947 | -40.6412 | -0.0034972 | -0.029937 | -0.0034972 | -0.029937 | 0.0024151 | 0.020674 | 0.0024151 | 0.020674 | 0.96864 | 1.0229 | 0.96864 | 1.0229
234330-Premium T8 with T12 40 Watt Baseline - Tr1 | 0.19147 | 0.12346 | 0.22369 | 966.8685 | 10635.5538 | -1.5834 | -17.4177 | -0.0033394 | -0.028468 | -0.0033394 | -0.028468 | 0.0025726 | 0.021931 | 0.0025726 | 0.021931 | 0.97005 | 1.0244 | 0.97005 | 1.0244
234303-Lighting-Remove 4 Ft Lamp (De-Lamp) - Tr1 | 0.63667 | 0.41054 | 0.74381 | 3215.0344 | 35365.378 | -5.2652 | -57.9172 | 0.041281 | 0.35191 | 0.041281 | 0.35191 | 0.068472 | 0.58372 | 0.068472 | 0.58372 | 1.6172 | 2.725 | 1.6172 | 2.725
234330-Premium T8 with T12 40 Watt Baseline - Tr1 | 0.075426 | 0.048637 | 0.088119 | 380.8876 | 4189.7636 | -0.62377 | -6.8615 | -0.0033394 | -0.028468 | -0.0033394 | -0.028468 | 0.0025726 | 0.021931 | 0.0025726 | 0.021931 | 0.97005 | 1.0244 | 0.97005 | 1.0244
234303-Lighting-Remove 4 Ft Lamp (De-Lamp) - Tr1 | 0.18328 | 0.11819 | 0.21413 | 925.5402 | 10180.9422 | -1.5157 | -16.6731 | 0.041281 | 0.35191 | 0.041281 | 0.35191 | 0.068472 | 0.58372 | 0.068472 | 0.58372 | 1.6172 | 2.725 | 1.6172 | 2.725
234330-Premium T8 with T12 40 Watt Baseline - Tr1 | 0.23844 | 0.15375 | 0.21819 | 1204.0811 | 13244.8916 | -1.9719 | -21.6909 | 0.06218 | 0.5294 | 0.06218 | 0.5294 | 0.064626 | 0.55022 | 0.064626 | 0.55022 | 2.3481 | 2.4795 | 2.3481 | 2.4795
234303-Lighting-Remove 4 Ft Lamp (De-Lamp) - Tr1 | 0.79287 | 0.51126 | 0.72553 | 4003.8142 | 44041.9565 | -6.557 | -72.1267 | 0.080638 | 0.68655 | 0.080638 | 0.68655 | 0.091886 | 0.78231 | 0.091886 | 0.78231 | 3.9145 | 6.596 | 3.9145 | 6.596
234330-Premium T8 with T12 40 Watt Baseline - Tr1 | 0.16831 | 0.10853 | 0.15402 | 849.9396 | 9349.3352 | -1.3919 | -15.3112 | 0.062041 | 0.52889 | 0.062041 | 0.52889 | 0.064487 | 0.54974 | 0.064487 | 0.54974 | 2.345 | 2.4763 | 2.345 | 2.4763
234303-Lighting-Remove 4 Ft Lamp (De-Lamp) - Tr1 | 0.55967 | 0.36089 | 0.51214 | 2826.2218 | 31088.4399 | -4.6285 | -50.913 | 0.080499 | 0.68624 | 0.080499 | 0.68624 | 0.091747 | 0.78213 | 0.091747 | 0.78213 | 3.9094 | 6.5874 | 3.9094 | 6.5874
234330-Premium T8 with T12 40 Watt Baseline - Tr1 | 0.25247 | 0.1628 | 0.23103 | 1274.9093 | 14024.0028 | -2.0879 | -22.9669 | 0.06218 | 0.5294 | 0.06218 | 0.5294 | 0.064626 | 0.55022 | 0.064626 | 0.55022 | 2.3481 | 2.4795 | 2.3481 | 2.4795
234303-Lighting-Remove 4 Ft Lamp (De-Lamp) - Tr1 | 0.83951 | 0.54134 | 0.76821 | 4239.3327 | 46632.6599 | -6.9427 | -76.3695 | 0.080638 | 0.68655 | 0.080638 | 0.68655 | 0.091886 | 0.78231 | 0.091886 | 0.78231 | 3.9145 | 6.596 | 3.9145 | 6.596
234332-Premium T8 with T12 40 Watt Baseline - Tr3 | 0.10388 | 0.066982 | 0.16886 | 524.5559 | 5770.1147 | -0.85906 | -9.4496 | 0.046966 | 0.40038 | 0.046966 | 0.40038 | 0.07622 | 0.64976 | 0.07622 | 0.64976 | 1.7674 | 3.3858 | 1.7674 | 3.3858
234330-Premium T8 with T12 40 Watt Baseline - Tr1 | 0.45648 | 0.29435 | 0.69639 | 2305.151 | 25356.6606 | -3.7751 | -41.5261 | 0.05445 | 0.46359 | 0.05445 | 0.46359 | 0.057306 | 0.4879 | 0.057306 | 0.4879 | 2.011 | 2.1236 | 2.011 | 2.1236
234330-Premium T8 with T12 40 Watt Baseline - Tr1 | 0.21336 | 0.13758 | 0.3463 | 1077.4369 | 11851.8061 | -1.7645 | -19.4095 | 0.059652 | 0.50852 | 0.059652 | 0.50852 | 0.062224 | 0.53045 | 0.062224 | 0.53045 | 2.2295 | 2.3544 | 2.2295 | 2.3544
234331-Premium T8 with T12 40 Watt Baseline - Tr2 | 0.35562 | 0.22931 | 0.57809 | 1795.8056 | 19753.8621 | -2.941 | -32.3505 | 0.052443 | 0.4465 | 0.052443 | 0.4465 | 0.068251 | 0.58109 | 0.068251 | 0.58109 | 1.9388 | 2.704 | 1.9388 | 2.704
234304-Lighting-Remove 4 Ft Lamp (De-Lamp) - Tr2 | 0.9236 | 0.59556 | 1.5014 | 4663.986 | 51303.8457 | -7.6381 | -84.0194 | 0.073582 | 0.62647 | 0.073582 | 0.62647 | 0.092759 | 0.78975 | 0.092759 | 0.78975 | 3.119 | 6.9664 | 3.119 | 6.9664
234307-Lighting-Remove 8 Ft Lamp (De-Lamp) - Tr2 | 0.18291 | 0.11795 | 0.29734 | 923.6745 | 10160.4193 | -1.5127 | -16.6395 | 0.086983 | 0.74057 | 0.086983 | 0.74057 | 0.095746 | 0.81517 | 0.095746 | 0.81517 | 5.0793 | 8.6229 | 5.0793 | 8.6229
234330-Premium T8 with T12 40 Watt Baseline - Tr1 | 0.063822 | 0.041154 | 0.074563 | 322.2895 | 3545.1846 | -0.52781 | -5.8059 | -0.0033394 | -0.028468 | -0.0033394 | -0.028468 | 0.0025726 | 0.021931 | 0.0025726 | 0.021931 | 0.97005 | 1.0244 | 0.97005 | 1.0244
234303-Lighting-Remove 4 Ft Lamp (De-Lamp) - Tr1 | 0.1447 | 0.093304 | 0.16905 | 730.6896 | 8037.5859 | -1.1966 | -13.163 | 0.041281 | 0.35191 | 0.041281 | 0.35191 | 0.068472 | 0.58372 | 0.068472 | 0.58372 | 1.6172 | 2.725 | 1.6172 | 2.725
234330-Premium T8 with T12 40 Watt Baseline - Tr1 | 0.052218 | 0.033672 | 0.061006 | 263.6914 | 2900.6056 | -0.43184 | -4.7503 | -0.0033394 | -0.028468 | -0.0033394 | -0.028468 | 0.0025726 | 0.021931 | 0.0025726 | 0.021931 | 0.97005 | 1.0244 | 0.97005 | 1.0244
234303-Lighting-Remove 4 Ft Lamp (De-Lamp) - Tr1 | 0.086818 | 0.055983 | 0.10143 | 438.4138 | 4822.5515 | -0.71798 | -7.8978 | 0.041281 | 0.35191 | 0.041281 | 0.35191 | 0.068472 | 0.58372 | 0.068472 | 0.58372 | 1.6172 | 2.725 | 1.6172 | 2.725
234330-Premium T8 with T12 40 Watt Baseline - Tr1 | 0.08703 | 0.056119 | 0.10168 | 439.4857 | 4834.3426 | -0.71974 | -7.9171 | -0.0033394 | -0.028468 | -0.0033394 | -0.028468 | 0.0025726 | 0.021931 | 0.0025726 | 0.021931 | 0.97005 | 1.0244 | 0.97005 | 1.0244
234303-Lighting-Remove 4 Ft Lamp (De-Lamp) - Tr1 | 0.28939 | 0.18661 | 0.33809 | 1461.3793 | 16075.1718 | -2.3933 | -26.326 | 0.041281 | 0.35191 | 0.041281 | 0.35191 | 0.068472 | 0.58372 | 0.068472 | 0.58372 | 1.6172 | 2.725 | 1.6172 | 2.725
234330-Premium T8 with T12 40 Watt Baseline - Tr1 | 0.052218 | 0.033672 | 0.061006 | 263.6914 | 2900.6056 | -0.43184 | -4.7503 | -0.0033394 | -0.028468 | -0.0033394 | -0.028468 | 0.0025726 | 0.021931 | 0.0025726 | 0.021931 | 0.97005 | 1.0244 | 0.97005 | 1.0244
234303-Lighting-Remove 4 Ft Lamp (De-Lamp) - Tr1 | 0.096465 | 0.062203 | 0.1127 | 487.1264 | 5358.3906 | -0.79776 | -8.7753 | 0.041281 | 0.35191 | 0.041281 | 0.35191 | 0.068472 | 0.58372 | 0.068472 | 0.58372 | 1.6172 | 2.725 | 1.6172 | 2.725
234330-Premium T8 with T12 40 Watt Baseline - Tr1 | 0.52798 | 0.34046 | 0.61684 | 2666.2132 | 29328.3453 | -4.3664 | -48.0305 | -0.0033394 | -0.028468 | -0.0033394 | -0.028468 | 0.0025726 | 0.021931 | 0.0025726 | 0.021931 | 0.97005 | 1.0244 | 0.97005 | 1.0244
234303-Lighting-Remove 4 Ft Lamp (De-Lamp) - Tr1 | 1.1093 | 0.71533 | 1.296 | 5601.9538 | 61621.492 | -9.1742 | -100.9164 | 0.041281 | 0.35191 | 0.041281 | 0.35191 | 0.068472 | 0.58372 | 0.068472 | 0.58372 | 1.6172 | 2.725 | 1.6172 | 2.725
234049-Lighting-LED Exit Sign New Sign | 0.46198 | 0.45898 | 0 | 4047.1032 | 64753.6509 | 0 | 0 | 0.076914 | 0 | 0.076914 | 0 | 0.08281 | 0 | 0.08281 | 0 | 4.951 | 7.1024 | 4.951 | 7.1024
234330-Premium T8 with T12 40 Watt Baseline - Tr1 | 0.26444 | 0.15089 | 0.40667 | 1315.9932 | 14475.9249 | -1.7015 | -18.7161 | 0.042655 | 0.37618 | 0.042655 | 0.37618 | 0.045938 | 0.40513 | 0.045938 | 0.40513 | 1.6891 | 1.7836 | 1.6891 | 1.7836
234303-Lighting-Remove 4 Ft Lamp (De-Lamp) - Tr1 | 0.54518 | 0.31107 | 0.83841 | 2713.0858 | 29843.9433 | -3.5078 | -38.5857 | 0.067426 | 0.59464 | 0.067426 | 0.59464 | 0.082522 | 0.72777 | 0.082522 | 0.72777 | 2.8158 | 4.7447 | 2.8158 | 4.7447
234330-Premium T8 with T12 40 Watt Baseline - Tr1 | 0.15429 | 0.099487 | 0.14118 | 779.1113 | 8570.224 | -1.2759 | -14.0353 | 0.061887 | 0.52977 | 0.061887 | 0.52977 | 0.064333 | 0.55071 | 0.064333 | 0.55071 | 2.3416 | 2.4727 | 2.3416 | 2.4727
234207-Lighting-8 Ft T-8 with Elec Ballast-Tr1 | 0.09305 | 0.060001 | 0.085148 | 469.8853 | 5168.7382 | -0.76952 | -8.4647 | -0.032433 | -0.27764 | -0.032433 | -0.27764 | 0.020221 | 0.1731 | 0.020221 | 0.1731 | 0.76907 | 1.2303 | 0.76907 | 1.2303
234208-Lighting-8 Ft T-8 with Elec Ballast-Tr2 | 0.21217 | 0.13681 | 0.34436 | 1071.4147 | 11785.5613 | -1.7546 | -19.301 | -0.037505 | -0.32148 | -0.037505 | -0.32148 | 0.039289 | 0.33677 | 0.039289 | 0.33677 | 0.74202 | 1.5728 | 0.74202 | 1.5728
234330-Premium T8 with T12 40 Watt Baseline - Tr1 | 0.36206 | 0.23346 | 0.3607 | 1828.3175 | 20111.4922 | -2.9942 | -32.9362 | 0.079282 | 0.67957 | 0.079282 | 0.67957 | 0.080798 | 0.69256 | 0.080798 | 0.69256 | 3.7728 | 3.984 | 3.7728 | 3.984
234179-Food Service - Ice Machine Air-Cooled 1001-1500 | 0.45449 | 0.35172 | 0.45 | 3942 | 47304 | 0 | 0 | 0.038474 | 0 | 0.038474 | 0 | 0.062508 | 0 | 0.062508 | 0 | 1.7056 | 3.0498 | 1.7056 | 3.0498
234178-Food Service - Ice Machine Air-Cooled 501-1000 | 0.33329 | 0.25793 | 0.33 | 2890.8 | 34689.6 | 0 | 0 | 0.032391 | 0 | 0.032391 | 0 | 0.059735 | 0 | 0.059735 | 0 | 1.5344 | 2.7957 | 1.5344 | 2.7957
234176-Food Service - Ice Machine Air-Cooled 301-400 | 0.18381 | 0.14225 | 0.182 | 1594.32 | 19131.84 | 0 | 0 | 0.050731 | 0 | 0.050731 | 0 | 0.047763 | 0 | 0.047763 | 0 | 2.2002 | 2.0558 | 2.2002 | 2.0558
234331-Premium T8 with T12 40 Watt Baseline - Tr2 | 0.096885 | 0.062474 | 0.15162 | 489.252 | 5381.7725 | -0.80124 | -8.8136 | 0.048777 | 0.41528 | 0.048777 | 0.41528 | 0.065622 | 0.55871 | 0.065622 | 0.55871 | 1.8194 | 2.5374 | 1.8194 | 2.5374
234304-Lighting-Remove 4 Ft Lamp (De-Lamp) - Tr2 | 0.31202 | 0.2012 | 0.48829 | 1575.6227 | 17331.8501 | -2.5804 | -28.3841 | 0.071302 | 0.60707 | 0.071302 | 0.60707 | 0.091739 | 0.78106 | 0.091739 | 0.78106 | 2.9269 | 6.5374 | 2.9269 | 6.5374
234126-Refrigeration - Efficient Evap Fan Motor Electronically Commutated Motor (ECM) | 0.02576 | 0.019935 | 0.030422 | 223.4285 | 3351.4272 | -0.22134 | -3.3201 | 0.082215 | 0.82178 | 0.082215 | 0.82178 | -0.048704 | -0.48682 | -0.048704 | -0.48682 | 7.8965 | 0.65903 | 7.8965 | 0.65903
234126-Refrigeration - Efficient Evap Fan Motor Electronically Commutated Motor (ECM) | 0.02576 | 0.019935 | 0.030422 | 223.4285 | 3351.4272 | -0.22134 | -3.3201 | 0.083077 | 0.82664 | 0.083077 | 0.82664 | -0.047835 | -0.47597 | -0.047835 | -0.47597 | 7.9692 | 0.6651 | 7.9692 | 0.6651
234126-Refrigeration - Efficient Evap Fan Motor Electronically Commutated Motor (ECM) | 0.077279 | 0.059805 | 0.091267 | 670.2854 | 10054.2816 | -0.66403 | -9.9604 | 0.082968 | 0.82651 | 0.082968 | 0.82651 | -0.047945 | -0.47762 | -0.047945 | -0.47762 | 7.96 | 0.66433 | 7.96 | 0.66433
234331-Premium T8 with T12 40 Watt Baseline - Tr2 | 0.58466 | 0.37701 | 0.80032 | 2952.4249 | 32476.6744 | -4.8351 | -53.1865 | 0.044594 | 0.38016 | 0.044594 | 0.38016 | 0.062584 | 0.53352 | 0.062584 | 0.53352 | 1.7015 | 2.373 | 1.7015 | 2.373
234304-Lighting-Remove 4 Ft Lamp (De-Lamp) - Tr2 | 0.81159 | 0.52333 | 1.111 | 4098.3634 | 45081.9978 | -6.7118 | -73.83 | 0.06865 | 0.58523 | 0.06865 | 0.58523 | 0.090475 | 0.77128 | 0.090475 | 0.77128 | 2.7372 | 6.1136 | 2.7372 | 6.1136
234330-Premium T8 with T12 40 Watt Baseline - Tr1 | 0.30404 | 0.19956 | 0.3814 | 1909.563 | 21005.1929 | -9.2722 | -101.994 | 0.06316 | 0.57111 | 0.06316 | 0.57111 | 0.065218 | 0.58972 | 0.065218 | 0.58972 | 2.6271 | 2.7741 | 2.6271 | 2.7741
234303-Lighting-Remove 4 Ft Lamp (De-Lamp) - Tr1 | 1.011 | 0.66356 | 1.2682 | 6349.6851 | 69846.5356 | -30.8319 | -339.1508 | 0.078693 | 0.71156 | 0.078693 | 0.71156 | 0.088159 | 0.79716 | 0.088159 | 0.79716 | 4.3796 | 7.3797 | 4.3796 | 7.3797
234331-Premium T8 with T12 40 Watt Baseline - Tr2 | 1.3276 | 0.75753 | 2.0145 | 6606.937 | 72676.307 | -10.0175 | -110.1925 | 0.047686 | 0.41321 | 0.047686 | 0.41321 | 0.064305 | 0.55722 | 0.064305 | 0.55722 | 1.812 | 2.5271 | 1.812 | 2.5271
234304-Lighting-Remove 4 Ft Lamp (De-Lamp) - Tr2 | 2.4584 | 1.4028 | 3.7305 | 12234.5387 | 134579.9253 | -18.5501 | -204.0514 | 0.069909 | 0.60578 | 0.069909 | 0.60578 | 0.09007 | 0.78048 | 0.09007 | 0.78048 | 2.915 | 6.5108 | 2.915 | 6.5108
234307-Lighting-Remove 8 Ft Lamp (De-Lamp) - Tr2 | 1.4995 | 0.85558 | 2.2753 | 7462.0671 | 82082.7385 | -11.3141 | -124.4546 | 0.083998 | 0.72787 | 0.083998 | 0.72787 | 0.09321 | 0.80769 | 0.09321 | 0.80769 | 4.7471 | 8.0589 | 4.7471 | 8.0589
234295-Lighting-Occupancy Sensor-Wallbox Lghtng Snsr-Tr2 | 0.082471 | 0.047057 | 0.33826 | 410.4173 | 3283.3382 | 0 | 0 | 0.074504 | 0 | 0.074504 | 0 | 0.083628 | 0 | 0.083628 | 0 | 3.3042 | 4.6029 | 3.3042 | 4.6029
234049-Lighting-LED Exit Sign New Sign | 0.19249 | 0.19124 | 0 | 1686.293 | 26980.6879 | 0 | 0 | 0.076914 | 0 | 0.076914 | 0 | 0.08281 | 0 | 0.08281 | 0 | 4.951 | 7.1024 | 4.951 | 7.1024
234174-Food Service - Ice Machine Air-Cooled 101-200 | 0.39995 | 0.30951 | 0.396 | 3468.96 | 41627.52 | 0 | 0 | 0.082891 | 0 | 0.082891 | 0 | 0.072778 | 0 | 0.072778 | 0 | 8.7625 | 4.5004 | 8.7625 | 4.5004
234330-Premium T8 with T12 40 Watt Baseline - Tr1 | 0.40661 | 0.2622 | 0.63633 | 2053.3176 | 22586.4941 | -3.3627 | -36.9895 | 0.046114 | 0.39312 | 0.046114 | 0.39312 | 0.049404 | 0.42117 | 0.049404 | 0.42117 | 1.7431 | 1.8407 | 1.7431 | 1.8407
234303-Lighting-Remove 4 Ft Lamp (De-Lamp) - Tr1 | 1.3521 | 0.87185 | 2.1159 | 6827.6985 | 75104.6838 | -11.1816 | -122.9976 | 0.070945 | 0.6048 | 0.070945 | 0.6048 | 0.086077 | 0.7338 | 0.086077 | 0.7338 | 2.906 | 4.8967 | 2.906 | 4.8967
234049-Lighting-LED Exit Sign New Sign | 0.076997 | 0.076497 | 0 | 674.5172 | 10792.2751 | 0 | 0 | 0.076914 | 0 | 0.076914 | 0 | 0.08281 | 0 | 0.08281 | 0 | 4.951 | 7.1024 | 4.951 | 7.1024
234330-Premium T8 with T12 40 Watt Baseline - Tr1 | 0.12013 | 0.077461 | 0.18326 | 606.6187 | 6672.8054 | -0.99345 | -10.9279 | 0.05445 | 0.46359 | 0.05445 | 0.46359 | 0.057306 | 0.4879 | 0.057306 | 0.4879 | 2.011 | 2.1236 | 2.011 | 2.1236
234303-Lighting-Remove 4 Ft Lamp (De-Lamp) - Tr1 | 0.31956 | 0.20606 | 0.4875 | 1613.7043 | 17750.7474 | -2.6427 | -29.0701 | 0.076001 | 0.64707 | 0.076001 | 0.64707 | 0.089134 | 0.75888 | 0.089134 | 0.75888 | 3.3526 | 5.6492 | 3.3526 | 5.6492
234330-Premium T8 with T12 40 Watt Baseline - Tr1 | 0.15617 | 0.1007 | 0.23824 | 788.6043 | 8674.647 | -1.2915 | -14.2063 | 0.054311 | 0.46299 | 0.054311 | 0.46299 | 0.057166 | 0.48733 | 0.057166 | 0.48733 | 2.0084 | 2.1209 | 2.0084 | 2.1209
234331-Premium T8 with T12 40 Watt Baseline - Tr2 | 0.075355 | 0.048591 | 0.11793 | 380.5294 | 4185.8231 | -0.62319 | -6.855 | 0.048637 | 0.41463 | 0.048637 | 0.41463 | 0.065483 | 0.55824 | 0.065483 | 0.55824 | 1.817 | 2.5341 | 1.817 | 2.5341
234330-Premium T8 with T12 40 Watt Baseline - Tr1 | 0.87693 | 0.56547 | 1.3378 | 4428.3163 | 48711.4796 | -7.2522 | -79.7739 | 0.05445 | 0.46359 | 0.05445 | 0.46359 | 0.057306 | 0.4879 | 0.057306 | 0.4879 | 2.011 | 2.1236 | 2.011 | 2.1236
234303-Lighting-Remove 4 Ft Lamp (De-Lamp) - Tr1 | 1.3182 | 0.85 | 2.011 | 6656.5303 | 73221.8331 | -10.9013 | -119.9141 | 0.076001 | 0.64707 | 0.076001 | 0.64707 | 0.089134 | 0.75888 | 0.089134 | 0.75888 | 3.3526 | 5.6492 | 3.3526 | 5.6492
234332-Premium T8 with T12 40 Watt Baseline - Tr3 | 0.26319 | 0.16971 | 0.41188 | 1329.0705 | 14619.7758 | -2.1766 | -23.9425 | 0.043089 | 0.36686 | 0.043089 | 0.36686 | 0.074262 | 0.63227 | 0.074262 | 0.63227 | 1.6607 | 3.1814 | 1.6607 | 3.1814
234305-Lighting-Remove 4 Ft Lamp (De-Lamp) - Tr3 | 0.93605 | 0.60359 | 1.4649 | 4726.8682 | 51995.5503 | -7.7411 | -85.1522 | 0.071494 | 0.6087 | 0.071494 | 0.6087 | 0.096525 | 0.82181 | 0.096525 | 0.82181 | 2.9421 | 9.1932 | 2.9421 | 9.1932
234330-Premium T8 with T12 40 Watt Baseline - Tr1 | 0.22937 | 0.14791 | 0.35895 | 1158.2818 | 12741.0993 | -1.8969 | -20.8659 | 0.046254 | 0.3938 | 0.046254 | 0.3938 | 0.049544 | 0.42181 | 0.049544 | 0.42181 | 1.7454 | 1.8431 | 1.7454 | 1.8431
234303-Lighting-Remove 4 Ft Lamp (De-Lamp) - Tr1 | 0.76271 | 0.49181 | 1.1936 | 3851.5222 | 42366.7447 | -6.3076 | -69.3832 | 0.071084 | 0.60521 | 0.071084 | 0.60521 | 0.086216 | 0.73404 | 0.086216 | 0.73404 | 2.9098 | 4.903 | 2.9098 | 4.903
234330-Premium T8 with T12 40 Watt Baseline - Tr1 | 0.74043 | 0.42249 | 1.1387 | 3684.7809 | 40532.5897 | -4.7641 | -52.4052 | 0.042655 | 0.37618 | 0.042655 | 0.37618 | 0.045938 | 0.40513 | 0.045938 | 0.40513 | 1.6891 | 1.7836 | 1.6891 | 1.7836
234303-Lighting-Remove 4 Ft Lamp (De-Lamp) - Tr1 | 0.070345 | 0.040139 | 0.10818 | 350.0756 | 3850.8314 | -0.45262 | -4.9788 | 0.067426 | 0.59464 | 0.067426 | 0.59464 | 0.082522 | 0.72777 | 0.082522 | 0.72777 | 2.8158 | 4.7447 | 2.8158 | 4.7447
234049-Lighting-LED Exit Sign New Sign | 0.23099 | 0.22949 | 0 | 2023.5516 | 32376.8254 | 0 | 0 | 0.076914 | 0 | 0.076914 | 0 | 0.08281 | 0 | 0.08281 | 0 | 4.951 | 7.1024 | 4.951 | 7.1024
234128-Refrigerator - Early Replacement | 0.11517 | 0.08913 | 0.13069 | 998.9539 | 5993.7234 | 0 | 0 | 0.040303 | 0 | 0.040303 | 0 | 0.039732 | 0 | 0.039732 | 0 | 1.7467 | 1.7284 | 1.7467 | 1.7284
234128-Refrigerator - Early Replacement | 0.23035 | 0.17826 | 0.26137 | 1997.9078 | 11987.4468 | 0 | 0 | 0.040861 | 0 | 0.040861 | 0 | 0.04029 | 0 | 0.04029 | 0 | 1.7571 | 1.7387 | 1.7571 | 1.7387
234330-Premium T8 with T12 40 Watt Baseline - Tr1 | 0.58834 | 0.37938 | 0.58613 | 2971.0159 | 32681.1748 | -4.8656 | -53.5214 | 0.079716 | 0.6787 | 0.079716 | 0.6787 | 0.081232 | 0.6916 | 0.081232 | 0.6916 | 3.7882 | 4.0003 | 3.7882 | 4.0003
234330-Premium T8 with T12 40 Watt Baseline - Tr1 | 1.6802 | 1.0835 | 2.7271 | 8484.8157 | 93332.9732 | -13.8954 | -152.8497 | 0.059652 | 0.50852 | 0.059652 | 0.50852 | 0.062224 | 0.53045 | 0.062224 | 0.53045 | 2.2295 | 2.3544 | 2.2295 | 2.3544
234330-Premium T8 with T12 40 Watt Baseline - Tr1 | 0.14026 | 0.090443 | 0.12835 | 708.283 | 7791.1127 | -1.1599 | -12.7594 | 0.062041 | 0.52889 | 0.062041 | 0.52889 | 0.064487 | 0.54974 | 0.064487 | 0.54974 | 2.345 | 2.4763 | 2.345 | 2.4763
234303-Lighting-Remove 4 Ft Lamp (De-Lamp) - Tr1 | 0.2332 | 0.15037 | 0.21339 | 1177.5924 | 12953.5166 | -1.9285 | -21.2137 | 0.080499 | 0.68624 | 0.080499 | 0.68624 | 0.091747 | 0.78213 | 0.091747 | 0.78213 | 3.9094 | 6.5874 | 3.9094 | 6.5874
234049-Lighting-LED Exit Sign New Sign | 0.1155 | 0.11475 | 0 | 1011.7758 | 16188.4127 | 0 | 0 | 0.076914 | 0 | 0.076914 | 0 | 0.08281 | 0 | 0.08281 | 0 | 4.951 | 7.1024 | 4.951 | 7.1024
234330-Premium T8 with T12 40 Watt Baseline - Tr1 | 0.046024 | 0.029677 | 0.066412 | 232.4111 | 2556.5225 | -0.38062 | -4.1868 | 0.051939 | 0.44277 | 0.051939 | 0.44277 | 0.05492 | 0.46818 | 0.05492 | 0.46818 | 1.9237 | 2.0314 | 1.9237 | 2.0314
234207-Lighting-8 Ft T-8 with Elec Ballast-Tr1 | 0.23377 | 0.15074 | 0.33733 | 1180.4785 | 12985.2638 | -1.9332 | -21.2657 | -0.063033 | -0.53735 | -0.063033 | -0.53735 | 0.0011504 | 0.0098067 | 0.0011504 | 0.0098067 | 0.63182 | 1.0107 | 0.63182 | 1.0107
234330-Premium T8 with T12 40 Watt Baseline - Tr1 | 0.37534 | 0.24203 | 0.58738 | 1895.3701 | 20849.0715 | -3.104 | -34.1441 | 0.046254 | 0.3938 | 0.046254 | 0.3938 | 0.049544 | 0.42181 | 0.049544 | 0.42181 | 1.7454 | 1.8431 | 1.7454 | 1.8431
234003-A/C - Reflective Window Film Inland | 0.71556 | 0.28546 | 0.3312 | 2198.88 | 21988.8 | 0 | 0 | 0.0928 | 0 | 0.0928 | 0 | 0.10274 | 0 | 0.10274 | 0 | 4.2654 | 6.5585 | 4.2654 | 6.5585
234331-Premium T8 with T12 40 Watt Baseline - Tr2 | 0.34757 | 0.22412 | 0.31805 | 1755.1598 | 19306.7573 | -2.8744 | -31.6183 | 0.064056 | 0.54537 | 0.064056 | 0.54537 | 0.076578 | 0.65198 | 0.076578 | 0.65198 | 2.4476 | 3.4136 | 2.4476 | 3.4136
234304-Lighting-Remove 4 Ft Lamp (De-Lamp) - Tr2 | 1.1193 | 0.72178 | 1.0243 | 5652.4436 | 62176.8798 | -9.2569 | -101.8259 | 0.0808 | 0.68793 | 0.0808 | 0.68793 | 0.095991 | 0.81726 | 0.095991 | 0.81726 | 3.9376 | 8.7946 | 3.9376 | 8.7946
234173-Food Service - Combination Oven-Gas | 0 | 0 | 0 | 0 | 0 | 773.76 | 9285.12 | 0 | -5.5843 | 0 | -5.5843 | 0 | 0.69361 | 0 | 0.69361 | 0.14232 | 3.9765 | 0.14232 | 3.9765
234330-Premium T8 with T12 40 Watt Baseline - Tr1 | 0.48218 | 0.27513 | 0.73166 | 2399.5667 | 26395.2336 | -3.6382 | -40.0207 | 0.045197 | 0.39165 | 0.045197 | 0.39165 | 0.048443 | 0.41977 | 0.048443 | 0.41977 | 1.7383 | 1.8356 | 1.7383 | 1.8356
234303-Lighting-Remove 4 Ft Lamp (De-Lamp) - Tr1 | 0.80167 | 0.45743 | 1.2165 | 3989.5235 | 43884.7582 | -6.049 | -66.5385 | 0.069693 | 0.60392 | 0.069693 | 0.60392 | 0.084622 | 0.73327 | 0.084622 | 0.73327 | 2.8979 | 4.8831 | 2.8979 | 4.8831
234330-Premium T8 with T12 40 Watt Baseline - Tr1 | 0.22416 | 0.14454 | 0.3508 | 1131.9572 | 12451.5288 | -1.8538 | -20.3916 | 0.046114 | 0.39312 | 0.046114 | 0.39312 | 0.049404 | 0.42117 | 0.049404 | 0.42117 | 1.7431 | 1.8407 | 1.7431 | 1.8407
234303-Lighting-Remove 4 Ft Lamp (De-Lamp) - Tr1 | 0.38135 | 0.24591 | 0.5968 | 1925.7611 | 21183.3724 | -3.1538 | -34.6916 | 0.070945 | 0.6048 | 0.070945 | 0.6048 | 0.086077 | 0.7338 | 0.086077 | 0.7338 | 2.906 | 4.8967 | 2.906 | 4.8967
234330-Premium T8 with T12 40 Watt Baseline - Tr1 | 0.063466 | 0.036213 | 0.097602 | 315.8384 | 3474.222 | -0.40835 | -4.4919 | 0.042655 | 0.37618 | 0.042655 | 0.37618 | 0.045938 | 0.40513 | 0.045938 | 0.40513 | 1.6891 | 1.7836 | 1.6891 | 1.7836
234303-Lighting-Remove 4 Ft Lamp (De-Lamp) - Tr1 | 0.10552 | 0.060208 | 0.16227 | 525.1134 | 5776.2471 | -0.67893 | -7.4682 | 0.067426 | 0.59464 | 0.067426 | 0.59464 | 0.082522 | 0.72777 | 0.082522 | 0.72777 | 2.8158 | 4.7447 | 2.8158 | 4.7447
234303-Lighting-Remove 4 Ft Lamp (De-Lamp) - Tr1 | 1.6883 | 0.96333 | 2.5964 | 8401.814 | 92419.9536 | -10.8628 | -119.4911 | 0.067426 | 0.59464 | 0.067426 | 0.59464 | 0.082522 | 0.72777 | 0.082522 | 0.72777 | 2.8158 | 4.7447 | 2.8158 | 4.7447
234330-Premium T8 with T12 40 Watt Baseline - Tr1 | 0.97314 | 0.55527 | 1.4966 | 4842.8549 | 53271.4036 | -6.2614 | -68.8754 | 0.042655 | 0.37618 | 0.042655 | 0.37618 | 0.045938 | 0.40513 | 0.045938 | 0.40513 | 1.6891 | 1.7836 | 1.6891 | 1.7836
234330-Premium T8 with T12 40 Watt Baseline - Tr1 | 0.1904 | 0.10864 | 0.2928 | 947.5151 | 10422.6659 | -1.2251 | -13.4756 | 0.042655 | 0.37618 | 0.042655 | 0.37618 | 0.045938 | 0.40513 | 0.045938 | 0.40513 | 1.6891 | 1.7836 | 1.6891 | 1.7836
234303-Lighting-Remove 4 Ft Lamp (De-Lamp) - Tr1 | 0.31655 | 0.18062 | 0.48682 | 1575.3401 | 17328.7413 | -2.0368 | -22.4046 | 0.067426 | 0.59464 | 0.067426 | 0.59464 | 0.082522 | 0.72777 | 0.082522 | 0.72777 | 2.8158 | 4.7447 | 2.8158 | 4.7447
234083-Refrigeration -Cooler/Freezer Door Gaskets - Glass Doors | 4.8601 | 3.7612 | 4.8182 | 42154.56 | 168618.24 | 0 | 0 | 0.083549 | 0 | 0.083549 | 0 | 0.083549 | 0 | 0.083549 | 0 | 8.5493 | 8.5492 | 8.5493 | 8.5492
234330-Premium T8 with T12 40 Watt Baseline - Tr1 | 0.49091 | 0.31655 | 0.44922 | 2478.9904 | 27268.8944 | -4.0598 | -44.6578 | 0.06218 | 0.5294 | 0.06218 | 0.5294 | 0.064626 | 0.55022 | 0.064626 | 0.55022 | 2.3481 | 2.4795 | 2.3481 | 2.4795
234303-Lighting-Remove 4 Ft Lamp (De-Lamp) - Tr1 | 1.6324 | 1.0526 | 1.4937 | 8243.1469 | 90674.6164 | -13.4997 | -148.4962 | 0.080638 | 0.68655 | 0.080638 | 0.68655 | 0.091886 | 0.78231 | 0.091886 | 0.78231 | 3.9145 | 6.596 | 3.9145 | 6.596
234331-Premium T8 with T12 40 Watt Baseline - Tr2 | 0.58296 | 0.37591 | 0.88934 | 2943.8267 | 32382.0939 | -4.8211 | -53.0316 | 0.055871 | 0.4806 | 0.055871 | 0.4806 | 0.070493 | 0.60639 | 0.070493 | 0.60639 | 2.0812 | 2.9026 | 2.0812 | 2.9026
234304-Lighting-Remove 4 Ft Lamp (De-Lamp) - Tr2 | 0.15978 | 0.10303 | 0.24375 | 806.8522 | 8875.3737 | -1.3214 | -14.535 | 0.075424 | 0.6488 | 0.075424 | 0.6488 | 0.093163 | 0.8014 | 0.093163 | 0.8014 | 3.3482 | 7.4782 | 3.3482 | 7.4782
234307-Lighting-Remove 8 Ft Lamp (De-Lamp) - Tr2 | 1.6481 | 1.0627 | 2.5143 | 8322.5123 | 91547.6353 | -13.6296 | -149.9259 | 0.08782 | 0.75544 | 0.08782 | 0.75544 | 0.095926 | 0.82516 | 0.095926 | 0.82516 | 5.4525 | 9.2564 | 5.4525 | 9.2564
234330-Premium T8 with T12 40 Watt Baseline - Tr1 | 0.27154 | 0.1751 | 0.27052 | 1371.2381 | 15083.6192 | -2.2457 | -24.7022 | 0.079577 | 0.67838 | 0.079577 | 0.67838 | 0.081093 | 0.6913 | 0.081093 | 0.6913 | 3.7833 | 3.9951 | 3.7833 | 3.9951
234331-Premium T8 with T12 40 Watt Baseline - Tr2 | 0.049614 | 0.031992 | 0.075688 | 250.5384 | 2755.9229 | -0.4103 | -4.5133 | 0.0565 | 0.48166 | 0.0565 | 0.48166 | 0.071121 | 0.6063 | 0.071121 | 0.6063 | 2.0935 | 2.9198 | 2.0935 | 2.9198
234208-Lighting-8 Ft T-8 with Elec Ballast-Tr2 | 0.12071 | 0.077839 | 0.18415 | 609.5778 | 6705.3557 | -0.99829 | -10.9812 | -0.053205 | -0.45356 | -0.053205 | -0.45356 | 0.032037 | 0.27311 | 0.032037 | 0.27311 | 0.6703 | 1.4208 | 0.6703 | 1.4208
234304-Lighting-Remove 4 Ft Lamp (De-Lamp) - Tr2 | 0.15978 | 0.10303 | 0.24375 | 806.8522 | 8875.3737 | -1.3214 | -14.535 | 0.076051 | 0.64833 | 0.076051 | 0.64833 | 0.093788 | 0.79953 | 0.093788 | 0.79953 | 3.368 | 7.5225 | 3.368 | 7.5225
234331-Premium T8 with T12 40 Watt Baseline - Tr2 | 0.07442 | 0.047988 | 0.11353 | 375.8077 | 4133.8843 | -0.61545 | -6.77 | 0.0565 | 0.48166 | 0.0565 | 0.48166 | 0.071121 | 0.6063 | 0.071121 | 0.6063 | 2.0935 | 2.9198 | 2.0935 | 2.9198
234208-Lighting-8 Ft T-8 with Elec Ballast-Tr2 | 0.13077 | 0.084326 | 0.1995 | 660.3759 | 7264.1353 | -1.0815 | -11.8963 | -0.053205 | -0.45356 | -0.053205 | -0.45356 | 0.032037 | 0.27311 | 0.032037 | 0.27311 | 0.6703 | 1.4208 | 0.6703 | 1.4208
234304-Lighting-Remove 4 Ft Lamp (De-Lamp) - Tr2 | 0.19972 | 0.12879 | 0.30469 | 1008.5652 | 11094.2171 | -1.6517 | -18.1688 | 0.076051 | 0.64833 | 0.076051 | 0.64833 | 0.093788 | 0.79953 | 0.093788 | 0.79953 | 3.368 | 7.5225 | 3.368 | 7.5225
234201-Lighting-2 Ft 2nd Gen T-8 with Elec Ballast-Tr1 | 0.039822 | 0.025678 | 0.06232 | 201.0941 | 2212.0356 | -0.32933 | -3.6226 | -0.04999 | -0.42616 | -0.04999 | -0.42616 | 0.031243 | 0.26634 | 0.031243 | 0.26634 | 0.68392 | 1.4061 | 0.68392 | 1.4061
234330-Premium T8 with T12 40 Watt Baseline - Tr1 | 0.1616 | 0.10421 | 0.2529 | 816.0621 | 8976.6836 | -1.3364 | -14.7009 | 0.046114 | 0.39312 | 0.046114 | 0.39312 | 0.049404 | 0.42117 | 0.049404 | 0.42117 | 1.7431 | 1.8407 | 1.7431 | 1.8407
234303-Lighting-Remove 4 Ft Lamp (De-Lamp) - Tr1 | 0.36402 | 0.23473 | 0.56967 | 1838.2265 | 20220.4918 | -3.0104 | -33.1147 | 0.070945 | 0.6048 | 0.070945 | 0.6048 | 0.086077 | 0.7338 | 0.086077 | 0.7338 | 2.906 | 4.8967 | 2.906 | 4.8967
234330-Premium T8 with T12 40 Watt Baseline - Tr1 | 0.73278 | 0.47251 | 1.1179 | 3700.3739 | 40704.1131 | -6.06 | -66.6604 | 0.054311 | 0.46299 | 0.054311 | 0.46299 | 0.057166 | 0.48733 | 0.057166 | 0.48733 | 2.0084 | 2.1209 | 2.0084 | 2.1209
234360-Lighting-IntrHiByLnrFlscntFxtr244wrplc400w(TrI)Tr1 | 3.2182 | 2.0752 | 4.1665 | 16251.4655 | 178766.1204 | -26.6147 | -292.762 | 0.043586 | 0.37157 | 0.043586 | 0.37157 | 0.077232 | 0.65839 | 0.077232 | 0.65839 | 1.6749 | 3.4965 | 1.6749 | 3.4965
234332-Premium T8 with T12 40 Watt Baseline - Tr3 | 0.29085 | 0.18755 | 0.47281 | 1468.7565 | 16156.3211 | -2.4054 | -26.4589 | 0.046966 | 0.40038 | 0.046966 | 0.40038 | 0.07622 | 0.64976 | 0.07622 | 0.64976 | 1.7674 | 3.3858 | 1.7674 | 3.3858
234209-Lighting-8 Ft T-8 with Elec Ballast-Tr3 | 0.75676 | 0.48798 | 1.2302 | 3821.5036 | 42036.5398 | -6.2584 | -68.8425 | -0.017695 | -0.15084 | -0.017695 | -0.15084 | 0.066373 | 0.56582 | 0.066373 | 0.56582 | 0.85941 | 2.5881 | 0.85941 | 2.5881
234331-Premium T8 with T12 40 Watt Baseline - Tr2 | 0.086824 | 0.055986 | 0.13245 | 438.4423 | 4822.8651 | -0.71803 | -7.8983 | 0.0565 | 0.48166 | 0.0565 | 0.48166 | 0.071121 | 0.6063 | 0.071121 | 0.6063 | 2.0935 | 2.9198 | 2.0935 | 2.9198
234208-Lighting-8 Ft T-8 with Elec Ballast-Tr2 | 0.14083 | 0.090812 | 0.21485 | 711.1741 | 7822.915 | -1.1647 | -12.8114 | -0.053205 | -0.45356 | -0.053205 | -0.45356 | 0.032037 | 0.27311 | 0.032037 | 0.27311 | 0.6703 | 1.4208 | 0.6703 | 1.4208
234304-Lighting-Remove 4 Ft Lamp (De-Lamp) - Tr2 | 0.039945 | 0.025757 | 0.060938 | 201.713 | 2218.8434 | -0.33034 | -3.6338 | 0.076051 | 0.64833 | 0.076051 | 0.64833 | 0.093788 | 0.79953 | 0.093788 | 0.79953 | 3.368 | 7.5225 | 3.368 | 7.5225
234049-Lighting-LED Exit Sign New Sign | 0.038498 | 0.038248 | 0 | 337.2586 | 5396.1376 | 0 | 0 | 0.076914 | 0 | 0.076914 | 0 | 0.08281 | 0 | 0.08281 | 0 | 4.951 | 7.1024 | 4.951 | 7.1024
234330-Premium T8 with T12 40 Watt Baseline - Tr1 | 0.49186 | 0.28065 | 0.75641 | 2447.7473 | 26925.2203 | -3.1647 | -34.812 | 0.042655 | 0.37618 | 0.042655 | 0.37618 | 0.045938 | 0.40513 | 0.045938 | 0.40513 | 1.6891 | 1.7836 | 1.6891 | 1.7836
234207-Lighting-8 Ft T-8 with Elec Ballast-Tr1 | 0.21052 | 0.12012 | 0.32375 | 1047.659 | 11524.2485 | -1.3545 | -14.8999 | -0.08392 | -0.74009 | -0.08392 | -0.74009 | -0.013259 | -0.11693 | -0.013259 | -0.11693 | 0.55475 | 0.88746 | 0.55475 | 0.88746
234331-Premium T8 with T12 40 Watt Baseline - Tr2 | 0.057928 | 0.037354 | 0.053009 | 292.5266 | 3217.7929 | -0.47907 | -5.2697 | 0.064056 | 0.54537 | 0.064056 | 0.54537 | 0.076578 | 0.65198 | 0.076578 | 0.65198 | 2.4476 | 3.4136 | 2.4476 | 3.4136
234208-Lighting-8 Ft T-8 with Elec Ballast-Tr2 | 0.093963 | 0.06059 | 0.085983 | 474.492 | 5219.4121 | -0.77707 | -8.5477 | -0.029901 | -0.25458 | -0.029901 | -0.25458 | 0.043104 | 0.36699 | 0.043104 | 0.36699 | 0.78365 | 1.6611 | 0.78365 | 1.6611
234304-Lighting-Remove 4 Ft Lamp (De-Lamp) - Tr2 | 0.18656 | 0.1203 | 0.17071 | 942.0739 | 10362.8133 | -1.5428 | -16.971 | 0.0808 | 0.68793 | 0.0808 | 0.68793 | 0.095991 | 0.81726 | 0.095991 | 0.81726 | 3.9376 | 8.7946 | 3.9376 | 8.7946
234331-Premium T8 with T12 40 Watt Baseline - Tr2 | 0.15071 | 0.097182 | 0.23585 | 761.0587 | 8371.6462 | -1.2464 | -13.7101 | 0.048637 | 0.41463 | 0.048637 | 0.41463 | 0.065483 | 0.55824 | 0.065483 | 0.55824 | 1.817 | 2.5341 | 1.817 | 2.5341
234304-Lighting-Remove 4 Ft Lamp (De-Lamp) - Tr2 | 0.48536 | 0.31297 | 0.75956 | 2450.9687 | 26960.6557 | -4.0139 | -44.153 | 0.071163 | 0.60666 | 0.071163 | 0.60666 | 0.0916 | 0.78088 | 0.0916 | 0.78088 | 2.9231 | 6.5289 | 2.9231 | 6.5289
234330-Premium T8 with T12 40 Watt Baseline - Tr1 | 0.89664 | 0.57817 | 1.4032 | 4527.8287 | 49806.1153 | -7.4151 | -81.5666 | 0.046114 | 0.39312 | 0.046114 | 0.39312 | 0.049404 | 0.42117 | 0.049404 | 0.42117 | 1.7431 | 1.8407 | 1.7431 | 1.8407
234303-Lighting-Remove 4 Ft Lamp (De-Lamp) - Tr1 | 2.9122 | 1.8778 | 4.5574 | 14705.8122 | 161763.9343 | -24.0834 | -264.9178 | 0.070945 | 0.6048 | 0.070945 | 0.6048 | 0.086077 | 0.7338 | 0.086077 | 0.7338 | 2.906 | 4.8967 | 2.906 | 4.8967
234331-Premium T8 with T12 40 Watt Baseline - Tr2 | 0.086824 | 0.055986 | 0.13245 | 438.4423 | 4822.8651 | -0.71803 | -7.8983 | 0.056006 | 0.47745 | 0.056006 | 0.47745 | 0.058773 | 0.50103 | 0.058773 | 0.50103 | 2.0737 | 2.1899 | 2.0737 | 2.1899
234304-Lighting-Remove 4 Ft Lamp (De-Lamp) - Tr2 | 0.27961 | 0.1803 | 0.42657 | 1411.9913 | 15531.904 | -2.3124 | -25.4363 | 0.076051 | 0.64833 | 0.076051 | 0.64833 | 0.093788 | 0.79953 | 0.093788 | 0.79953 | 3.368 | 7.5225 | 3.368 | 7.5225
234207-Lighting-8 Ft T-8 with Elec Ballast-Tr1 | 0.74355 | 0.47946 | 1.1636 | 3754.7847 | 41302.6322 | -6.1491 | -67.6406 | -0.080767 | -0.68853 | -0.080767 | -0.68853 | -0.0099349 | -0.084694 | -0.0099349 | -0.084694 | 0.57251 | 0.91588 | 0.57251 | 0.91588
234330-Premium T8 with T12 40 Watt Baseline - Tr1 | 0.031278 | 0.020169 | 0.048948 | 157.9475 | 1737.4226 | -0.25867 | -2.8453 | 0.046114 | 0.39312 | 0.046114 | 0.39312 | 0.049404 | 0.42117 | 0.049404 | 0.42117 | 1.7431 | 1.8407 | 1.7431 | 1.8407
234049-Lighting-LED Exit Sign New Sign | 0.076997 | 0.076497 | 0 | 674.5172 | 10792.2751 | 0 | 0 | 0.076914 | 0 | 0.076914 | 0 | 0.08281 | 0 | 0.08281 | 0 | 4.951 | 7.1024 | 4.951 | 7.1024
234331-Premium T8 with T12 40 Watt Baseline - Tr2 | 0.10765 | 0.069416 | 0.16847 | 543.6134 | 5979.7473 | -0.89027 | -9.7929 | 0.04834 | 0.41435 | 0.04834 | 0.41435 | 0.065188 | 0.55876 | 0.065188 | 0.55876 | 1.812 | 2.5271 | 1.812 | 2.5271
234304-Lighting-Remove 4 Ft Lamp (De-Lamp) - Tr2 | 0.34669 | 0.22355 | 0.54254 | 1750.6919 | 19257.6112 | -2.8671 | -31.5378 | 0.070868 | 0.60745 | 0.070868 | 0.60745 | 0.091306 | 0.78263 | 0.091306 | 0.78263 | 2.915 | 6.5107 | 2.915 | 6.5107
234330-Premium T8 with T12 40 Watt Baseline - Tr1 | 0.18019 | 0.11619 | 0.27489 | 909.928 | 10009.2081 | -1.4902 | -16.3919 | 0.054014 | 0.46298 | 0.054014 | 0.46298 | 0.05687 | 0.48746 | 0.05687 | 0.48746 | 2.0029 | 2.115 | 2.0029 | 2.115
234303-Lighting-Remove 4 Ft Lamp (De-Lamp) - Tr1 | 0.59917 | 0.38636 | 0.91407 | 3025.6956 | 33282.6514 | -4.9551 | -54.5064 | 0.075567 | 0.64772 | 0.075567 | 0.64772 | 0.088701 | 0.76031 | 0.088701 | 0.76031 | 3.3389 | 5.6262 | 3.3389 | 5.6262
234207-Lighting-8 Ft T-8 with Elec Ballast-Tr1 | 0.61925 | 0.39931 | 0.61693 | 3127.0918 | 34398.0095 | -5.1212 | -56.333 | 0.021117 | 0.18002 | 0.021117 | 0.18002 | 0.053752 | 0.45823 | 0.053752 | 0.45823 | 1.2426 | 1.9878 | 1.2426 | 1.9878
234207-Lighting-8 Ft T-8 with Elec Ballast-Tr1 | 0.15121 | 0.097502 | 0.13837 | 763.5636 | 8399.1995 | -1.2505 | -13.7552 | -0.032274 | -0.27513 | -0.032274 | -0.27513 | 0.020378 | 0.17372 | 0.020378 | 0.17372 | 0.7702 | 1.2321 | 0.7702 | 1.2321
234330-Premium T8 with T12 40 Watt Baseline - Tr1 | 0.29455 | 0.18993 | 0.26953 | 1487.3942 | 16361.3367 | -2.4359 | -26.7947 | 0.062041 | 0.52889 | 0.062041 | 0.52889 | 0.064487 | 0.54974 | 0.064487 | 0.54974 | 2.345 | 2.4763 | 2.345 | 2.4763
234303-Lighting-Remove 4 Ft Lamp (De-Lamp) - Tr1 | 0.97942 | 0.63156 | 0.89625 | 4945.8882 | 54404.7698 | -8.0998 | -89.0977 | 0.080499 | 0.68624 | 0.080499 | 0.68624 | 0.091747 | 0.78213 | 0.091747 | 0.78213 | 3.9094 | 6.5874 | 3.9094 | 6.5874
234003-A/C - Reflective Window Film Inland | 0.7585 | 0.30259 | 0.35107 | 2330.8128 | 23308.128 | 0 | 0 | 0.092274 | 0 | 0.092274 | 0 | 0.10221 | 0 | 0.10221 | 0 | 4.2469 | 6.53 | 4.2469 | 6.53
234126-Refrigeration - Efficient Evap Fan Motor Electronically Commutated Motor (ECM) | 0.21896 | 0.16945 | 0.25859 | 1899.1421 | 28487.1312 | -1.8814 | -28.2212 | 0.082968 | 0.82651 | 0.082968 | 0.82651 | -0.047945 | -0.47762 | -0.047945 | -0.47762 | 7.96 | 0.66433 | 7.96 | 0.66433
234126-Refrigeration - Efficient Evap Fan Motor Electronically Commutated Motor (ECM) | 0.01288 | 0.0099675 | 0.015211 | 111.7142 | 1675.7136 | -0.11067 | -1.6601 | 0.082968 | 0.82651 | 0.082968 | 0.82651 | -0.047945 | -0.47762 | -0.047945 | -0.47762 | 7.96 | 0.66433 | 7.96 | 0.66433
234126-Refrigeration - Efficient Evap Fan Motor Electronically Commutated Motor (ECM) | 0.27048 | 0.20932 | 0.31943 | 2345.999 | 35189.9856 | -2.3241 | -34.8615 | 0.083077 | 0.82664 | 0.083077 | 0.82664 | -0.047835 | -0.47597 | -0.047835 | -0.47597 | 7.9692 | 0.6651 | 7.9692 | 0.6651
234331-Premium T8 with T12 40 Watt Baseline - Tr2 | 0.52304 | 0.33727 | 0.68085 | 2641.2297 | 29053.5265 | -4.3255 | -47.5804 | 0.046905 | 0.39986 | 0.046905 | 0.39986 | 0.064241 | 0.54765 | 0.064241 | 0.54765 | 1.7657 | 2.4625 | 1.7657 | 2.4625
234304-Lighting-Remove 4 Ft Lamp (De-Lamp) - Tr2 | 1.6844 | 1.0862 | 2.1927 | 8506.0074 | 93566.0815 | -13.9301 | -153.2315 | 0.070087 | 0.59748 | 0.070087 | 0.59748 | 0.091118 | 0.77677 | 0.091118 | 0.77677 | 2.8405 | 6.3443 | 2.8405 | 6.3443
234049-Lighting-LED Exit Sign New Sign | 0.076997 | 0.076497 | 0 | 674.5172 | 10792.2751 | 0 | 0 | 0.076914 | 0 | 0.076914 | 0 | 0.08281 | 0 | 0.08281 | 0 | 4.951 | 7.1024 | 4.951 | 7.1024
234343-Steam Trap Replacement- Commercial - Other | 0 | 0 | 0 | 0 | 0 | 192.1536 | 2882.304 | 0 | 0.20793 | 0 | 0.20793 | 0 | 0.45193 | 0 | 0.45193 | 1.282 | 1.9161 | 1.282 | 1.9161
234343-Steam Trap Replacement- Commercial - Other | 0 | 0 | 0 | 0 | 0 | 208.1664 | 3122.496 | 0 | 0.20793 | 0 | 0.20793 | 0 | 0.45193 | 0 | 0.45193 | 1.282 | 1.9161 | 1.282 | 1.9161
234343-Steam Trap Replacement- Commercial - Other | 0 | 0 | 0 | 0 | 0 | 288.2304 | 4323.456 | 0 | 0.20793 | 0 | 0.20793 | 0 | 0.45193 | 0 | 0.45193 | 1.282 | 1.9161 | 1.282 | 1.9161
234343-Steam Trap Replacement- Commercial - Other | 0 | 0 | 0 | 0 | 0 | 416.3328 | 6244.992 | 0 | 0.20793 | 0 | 0.20793 | 0 | 0.45193 | 0 | 0.45193 | 1.282 | 1.9161 | 1.282 | 1.9161
234331-Premium T8 with T12 40 Watt Baseline - Tr2 | 0.30698 | 0.17516 | 0.47021 | 1527.7138 | 16804.8521 | -2.183 | -24.013 | 0.045328 | 0.39975 | 0.045328 | 0.39975 | 0.06209 | 0.54757 | 0.06209 | 0.54757 | 1.7653 | 2.462 | 1.7653 | 2.462
234304-Lighting-Remove 4 Ft Lamp (De-Lamp) - Tr2 | 0.70617 | 0.40293 | 1.0816 | 3514.2573 | 38656.8308 | -5.0216 | -55.2381 | 0.067741 | 0.59741 | 0.067741 | 0.59741 | 0.088075 | 0.77674 | 0.088075 | 0.77674 | 2.8399 | 6.343 | 2.8399 | 6.343
234330-Premium T8 with T12 40 Watt Baseline - Tr1 | 0.093834 | 0.060507 | 0.14685 | 473.8425 | 5212.2679 | -0.776 | -8.536 | 0.046088 | 0.39299 | 0.046088 | 0.39299 | 0.049377 | 0.42104 | 0.049377 | 0.42104 | 1.7427 | 1.8403 | 1.7427 | 1.8403
234303-Lighting-Remove 4 Ft Lamp (De-Lamp) - Tr1 | 0.15601 | 0.1006 | 0.24414 | 787.8114 | 8665.9251 | -1.2902 | -14.192 | 0.070918 | 0.60472 | 0.070918 | 0.60472 | 0.086051 | 0.73375 | 0.086051 | 0.73375 | 2.9053 | 4.8954 | 2.9053 | 4.8954
234332-Premium T8 with T12 40 Watt Baseline - Tr3 | 0.12672 | 0.081714 | 0.19831 | 639.9228 | 7039.1513 | -1.048 | -11.5279 | 0.042922 | 0.366 | 0.042922 | 0.366 | 0.074096 | 0.63182 | 0.074096 | 0.63182 | 1.6581 | 3.1765 | 1.6581 | 3.1765
234305-Lighting-Remove 4 Ft Lamp (De-Lamp) - Tr3 | 0.45069 | 0.29062 | 0.70531 | 2275.8995 | 25034.8946 | -3.7272 | -40.9992 | 0.071328 | 0.60821 | 0.071328 | 0.60821 | 0.096359 | 0.82165 | 0.096359 | 0.82165 | 2.9376 | 9.1789 | 2.9376 | 9.1789
234343-Steam Trap Replacement- Commercial - Other | 0 | 0 | 0 | 0 | 0 | 288.2304 | 4323.456 | 0 | 0.20793 | 0 | 0.20793 | 0 | 0.45193 | 0 | 0.45193 | 1.282 | 1.9161 | 1.282 | 1.9161
234343-Steam Trap Replacement- Commercial - Other | 0 | 0 | 0 | 0 | 0 | 256.2048 | 3843.072 | 0 | 0.20793 | 0 | 0.20793 | 0 | 0.45193 | 0 | 0.45193 | 1.282 | 1.9161 | 1.282 | 1.9161
234331-Premium T8 with T12 40 Watt Baseline - Tr2 | 0.2153 | 0.13883 | 0.33693 | 1087.2268 | 11959.4945 | -1.7805 | -19.5858 | 0.048777 | 0.41528 | 0.048777 | 0.41528 | 0.065622 | 0.55871 | 0.065622 | 0.55871 | 1.8194 | 2.5374 | 1.8194 | 2.5374
234304-Lighting-Remove 4 Ft Lamp (De-Lamp) - Tr2 | 0.5547 | 0.35768 | 0.86807 | 2801.1071 | 30812.178 | -4.5873 | -50.4605 | 0.071302 | 0.60707 | 0.071302 | 0.60707 | 0.091739 | 0.78106 | 0.091739 | 0.78106 | 2.9269 | 6.5374 | 2.9269 | 6.5374
234331-Premium T8 with T12 40 Watt Baseline - Tr2 | 0.46079 | 0.29713 | 0.82259 | 2326.8808 | 25595.6891 | -9.6045 | -105.6491 | 0.048611 | 0.41388 | 0.048611 | 0.41388 | 0.065504 | 0.5577 | 0.065504 | 0.5577 | 1.8143 | 2.5304 | 1.8143 | 2.5304
234304-Lighting-Remove 4 Ft Lamp (De-Lamp) - Tr2 | 1.484 | 0.95689 | 2.6491 | 7493.6556 | 82430.2114 | -30.9309 | -340.2402 | 0.0712 | 0.60619 | 0.0712 | 0.60619 | 0.091693 | 0.78067 | 0.091693 | 0.78067 | 2.9188 | 6.5193 | 2.9188 | 6.5193
234049-Lighting-LED Exit Sign New Sign | 0.1155 | 0.11475 | 0 | 1011.7758 | 16188.4127 | 0 | 0 | 0.076914 | 0 | 0.076914 | 0 | 0.08281 | 0 | 0.08281 | 0 | 4.951 | 7.1024 | 4.951 | 7.1024
234330-Premium T8 with T12 40 Watt Baseline - Tr1 | 0.052218 | 0.033672 | 0.061006 | 263.6914 | 2900.6056 | -0.43184 | -4.7503 | -0.0031989 | -0.027235 | -0.0031989 | -0.027235 | 0.0027129 | 0.023098 | 0.0027129 | 0.023098 | 0.97131 | 1.0257 | 0.97131 | 1.0257
234303-Lighting-Remove 4 Ft Lamp (De-Lamp) - Tr1 | 0.17364 | 0.11197 | 0.20286 | 876.8276 | 9645.1031 | -1.436 | -15.7956 | 0.04142 | 0.35265 | 0.04142 | 0.35265 | 0.068612 | 0.58416 | 0.068612 | 0.58416 | 1.6193 | 2.7285 | 1.6193 | 2.7285
234049-Lighting-LED Exit Sign New Sign | 0.038498 | 0.038248 | 0 | 337.2586 | 5396.1376 | 0 | 0 | 0.076914 | 0 | 0.076914 | 0 | 0.08281 | 0 | 0.08281 | 0 | 4.951 | 7.1024 | 4.951 | 7.1024
234330-Premium T8 with T12 40 Watt Baseline - Tr1 | 0.84021 | 0.54179 | 0.92502 | 4242.8676 | 46671.5436 | -6.9485 | -76.4331 | -0.0033433 | -0.028465 | -0.0033433 | -0.028465 | 0.0025762 | 0.021934 | 0.0025762 | 0.021934 | 0.97006 | 1.0244 | 0.97006 | 1.0244
234303-Lighting-Remove 4 Ft Lamp (De-Lamp) - Tr1 | 2.7939 | 1.8016 | 3.0759 | 14108.3972 | 155192.3687 | -23.1051 | -254.1557 | 0.041334 | 0.35191 | 0.041334 | 0.35191 | 0.06856 | 0.58372 | 0.06856 | 0.58372 | 1.6172 | 2.725 | 1.6172 | 2.725
234049-Lighting-LED Exit Sign New Sign | 0.23099 | 0.22949 | 0 | 2023.5516 | 32376.8254 | 0 | 0 | 0.076914 | 0 | 0.076914 | 0 | 0.08281 | 0 | 0.08281 | 0 | 4.951 | 7.1024 | 4.951 | 7.1024
234332-Premium T8 with T12 40 Watt Baseline - Tr3 | 0.28479 | 0.18364 | 0.33272 | 1438.1544 | 15819.6984 | -2.3552 | -25.9076 | -0.0090273 | -0.076956 | -0.0090273 | -0.076956 | 0.046991 | 0.40059 | 0.046991 | 0.40059 | 0.92297 | 1.7681 | 0.92297 | 1.7681
234305-Lighting-Remove 4 Ft Lamp (De-Lamp) - Tr3 | 1.0129 | 0.65313 | 1.1833 | 5114.8274 | 56263.1014 | -8.3765 | -92.141 | 0.042017 | 0.35819 | 0.042017 | 0.35819 | 0.086997 | 0.74164 | 0.086997 | 0.74164 | 1.6352 | 5.1093 | 1.6352 | 5.1093
234049-Lighting-LED Exit Sign New Sign | 0.038498 | 0.038248 | 0 | 337.2586 | 5396.1376 | 0 | 0 | 0.076914 | 0 | 0.076914 | 0 | 0.08281 | 0 | 0.08281 | 0 | 4.951 | 7.1024 | 4.951 | 7.1024
234330-Premium T8 with T12 40 Watt Baseline - Tr1 | 0.11024 | 0.071085 | 0.12879 | 556.6819 | 6123.5007 | -0.91167 | -10.0283 | -0.0033394 | -0.028468 | -0.0033394 | -0.028468 | 0.0025726 | 0.021931 | 0.0025726 | 0.021931 | 0.97005 | 1.0244 | 0.97005 | 1.0244
234303-Lighting-Remove 4 Ft Lamp (De-Lamp) - Tr1 | 0.36657 | 0.23637 | 0.42825 | 1851.0804 | 20361.8843 | -3.0315 | -33.3463 | 0.041281 | 0.35191 | 0.041281 | 0.35191 | 0.068472 | 0.58372 | 0.068472 | 0.58372 | 1.6172 | 2.725 | 1.6172 | 2.725
234049-Lighting-LED Exit Sign New Sign | 0.61597 | 0.61197 | 0 | 5396.1376 | 86338.2012 | 0 | 0 | 0.076914 | 0 | 0.076914 | 0 | 0.08281 | 0 | 0.08281 | 0 | 4.951 | 7.1024 | 4.951 | 7.1024
234126-Refrigeration - Efficient Evap Fan Motor Electronically Commutated Motor (ECM) | 0.03864 | 0.029902 | 0.045634 | 335.1427 | 5027.1408 | -0.33201 | -4.9802 | 0.082968 | 0.82651 | 0.082968 | 0.82651 | -0.047945 | -0.47762 | -0.047945 | -0.47762 | 7.96 | 0.66433 | 7.96 | 0.66433
234126-Refrigeration - Efficient Evap Fan Motor Electronically Commutated Motor (ECM) | 0.03864 | 0.029902 | 0.045634 | 335.1427 | 5027.1408 | -0.33201 | -4.9802 | 0.083077 | 0.82664 | 0.083077 | 0.82664 | -0.047835 | -0.47597 | -0.047835 | -0.47597 | 7.9692 | 0.6651 | 7.9692 | 0.6651
234330-Premium T8 with T12 40 Watt Baseline - Tr1 | 0.20422 | 0.13168 | 0.31154 | 1031.2517 | 11343.7692 | -1.6889 | -18.5775 | 0.054311 | 0.46299 | 0.054311 | 0.46299 | 0.057166 | 0.48733 | 0.057166 | 0.48733 | 2.0084 | 2.1209 | 2.0084 | 2.1209
234303-Lighting-Remove 4 Ft Lamp (De-Lamp) - Tr1 | 0.67906 | 0.43788 | 1.0359 | 3429.1217 | 37720.3383 | -5.6158 | -61.7739 | 0.075862 | 0.64671 | 0.075862 | 0.64671 | 0.088995 | 0.75867 | 0.088995 | 0.75867 | 3.3482 | 5.6419 | 3.3482 | 5.6419
234330-Premium T8 with T12 40 Watt Baseline - Tr1 | 0.096102 | 0.061969 | 0.14661 | 485.2949 | 5338.2443 | -0.79476 | -8.7423 | 0.054311 | 0.46299 | 0.054311 | 0.46299 | 0.057166 | 0.48733 | 0.057166 | 0.48733 | 2.0084 | 2.1209 | 2.0084 | 2.1209
234303-Lighting-Remove 4 Ft Lamp (De-Lamp) - Tr1 | 0.31956 | 0.20606 | 0.4875 | 1613.7043 | 17750.7474 | -2.6427 | -29.0701 | 0.075862 | 0.64671 | 0.075862 | 0.64671 | 0.088995 | 0.75867 | 0.088995 | 0.75867 | 3.3482 | 5.6419 | 3.3482 | 5.6419
234126-Refrigeration - Efficient Evap Fan Motor Electronically Commutated Motor (ECM) | 0.077279 | 0.059805 | 0.091267 | 670.2854 | 10054.2816 | -0.66403 | -9.9604 | 0.083077 | 0.82664 | 0.083077 | 0.82664 | -0.047835 | -0.47597 | -0.047835 | -0.47597 | 7.9692 | 0.6651 | 7.9692 | 0.6651
234126-Refrigeration - Efficient Evap Fan Motor Electronically Commutated Motor (ECM) | 0.05152 | 0.03987 | 0.060845 | 446.857 | 6702.8544 | -0.44269 | -6.6403 | 0.082968 | 0.82651 | 0.082968 | 0.82651 | -0.047945 | -0.47762 | -0.047945 | -0.47762 | 7.96 | 0.66433 | 7.96 | 0.66433
234126-Refrigeration - Efficient Evap Fan Motor Electronically Commutated Motor (ECM) | 0.01288 | 0.0099675 | 0.015211 | 111.7142 | 1675.7136 | -0.11067 | -1.6601 | 0.082968 | 0.82651 | 0.082968 | 0.82651 | -0.047945 | -0.47762 | -0.047945 | -0.47762 | 7.96 | 0.66433 | 7.96 | 0.66433
234331-Premium T8 with T12 40 Watt Baseline - Tr2 | 0.49165 | 0.31703 | 0.64 | 2482.7559 | 27310.3149 | -4.066 | -44.7256 | 0.046905 | 0.39986 | 0.046905 | 0.39986 | 0.064241 | 0.54765 | 0.064241 | 0.54765 | 1.7657 | 2.4625 | 1.7657 | 2.4625
234304-Lighting-Remove 4 Ft Lamp (De-Lamp) - Tr2 | 1.5834 | 1.021 | 2.0611 | 7995.647 | 87952.1166 | -13.0943 | -144.0376 | 0.070087 | 0.59748 | 0.070087 | 0.59748 | 0.091118 | 0.77677 | 0.091118 | 0.77677 | 2.8405 | 6.3443 | 2.8405 | 6.3443
234330-Premium T8 with T12 40 Watt Baseline - Tr1 | 0.29193 | 0.18824 | 0.45685 | 1474.1768 | 16215.9445 | -2.4142 | -26.5566 | 0.046254 | 0.3938 | 0.046254 | 0.3938 | 0.049544 | 0.42181 | 0.049544 | 0.42181 | 1.7454 | 1.8431 | 1.7454 | 1.8431
234332-Premium T8 with T12 40 Watt Baseline - Tr3 | 0.20768 | 0.1185 | 0.31939 | 1033.5361 | 11368.8971 | -1.3363 | -14.699 | 0.039498 | 0.34833 | 0.039498 | 0.34833 | 0.070597 | 0.6226 | 0.070597 | 0.6226 | 1.6071 | 3.0787 | 1.6071 | 3.0787
234305-Lighting-Remove 4 Ft Lamp (De-Lamp) - Tr3 | 0.35173 | 0.20069 | 0.54091 | 1750.3779 | 19254.157 | -2.2631 | -24.894 | 0.067835 | 0.59824 | 0.067835 | 0.59824 | 0.092806 | 0.81846 | 0.092806 | 0.81846 | 2.8472 | 8.8964 | 2.8472 | 8.8964
234308-Lighting-Remove 8 Ft Lamp (De-Lamp) - Tr3 | 0.31926 | 0.18217 | 0.49098 | 1588.821 | 17477.0313 | -2.0542 | -22.5963 | 0.082038 | 0.7235 | 0.082038 | 0.7235 | 0.09499 | 0.83772 | 0.09499 | 0.83772 | 4.6428 | 10.9264 | 4.6428 | 10.9264
234330-Premium T8 with T12 40 Watt Baseline - Tr1 | 0.9504 | 0.61284 | 0.94683 | 4799.3334 | 52792.667 | -7.8598 | -86.4576 | 0.079577 | 0.67838 | 0.079577 | 0.67838 | 0.081093 | 0.6913 | 0.081093 | 0.6913 | 3.7833 | 3.9951 | 3.7833 | 3.9951
234331-Premium T8 with T12 40 Watt Baseline - Tr2 | 0.2458 | 0.1585 | 0.24925 | 1241.2204 | 13653.4248 | -2.0327 | -22.36 | 0.071639 | 0.61087 | 0.071639 | 0.61087 | 0.081969 | 0.69894 | 0.081969 | 0.69894 | 2.9627 | 4.1319 | 2.9627 | 4.1319
234304-Lighting-Remove 4 Ft Lamp (De-Lamp) - Tr2 | 0.79158 | 0.51043 | 0.8027 | 3997.3162 | 43970.4784 | -6.5463 | -72.0096 | 0.085452 | 0.72864 | 0.085452 | 0.72864 | 0.097982 | 0.83549 | 0.097982 | 0.83549 | 4.7662 | 10.6454 | 4.7662 | 10.6454
234295-Lighting-Occupancy Sensor-Wallbox Lghtng Snsr-Tr2 | 0.040637 | 0.026204 | 0.16913 | 205.2086 | 1641.6691 | 0 | 0 | 0.076238 | 0 | 0.076238 | 0 | 0.085361 | 0 | 0.085361 | 0 | 3.3578 | 4.6776 | 3.3578 | 4.6776
234330-Premium T8 with T12 40 Watt Baseline - Tr1 | 0.20422 | 0.13168 | 0.31154 | 1031.2517 | 11343.7692 | -1.6889 | -18.5775 | 0.054284 | 0.46288 | 0.054284 | 0.46288 | 0.057139 | 0.48723 | 0.057139 | 0.48723 | 2.0079 | 2.1204 | 2.0079 | 2.1204
234303-Lighting-Remove 4 Ft Lamp (De-Lamp) - Tr1 | 0.39945 | 0.25757 | 0.60938 | 2017.1304 | 22188.4343 | -3.3034 | -36.3376 | 0.075835 | 0.64664 | 0.075835 | 0.64664 | 0.088968 | 0.75863 | 0.088968 | 0.75863 | 3.3474 | 5.6405 | 3.3474 | 5.6405
234331-Premium T8 with T12 40 Watt Baseline - Tr2 | 0.25085 | 0.14313 | 0.33874 | 1248.3522 | 13731.8741 | -1.7838 | -19.622 | 0.03984 | 0.35135 | 0.03984 | 0.35135 | 0.058154 | 0.51287 | 0.058154 | 0.51287 | 1.6156 | 2.2532 | 1.6156 | 2.2532
234208-Lighting-8 Ft T-8 with Elec Ballast-Tr2 | 0.056964 | 0.032503 | 0.076924 | 283.4841 | 3118.3248 | -0.40508 | -4.4559 | -0.097579 | -0.86055 | -0.097579 | -0.86055 | 0.0091966 | 0.081105 | 0.0091966 | 0.081105 | 0.51727 | 1.0964 | 0.51727 | 1.0964
234304-Lighting-Remove 4 Ft Lamp (De-Lamp) - Tr2 | 0.61397 | 0.35032 | 0.82909 | 3055.4157 | 33609.5729 | -4.366 | -48.0259 | 0.06433 | 0.56733 | 0.06433 | 0.56733 | 0.086547 | 0.76327 | 0.086547 | 0.76327 | 2.5991 | 5.8051 | 2.5991 | 5.8051
234307-Lighting-Remove 8 Ft Lamp (De-Lamp) - Tr2 | 0.10666 | 0.060859 | 0.14403 | 530.7954 | 5838.7496 | -0.75847 | -8.3432 | 0.079856 | 0.70425 | 0.079856 | 0.70425 | 0.090007 | 0.79378 | 0.090007 | 0.79378 | 4.2326 | 7.1854 | 4.2326 | 7.1854
234295-Lighting-Occupancy Sensor-Wallbox Lghtng Snsr-Tr2 | 0.12371 | 0.070586 | 0.50738 | 615.6259 | 4925.0074 | 0 | 0 | 0.072645 | 0 | 0.072645 | 0 | 0.081768 | 0 | 0.081768 | 0 | 3.2467 | 4.5228 | 3.2467 | 4.5228
234085-Refrigeration -Strip Curtains for Walk-ins | 1.0808 | 0.83641 | 1.0685 | 9374.4 | 37497.6 | 0 | 0 | 0.09354 | 0 | 0.09354 | 0 | 0.09357 | 0 | 0.09357 | 0 | 50.3321 | 51.1374 | 50.3321 | 51.1374
234330-Premium T8 with T12 40 Watt Baseline - Tr1 | 1.1416 | 0.73616 | 1.7866 | 5765.0842 | 63415.9259 | -9.4414 | -103.8551 | 0.046254 | 0.3938 | 0.046254 | 0.3938 | 0.049544 | 0.42181 | 0.049544 | 0.42181 | 1.7454 | 1.8431 | 1.7454 | 1.8431
234303-Lighting-Remove 4 Ft Lamp (De-Lamp) - Tr1 | 1.2654 | 0.81596 | 1.9803 | 6390.0255 | 70290.281 | -10.4648 | -115.1131 | 0.071084 | 0.60521 | 0.071084 | 0.60521 | 0.086216 | 0.73404 | 0.086216 | 0.73404 | 2.9098 | 4.903 | 2.9098 | 4.903
234049-Lighting-LED Exit Sign New Sign | 0.19249 | 0.19124 | 0 | 1686.293 | 26980.6879 | 0 | 0 | 0.076914 | 0 | 0.076914 | 0 | 0.08281 | 0 | 0.08281 | 0 | 4.951 | 7.1024 | 4.951 | 7.1024
234331-Premium T8 with T12 40 Watt Baseline - Tr2 | 0.12403 | 0.07998 | 0.18922 | 626.3461 | 6889.8072 | -1.0258 | -11.2833 | 0.05664 | 0.48223 | 0.05664 | 0.48223 | 0.07126 | 0.60671 | 0.07126 | 0.60671 | 2.0963 | 2.9236 | 2.0963 | 2.9236
234331-Premium T8 with T12 40 Watt Baseline - Tr2 | 0.107 | 0.066363 | 0.1727 | 577.9647 | 6357.6114 | -0.78623 | -8.6485 | 0.055815 | 0.48509 | 0.055815 | 0.48509 | 0.070044 | 0.60876 | 0.070044 | 0.60876 | 2.11 | 2.9427 | 2.11 | 2.9427
234208-Lighting-8 Ft T-8 with Elec Ballast-Tr2 | 0.0096423 | 0.0059803 | 0.015563 | 52.0826 | 572.9081 | -0.07085 | -0.77935 | -0.050953 | -0.44284 | -0.050953 | -0.44284 | 0.032006 | 0.27817 | 0.032006 | 0.27817 | 0.67557 | 1.432 | 0.67557 | 1.432
234207-Lighting-8 Ft T-8 with Elec Ballast-Tr1 | 0.30024 | 0.1936 | 0.29912 | 1516.1657 | 16677.8228 | -2.483 | -27.313 | 0.021117 | 0.18002 | 0.021117 | 0.18002 | 0.053752 | 0.45823 | 0.053752 | 0.45823 | 1.2426 | 1.9878 | 1.2426 | 1.9878
234330-Premium T8 with T12 40 Watt Baseline - Tr1 | 0.13607 | 0.087743 | 0.10392 | 687.1402 | 7558.5426 | -1.1253 | -12.3785 | 0.074886 | 0.63839 | 0.074886 | 0.63839 | 0.07665 | 0.65343 | 0.07665 | 0.65343 | 3.25 | 3.432 | 3.25 | 3.432
234303-Lighting-Remove 4 Ft Lamp (De-Lamp) - Tr1 | 0.45247 | 0.29176 | 0.34554 | 2284.8809 | 25133.6904 | -3.7419 | -41.161 | 0.088203 | 0.75192 | 0.088203 | 0.75192 | 0.096319 | 0.82111 | 0.096319 | 0.82111 | 5.4181 | 9.1297 | 5.4181 | 9.1297
234049-Lighting-LED Exit Sign New Sign | 0.46198 | 0.45898 | 0 | 4047.1032 | 64753.6509 | 0 | 0 | 0.076914 | 0 | 0.076914 | 0 | 0.08281 | 0 | 0.08281 | 0 | 4.951 | 7.1024 | 4.951 | 7.1024
234330-Premium T8 with T12 40 Watt Baseline - Tr1 | 0.24025 | 0.15492 | 0.36652 | 1213.2373 | 13345.6108 | -1.9869 | -21.8559 | 0.053681 | 0.46177 | 0.053681 | 0.46177 | 0.056537 | 0.48633 | 0.056537 | 0.48633 | 1.9966 | 2.1084 | 1.9966 | 2.1084
234303-Lighting-Remove 4 Ft Lamp (De-Lamp) - Tr1 | 0.7989 | 0.51515 | 1.2188 | 4034.2608 | 44376.8686 | -6.6068 | -72.6752 | 0.075234 | 0.64717 | 0.075234 | 0.64717 | 0.08837 | 0.76016 | 0.08837 | 0.76016 | 3.3285 | 5.6087 | 3.3285 | 5.6087
234331-Premium T8 with T12 40 Watt Baseline - Tr2 | 0.59474 | 0.38351 | 0.81412 | 3003.3288 | 33036.6171 | -4.9185 | -54.1035 | 0.044594 | 0.38016 | 0.044594 | 0.38016 | 0.062584 | 0.53352 | 0.062584 | 0.53352 | 1.7015 | 2.373 | 1.7015 | 2.373
234331-Premium T8 with T12 40 Watt Baseline - Tr2 | 0.39831 | 0.25684 | 0.62333 | 2011.3695 | 22125.0648 | -3.294 | -36.2338 | 0.048637 | 0.41463 | 0.048637 | 0.41463 | 0.065483 | 0.55824 | 0.065483 | 0.55824 | 1.817 | 2.5341 | 1.817 | 2.5341
234331-Premium T8 with T12 40 Watt Baseline - Tr2 | 0.23683 | 0.15272 | 0.37063 | 1195.9495 | 13155.444 | -1.9586 | -21.5444 | 0.048637 | 0.41463 | 0.048637 | 0.41463 | 0.065483 | 0.55824 | 0.065483 | 0.55824 | 1.817 | 2.5341 | 1.817 | 2.5341
234331-Premium T8 with T12 40 Watt Baseline - Tr2 | 0.5645 | 0.36401 | 0.77272 | 2850.6172 | 31356.7891 | -4.6684 | -51.3524 | 0.044594 | 0.38016 | 0.044594 | 0.38016 | 0.062584 | 0.53352 | 0.062584 | 0.53352 | 1.7015 | 2.373 | 1.7015 | 2.373
234331-Premium T8 with T12 40 Watt Baseline - Tr2 | 0.68547 | 0.44201 | 0.93831 | 3461.4637 | 38076.1011 | -5.6688 | -62.3565 | 0.044594 | 0.38016 | 0.044594 | 0.38016 | 0.062584 | 0.53352 | 0.062584 | 0.53352 | 1.7015 | 2.373 | 1.7015 | 2.373
234330-Premium T8 with T12 40 Watt Baseline - Tr1 | 0.19809 | 0.12774 | 0.31001 | 1000.3342 | 11003.6766 | -1.6382 | -18.0205 | 0.046114 | 0.39312 | 0.046114 | 0.39312 | 0.049404 | 0.42117 | 0.049404 | 0.42117 | 1.7431 | 1.8407 | 1.7431 | 1.8407
234303-Lighting-Remove 4 Ft Lamp (De-Lamp) - Tr1 | 0.6587 | 0.42475 | 1.0308 | 3326.3147 | 36589.4613 | -5.4474 | -59.9219 | 0.070945 | 0.6048 | 0.070945 | 0.6048 | 0.086077 | 0.7338 | 0.086077 | 0.7338 | 2.906 | 4.8967 | 2.906 | 4.8967
234049-Lighting-LED Exit Sign New Sign | 0.038498 | 0.038248 | 0 | 337.2586 | 5396.1376 | 0 | 0 | 0.076914 | 0 | 0.076914 | 0 | 0.08281 | 0 | 0.08281 | 0 | 4.951 | 7.1024 | 4.951 | 7.1024
234330-Premium T8 with T12 40 Watt Baseline - Tr1 | 0.56008 | 0.36115 | 0.90903 | 2828.2719 | 31110.9911 | -4.6318 | -50.9499 | 0.059652 | 0.50852 | 0.059652 | 0.50852 | 0.062224 | 0.53045 | 0.062224 | 0.53045 | 2.2295 | 2.3544 | 2.2295 | 2.3544
234303-Lighting-Remove 4 Ft Lamp (De-Lamp) - Tr1 | 1.8624 | 1.2009 | 3.0227 | 9404.579 | 103450.3687 | -15.4017 | -169.4188 | 0.079065 | 0.67402 | 0.079065 | 0.67402 | 0.090896 | 0.77488 | 0.090896 | 0.77488 | 3.7168 | 6.263 | 3.7168 | 6.263
234049-Lighting-LED Exit Sign New Sign | 0.038498 | 0.038248 | 0 | 337.2586 | 5396.1376 | 0 | 0 | 0.076914 | 0 | 0.076914 | 0 | 0.08281 | 0 | 0.08281 | 0 | 4.951 | 7.1024 | 4.951 | 7.1024
234330-Premium T8 with T12 40 Watt Baseline - Tr1 | 0.13214 | 0.085207 | 0.20159 | 667.2805 | 7340.086 | -1.0928 | -12.0207 | 0.054311 | 0.46299 | 0.054311 | 0.46299 | 0.057166 | 0.48733 | 0.057166 | 0.48733 | 2.0084 | 2.1209 | 2.0084 | 2.1209
234207-Lighting-8 Ft T-8 with Elec Ballast-Tr1 | 0.32874 | 0.21198 | 0.50151 | 1660.0638 | 18260.7017 | -2.7187 | -29.9052 | -0.055811 | -0.47578 | -0.055811 | -0.47578 | 0.005665 | 0.048293 | 0.005665 | 0.048293 | 0.65965 | 1.0553 | 0.65965 | 1.0553
234330-Premium T8 with T12 40 Watt Baseline - Tr1 | 0.084621 | 0.048284 | 0.13014 | 421.1178 | 4632.296 | -0.54447 | -5.9892 | 0.042655 | 0.37618 | 0.042655 | 0.37618 | 0.045938 | 0.40513 | 0.045938 | 0.40513 | 1.6891 | 1.7836 | 1.6891 | 1.7836
234207-Lighting-8 Ft T-8 with Elec Ballast-Tr1 | 0.017543 | 0.01001 | 0.026979 | 87.3049 | 960.354 | -0.11288 | -1.2417 | -0.08392 | -0.74009 | -0.08392 | -0.74009 | -0.013259 | -0.11693 | -0.013259 | -0.11693 | 0.55475 | 0.88746 | 0.55475 | 0.88746
234332-Premium T8 with T12 40 Watt Baseline - Tr3 | 0.34718 | 0.22387 | 0.4056 | 1753.1787 | 19284.9657 | -2.8711 | -31.5826 | -0.0088867 | -0.075661 | -0.0088867 | -0.075661 | 0.047131 | 0.40127 | 0.047131 | 0.40127 | 0.92417 | 1.7704 | 0.92417 | 1.7704
234305-Lighting-Remove 4 Ft Lamp (De-Lamp) - Tr3 | 1.2347 | 0.7962 | 1.4425 | 6235.2182 | 68587.3998 | -10.2113 | -112.3243 | 0.042156 | 0.35892 | 0.042156 | 0.35892 | 0.087136 | 0.74187 | 0.087136 | 0.74187 | 1.6373 | 5.116 | 1.6373 | 5.116
234049-Lighting-LED Exit Sign New Sign | 0.34649 | 0.34424 | 0 | 3035.3274 | 48565.2382 | 0 | 0 | 0.076914 | 0 | 0.076914 | 0 | 0.08281 | 0 | 0.08281 | 0 | 4.951 | 7.1024 | 4.951 | 7.1024
234330-Premium T8 with T12 40 Watt Baseline - Tr1 | 0.28052 | 0.18089 | 0.2567 | 1416.5659 | 15582.2254 | -2.3199 | -25.5187 | 0.062041 | 0.52889 | 0.062041 | 0.52889 | 0.064487 | 0.54974 | 0.064487 | 0.54974 | 2.345 | 2.4763 | 2.345 | 2.4763
234303-Lighting-Remove 4 Ft Lamp (De-Lamp) - Tr1 | 0.93278 | 0.60148 | 0.85357 | 4710.3697 | 51814.0665 | -7.7141 | -84.8549 | 0.080499 | 0.68624 | 0.080499 | 0.68624 | 0.091747 | 0.78213 | 0.091747 | 0.78213 | 3.9094 | 6.5874 | 3.9094 | 6.5874
234049-Lighting-LED Exit Sign New Sign | 0.076997 | 0.076497 | 0 | 674.5172 | 10792.2751 | 0 | 0 | 0.076914 | 0 | 0.076914 | 0 | 0.08281 | 0 | 0.08281 | 0 | 4.951 | 7.1024 | 4.951 | 7.1024
234330-Premium T8 with T12 40 Watt Baseline - Tr1 | 0.76488 | 0.49321 | 0.84209 | 3862.4726 | 42487.1983 | -6.3255 | -69.5805 | -0.0034838 | -0.029699 | -0.0034838 | -0.029699 | 0.0024358 | 0.020765 | 0.0024358 | 0.020765 | 0.9688 | 1.023 | 0.9688 | 1.023
234303-Lighting-Remove 4 Ft Lamp (De-Lamp) - Tr1 | 2.5434 | 1.64 | 2.8001 | 12843.5064 | 141278.5701 | -21.0336 | -231.3693 | 0.041194 | 0.35117 | 0.041194 | 0.35117 | 0.068421 | 0.58328 | 0.068421 | 0.58328 | 1.6151 | 2.7214 | 1.6151 | 2.7214
234049-Lighting-LED Exit Sign New Sign | 0.53898 | 0.53548 | 0 | 4721.6204 | 75545.926 | 0 | 0 | 0.076914 | 0 | 0.076914 | 0 | 0.08281 | 0 | 0.08281 | 0 | 4.951 | 7.1024 | 4.951 | 7.1024
234330-Premium T8 with T12 40 Watt Baseline - Tr1 | 0.18935 | 0.1221 | 0.17327 | 956.182 | 10518.0021 | -1.5659 | -17.2251 | 0.062041 | 0.52889 | 0.062041 | 0.52889 | 0.064487 | 0.54974 | 0.064487 | 0.54974 | 2.345 | 2.4763 | 2.345 | 2.4763
234330-Premium T8 with T12 40 Watt Baseline - Tr1 | 0.28887 | 0.18627 | 0.46958 | 1458.7215 | 16045.9363 | -2.3889 | -26.2781 | 0.049936 | 0.4257 | 0.049936 | 0.4257 | 0.053024 | 0.45202 | 0.053024 | 0.45202 | 1.8576 | 1.9615 | 1.8576 | 1.9615
234330-Premium T8 with T12 40 Watt Baseline - Tr1 | 0.17004 | 0.10965 | 0.17243 | 858.6621 | 9445.2827 | -1.4062 | -15.4684 | 0.069491 | 0.59777 | 0.069491 | 0.59777 | 0.071509 | 0.61512 | 0.071509 | 0.61512 | 2.8262 | 2.9844 | 2.8262 | 2.9844
234303-Lighting-Remove 4 Ft Lamp (De-Lamp) - Tr1 | 0.69337 | 0.4471 | 1.0851 | 3501.3839 | 38515.2225 | -5.7342 | -63.0757 | 0.070945 | 0.6048 | 0.070945 | 0.6048 | 0.086077 | 0.7338 | 0.086077 | 0.7338 | 2.906 | 4.8967 | 2.906 | 4.8967
234330-Premium T8 with T12 40 Watt Baseline - Tr1 | 0.10426 | 0.06723 | 0.16316 | 526.4917 | 5791.4088 | -0.86223 | -9.4845 | 0.046114 | 0.39312 | 0.046114 | 0.39312 | 0.049404 | 0.42117 | 0.049404 | 0.42117 | 1.7431 | 1.8407 | 1.7431 | 1.8407
234330-Premium T8 with T12 40 Watt Baseline - Tr1 | 0.20852 | 0.13446 | 0.32632 | 1052.9834 | 11582.8175 | -1.7245 | -18.969 | 0.046114 | 0.39312 | 0.046114 | 0.39312 | 0.049404 | 0.42117 | 0.049404 | 0.42117 | 1.7431 | 1.8407 | 1.7431 | 1.8407
234303-Lighting-Remove 4 Ft Lamp (De-Lamp) - Tr1 | 0.41602 | 0.26826 | 0.65105 | 2100.8303 | 23109.1335 | -3.4405 | -37.8454 | 0.070945 | 0.6048 | 0.070945 | 0.6048 | 0.086077 | 0.7338 | 0.086077 | 0.7338 | 2.906 | 4.8967 | 2.906 | 4.8967
234330-Premium T8 with T12 40 Watt Baseline - Tr1 | 0.11469 | 0.073953 | 0.17948 | 579.1409 | 6370.5496 | -0.94845 | -10.4329 | 0.046114 | 0.39312 | 0.046114 | 0.39312 | 0.049404 | 0.42117 | 0.049404 | 0.42117 | 1.7431 | 1.8407 | 1.7431 | 1.8407
234303-Lighting-Remove 4 Ft Lamp (De-Lamp) - Tr1 | 0.17334 | 0.11178 | 0.27127 | 875.346 | 9628.8056 | -1.4335 | -15.7689 | 0.070945 | 0.6048 | 0.070945 | 0.6048 | 0.086077 | 0.7338 | 0.086077 | 0.7338 | 2.906 | 4.8967 | 2.906 | 4.8967
234330-Premium T8 with T12 40 Watt Baseline - Tr1 | 0.13554 | 0.087398 | 0.21211 | 684.4392 | 7528.8314 | -1.1209 | -12.3298 | 0.046114 | 0.39312 | 0.046114 | 0.39312 | 0.049404 | 0.42117 | 0.049404 | 0.42117 | 1.7431 | 1.8407 | 1.7431 | 1.8407
234303-Lighting-Remove 4 Ft Lamp (De-Lamp) - Tr1 | 0.45069 | 0.29062 | 0.70531 | 2275.8995 | 25034.8946 | -3.7272 | -40.9992 | 0.070945 | 0.6048 | 0.070945 | 0.6048 | 0.086077 | 0.7338 | 0.086077 | 0.7338 | 2.906 | 4.8967 | 2.906 | 4.8967
234330-Premium T8 with T12 40 Watt Baseline - Tr1 | 0.12511 | 0.080676 | 0.19579 | 631.79 | 6949.6905 | -1.0347 | -11.3814 | 0.046114 | 0.39312 | 0.046114 | 0.39312 | 0.049404 | 0.42117 | 0.049404 | 0.42117 | 1.7431 | 1.8407 | 1.7431 | 1.8407
234303-Lighting-Remove 4 Ft Lamp (De-Lamp) - Tr1 | 0.19068 | 0.12295 | 0.2984 | 962.8806 | 10591.6862 | -1.5769 | -17.3458 | 0.070945 | 0.6048 | 0.070945 | 0.6048 | 0.086077 | 0.7338 | 0.086077 | 0.7338 | 2.906 | 4.8967 | 2.906 | 4.8967
234330-Premium T8 with T12 40 Watt Baseline - Tr1 | 0.10426 | 0.06723 | 0.16316 | 526.4917 | 5791.4088 | -0.86223 | -9.4845 | 0.046114 | 0.39312 | 0.046114 | 0.39312 | 0.049404 | 0.42117 | 0.049404 | 0.42117 | 1.7431 | 1.8407 | 1.7431 | 1.8407
234303-Lighting-Remove 4 Ft Lamp (De-Lamp) - Tr1 | 0.17334 | 0.11178 | 0.27127 | 875.346 | 9628.8056 | -1.4335 | -15.7689 | 0.070945 | 0.6048 | 0.070945 | 0.6048 | 0.086077 | 0.7338 | 0.086077 | 0.7338 | 2.906 | 4.8967 | 2.906 | 4.8967
234331-Premium T8 with T12 40 Watt Baseline - Tr2 | 0.086824 | 0.055986 | 0.13245 | 438.4423 | 4822.8651 | -0.71803 | -7.8983 | 0.0565 | 0.48166 | 0.0565 | 0.48166 | 0.071121 | 0.6063 | 0.071121 | 0.6063 | 2.0935 | 2.9198 | 2.0935 | 2.9198
234304-Lighting-Remove 4 Ft Lamp (De-Lamp) - Tr2 | 0.27961 | 0.1803 | 0.42657 | 1411.9913 | 15531.904 | -2.3124 | -25.4363 | 0.076051 | 0.64833 | 0.076051 | 0.64833 | 0.093788 | 0.79953 | 0.093788 | 0.79953 | 3.368 | 7.5225 | 3.368 | 7.5225
234331-Premium T8 with T12 40 Watt Baseline - Tr2 | 0.33489 | 0.21595 | 0.5109 | 1691.1345 | 18602.4795 | -2.7695 | -30.4649 | 0.056474 | 0.48155 | 0.056474 | 0.48155 | 0.071095 | 0.60622 | 0.071095 | 0.60622 | 2.093 | 2.9191 | 2.093 | 2.9191
234304-Lighting-Remove 4 Ft Lamp (De-Lamp) - Tr2 | 1.0785 | 0.69545 | 1.6453 | 5446.2521 | 59908.7726 | -8.9192 | -98.1115 | 0.076024 | 0.64826 | 0.076024 | 0.64826 | 0.093762 | 0.7995 | 0.093762 | 0.7995 | 3.3672 | 7.5206 | 3.3672 | 7.5206
234126-Refrigeration - Efficient Evap Fan Motor Electronically Commutated Motor (ECM) | 0.077279 | 0.059805 | 0.091267 | 670.2854 | 10054.2816 | -0.66403 | -9.9604 | 0.082442 | 0.82644 | 0.082442 | 0.82644 | -0.04848 | -0.48599 | -0.04848 | -0.48599 | 7.9154 | 0.66061 | 7.9154 | 0.66061
234126-Refrigeration - Efficient Evap Fan Motor Electronically Commutated Motor (ECM) | 0.090159 | 0.069772 | 0.10648 | 781.9997 | 11729.9952 | -0.7747 | -11.6205 | 0.082968 | 0.82651 | 0.082968 | 0.82651 | -0.047945 | -0.47762 | -0.047945 | -0.47762 | 7.96 | 0.66433 | 7.96 | 0.66433
234126-Refrigeration - Efficient Evap Fan Motor Electronically Commutated Motor (ECM) | 0.060651 | 0.047735 | 0.060845 | 446.857 | 6702.8544 | -0.44269 | -6.6403 | 0.086412 | 0.8307 | 0.086412 | 0.8307 | -0.044456 | -0.42737 | -0.044456 | -0.42737 | 8.2514 | 0.68865 | 8.2514 | 0.68865
234126-Refrigeration - Efficient Evap Fan Motor Electronically Commutated Motor (ECM) | 0.2576 | 0.19935 | 0.30422 | 2234.2848 | 33514.272 | -2.2134 | -33.2015 | 0.082968 | 0.82651 | 0.082968 | 0.82651 | -0.047945 | -0.47762 | -0.047945 | -0.47762 | 7.96 | 0.66433 | 7.96 | 0.66433
234126-Refrigeration - Efficient Evap Fan Motor Electronically Commutated Motor (ECM) | 0.03864 | 0.029902 | 0.045634 | 335.1427 | 5027.1408 | -0.33201 | -4.9802 | 0.082968 | 0.82651 | 0.082968 | 0.82651 | -0.047945 | -0.47762 | -0.047945 | -0.47762 | 7.96 | 0.66433 | 7.96 | 0.66433
234208-Lighting-8 Ft T-8 with Elec Ballast-Tr2 | 0.34202 | 0.22054 | 0.52177 | 1727.1371 | 18998.5078 | -2.8285 | -31.1135 | -0.053205 | -0.45356 | -0.053205 | -0.45356 | 0.032037 | 0.27311 | 0.032037 | 0.27311 | 0.6703 | 1.4208 | 0.6703 | 1.4208
234307-Lighting-Remove 8 Ft Lamp (De-Lamp) - Tr2 | 0.19777 | 0.12753 | 0.30171 | 998.7015 | 10985.7162 | -1.6356 | -17.9911 | 0.088446 | 0.75399 | 0.088446 | 0.75399 | 0.09655 | 0.82308 | 0.09655 | 0.82308 | 5.4848 | 9.3112 | 5.4848 | 9.3112
234331-Premium T8 with T12 40 Watt Baseline - Tr2 | 0.012403 | 0.007998 | 0.018922 | 62.6346 | 688.9807 | -0.10258 | -1.1283 | 0.0565 | 0.48166 | 0.0565 | 0.48166 | 0.071121 | 0.6063 | 0.071121 | 0.6063 | 2.0935 | 2.9198 | 2.0935 | 2.9198
234330-Premium T8 with T12 40 Watt Baseline - Tr1 | 0.093346 | 0.060192 | 0.1515 | 471.3787 | 5185.1652 | -0.77197 | -8.4916 | 0.059791 | 0.50906 | 0.059791 | 0.50906 | 0.062363 | 0.53096 | 0.062363 | 0.53096 | 2.2324 | 2.3574 | 2.2324 | 2.3574
234330-Premium T8 with T12 40 Watt Baseline - Tr1 | 0.80011 | 0.51593 | 1.2986 | 4040.3885 | 44444.273 | -6.6169 | -72.7856 | 0.059791 | 0.50906 | 0.059791 | 0.50906 | 0.062363 | 0.53096 | 0.062363 | 0.53096 | 2.2324 | 2.3574 | 2.2324 | 2.3574
234126-Refrigeration - Efficient Evap Fan Motor Electronically Commutated Motor (ECM) | 0.14168 | 0.10964 | 0.16732 | 1228.8566 | 18432.8496 | -1.2174 | -18.2608 | 0.082968 | 0.82651 | 0.082968 | 0.82651 | -0.047945 | -0.47762 | -0.047945 | -0.47762 | 7.96 | 0.66433 | 7.96 | 0.66433
234332-Premium T8 with T12 40 Watt Baseline - Tr3 | 0.048739 | 0.031428 | 0.076275 | 246.1242 | 2707.3659 | -0.40307 | -4.4338 | 0.042949 | 0.36613 | 0.042949 | 0.36613 | 0.074123 | 0.63189 | 0.074123 | 0.63189 | 1.6585 | 3.1773 | 1.6585 | 3.1773
234332-Premium T8 with T12 40 Watt Baseline - Tr3 | 0.029244 | 0.018857 | 0.045765 | 147.6745 | 1624.4195 | -0.24184 | -2.6603 | 0.042949 | 0.36613 | 0.042949 | 0.36613 | 0.074123 | 0.63189 | 0.074123 | 0.63189 | 1.6585 | 3.1773 | 1.6585 | 3.1773
234308-Lighting-Remove 8 Ft Lamp (De-Lamp) - Tr3 | 0.085824 | 0.055341 | 0.13431 | 433.3926 | 4767.3182 | -0.70976 | -7.8073 | 0.085592 | 0.72966 | 0.085592 | 0.72966 | 0.098575 | 0.84034 | 0.098575 | 0.84034 | 4.7914 | 11.2762 | 4.7914 | 11.2762
234343-Steam Trap Replacement- Commercial - Other | 0 | 0 | 0 | 0 | 0 | 272.2176 | 4083.264 | 0 | 0.20793 | 0 | 0.20793 | 0 | 0.45193 | 0 | 0.45193 | 1.282 | 1.9161 | 1.282 | 1.9161
234343-Steam Trap Replacement- Commercial - Other | 0 | 0 | 0 | 0 | 0 | 224.1792 | 3362.688 | 0 | 0.20793 | 0 | 0.20793 | 0 | 0.45193 | 0 | 0.45193 | 1.282 | 1.9161 | 1.282 | 1.9161
234343-Steam Trap Replacement- Commercial - Other | 0 | 0 | 0 | 0 | 0 | 304.2432 | 4563.648 | 0 | 0.20793 | 0 | 0.20793 | 0 | 0.45193 | 0 | 0.45193 | 1.282 | 1.9161 | 1.282 | 1.9161
234343-Steam Trap Replacement- Commercial - Other | 0 | 0 | 0 | 0 | 0 | 208.1664 | 3122.496 | 0 | 0.20793 | 0 | 0.20793 | 0 | 0.45193 | 0 | 0.45193 | 1.282 | 1.9161 | 1.282 | 1.9161
234343-Steam Trap Replacement- Commercial - Other | 0 | 0 | 0 | 0 | 0 | 240.192 | 3602.88 | 0 | 0.20793 | 0 | 0.20793 | 0 | 0.45193 | 0 | 0.45193 | 1.282 | 1.9161 | 1.282 | 1.9161
234343-Steam Trap Replacement- Commercial - Other | 0 | 0 | 0 | 0 | 0 | 176.1408 | 2642.112 | 0 | 0.20793 | 0 | 0.20793 | 0 | 0.45193 | 0 | 0.45193 | 1.282 | 1.9161 | 1.282 | 1.9161
234330-Premium T8 with T12 40 Watt Baseline - Tr1 | 1.3867 | 0.89415 | 2.17 | 7002.3397 | 77025.7365 | -11.4676 | -126.1436 | 0.046114 | 0.39312 | 0.046114 | 0.39312 | 0.049404 | 0.42117 | 0.049404 | 0.42117 | 1.7431 | 1.8407 | 1.7431 | 1.8407
234201-Lighting-2 Ft 2nd Gen T-8 with Elec Ballast-Tr1 | 0.013274 | 0.0085595 | 0.020773 | 67.0314 | 737.3452 | -0.10978 | -1.2075 | -0.04999 | -0.42616 | -0.04999 | -0.42616 | 0.031243 | 0.26634 | 0.031243 | 0.26634 | 0.68392 | 1.4061 | 0.68392 | 1.4061
234303-Lighting-Remove 4 Ft Lamp (De-Lamp) - Tr1 | 0.017334 | 0.011178 | 0.027127 | 87.5346 | 962.8806 | -0.14335 | -1.5769 | 0.070945 | 0.6048 | 0.070945 | 0.6048 | 0.086077 | 0.7338 | 0.086077 | 0.7338 | 2.906 | 4.8967 | 2.906 | 4.8967
234330-Premium T8 with T12 40 Watt Baseline - Tr1 | 0.44447 | 0.28661 | 0.67807 | 2244.4891 | 24689.3801 | -3.6758 | -40.4333 | 0.05445 | 0.46359 | 0.05445 | 0.46359 | 0.057306 | 0.4879 | 0.057306 | 0.4879 | 2.011 | 2.1236 | 2.011 | 2.1236
234330-Premium T8 with T12 40 Watt Baseline - Tr1 | 0.060064 | 0.038731 | 0.09163 | 303.3093 | 3336.4027 | -0.49672 | -5.464 | 0.05445 | 0.46359 | 0.05445 | 0.46359 | 0.057306 | 0.4879 | 0.057306 | 0.4879 | 2.011 | 2.1236 | 2.011 | 2.1236
234330-Premium T8 with T12 40 Watt Baseline - Tr1 | 0.06607 | 0.042604 | 0.10079 | 333.6403 | 3670.043 | -0.5464 | -6.0104 | 0.05445 | 0.46359 | 0.05445 | 0.46359 | 0.057306 | 0.4879 | 0.057306 | 0.4879 | 2.011 | 2.1236 | 2.011 | 2.1236
234303-Lighting-Remove 4 Ft Lamp (De-Lamp) - Tr1 | 0.099862 | 0.064394 | 0.15234 | 504.2826 | 5547.1086 | -0.82585 | -9.0844 | 0.076001 | 0.64707 | 0.076001 | 0.64707 | 0.089134 | 0.75888 | 0.089134 | 0.75888 | 3.3526 | 5.6492 | 3.3526 | 5.6492
234343-Steam Trap Replacement- Commercial - Other | 0 | 0 | 0 | 0 | 0 | 176.1408 | 2642.112 | 0 | 0.20793 | 0 | 0.20793 | 0 | 0.45193 | 0 | 0.45193 | 1.282 | 1.9161 | 1.282 | 1.9161
234330-Premium T8 with T12 40 Watt Baseline - Tr1 | 0.29455 | 0.18993 | 0.26953 | 1487.3942 | 16361.3367 | -2.4359 | -26.7947 | 0.062041 | 0.52889 | 0.062041 | 0.52889 | 0.064487 | 0.54974 | 0.064487 | 0.54974 | 2.345 | 2.4763 | 2.345 | 2.4763
234303-Lighting-Remove 4 Ft Lamp (De-Lamp) - Tr1 | 0.74623 | 0.48119 | 0.68286 | 3768.2957 | 41451.2532 | -6.1713 | -67.884 | 0.080499 | 0.68624 | 0.080499 | 0.68624 | 0.091747 | 0.78213 | 0.091747 | 0.78213 | 3.9094 | 6.5874 | 3.9094 | 6.5874
234049-Lighting-LED Exit Sign New Sign | 0.1155 | 0.11475 | 0 | 1011.7758 | 16188.4127 | 0 | 0 | 0.076914 | 0 | 0.076914 | 0 | 0.08281 | 0 | 0.08281 | 0 | 4.951 | 7.1024 | 4.951 | 7.1024
234330-Premium T8 with T12 40 Watt Baseline - Tr1 | 0.68473 | 0.44153 | 1.0446 | 3457.7264 | 38034.9909 | -5.6627 | -62.2892 | 0.054311 | 0.46299 | 0.054311 | 0.46299 | 0.057166 | 0.48733 | 0.057166 | 0.48733 | 2.0084 | 2.1209 | 2.0084 | 2.1209
234331-Premium T8 with T12 40 Watt Baseline - Tr2 | 2.4235 | 1.5628 | 3.4972 | 12238.4304 | 134622.7349 | -20.0427 | -220.4692 | 0.054225 | 0.46226 | 0.054225 | 0.46226 | 0.06949 | 0.59239 | 0.06949 | 0.59239 | 2.0052 | 2.7966 | 2.0052 | 2.7966
234331-Premium T8 with T12 40 Watt Baseline - Tr2 | 0.4306 | 0.27766 | 0.67387 | 2174.4535 | 23918.989 | -3.5611 | -39.1717 | 0.048006 | 0.41295 | 0.048006 | 0.41295 | 0.064855 | 0.55788 | 0.064855 | 0.55788 | 1.8063 | 2.5192 | 1.8063 | 2.5192
234330-Premium T8 with T12 40 Watt Baseline - Tr1 | 0.2815 | 0.18152 | 0.44054 | 1421.5276 | 15636.8036 | -2.328 | -25.6081 | 0.046254 | 0.3938 | 0.046254 | 0.3938 | 0.049544 | 0.42181 | 0.049544 | 0.42181 | 1.7454 | 1.8431 | 1.7454 | 1.8431
234303-Lighting-Remove 4 Ft Lamp (De-Lamp) - Tr1 | 0.93605 | 0.60359 | 1.4649 | 4726.8682 | 51995.5503 | -7.7411 | -85.1522 | 0.071084 | 0.60521 | 0.071084 | 0.60521 | 0.086216 | 0.73404 | 0.086216 | 0.73404 | 2.9098 | 4.903 | 2.9098 | 4.903
234343-Steam Trap Replacement- Commercial - Other | 0 | 0 | 0 | 0 | 0 | 192.1536 | 2882.304 | 0 | 0.20793 | 0 | 0.20793 | 0 | 0.45193 | 0 | 0.45193 | 1.282 | 1.9161 | 1.282 | 1.9161
234343-Steam Trap Replacement- Commercial - Other | 0 | 0 | 0 | 0 | 0 | 112.0896 | 1681.344 | 0 | 0.20793 | 0 | 0.20793 | 0 | 0.45193 | 0 | 0.45193 | 1.282 | 1.9161 | 1.282 | 1.9161
234330-Premium T8 with T12 40 Watt Baseline - Tr1 | 0.012013 | 0.0077461 | 0.018326 | 60.6619 | 667.2805 | -0.099345 | -1.0928 | 0.05445 | 0.46359 | 0.05445 | 0.46359 | 0.057306 | 0.4879 | 0.057306 | 0.4879 | 2.011 | 2.1236 | 2.011 | 2.1236
234303-Lighting-Remove 4 Ft Lamp (De-Lamp) - Tr1 | 0.039945 | 0.025757 | 0.060938 | 201.713 | 2218.8434 | -0.33034 | -3.6338 | 0.076001 | 0.64707 | 0.076001 | 0.64707 | 0.089134 | 0.75888 | 0.089134 | 0.75888 | 3.3526 | 5.6492 | 3.3526 | 5.6492
234207-Lighting-8 Ft T-8 with Elec Ballast-Tr1 | 0.28889 | 0.18628 | 0.44072 | 1458.8439 | 16047.2833 | -2.3891 | -26.2803 | -0.055669 | -0.47397 | -0.055669 | -0.47397 | 0.0058053 | 0.049426 | 0.0058053 | 0.049426 | 0.6605 | 1.0566 | 0.6605 | 1.0566
234049-Lighting-LED Exit Sign New Sign | 0.038498 | 0.038248 | 0 | 337.2586 | 5396.1376 | 0 | 0 | 0.076914 | 0 | 0.076914 | 0 | 0.08281 | 0 | 0.08281 | 0 | 4.951 | 7.1024 | 4.951 | 7.1024
234126-Refrigeration - Efficient Evap Fan Motor Electronically Commutated Motor (ECM) | 0.05152 | 0.03987 | 0.060845 | 446.857 | 6702.8544 | -0.44269 | -6.6403 | 0.082968 | 0.82651 | 0.082968 | 0.82651 | -0.047945 | -0.47762 | -0.047945 | -0.47762 | 7.96 | 0.66433 | 7.96 | 0.66433
234331-Premium T8 with T12 40 Watt Baseline - Tr2 | 0.17379 | 0.11206 | 0.15903 | 877.5799 | 9653.3787 | -1.4372 | -15.8092 | 0.064056 | 0.54537 | 0.064056 | 0.54537 | 0.076578 | 0.65198 | 0.076578 | 0.65198 | 2.4476 | 3.4136 | 2.4476 | 3.4136
234304-Lighting-Remove 4 Ft Lamp (De-Lamp) - Tr2 | 0.20988 | 0.13533 | 0.19205 | 1059.8332 | 11658.165 | -1.7357 | -19.0924 | 0.0808 | 0.68793 | 0.0808 | 0.68793 | 0.095991 | 0.81726 | 0.095991 | 0.81726 | 3.9376 | 8.7946 | 3.9376 | 8.7946
234331-Premium T8 with T12 40 Watt Baseline - Tr2 | 0.19845 | 0.12797 | 0.30275 | 1002.1538 | 11023.6916 | -1.6412 | -18.0533 | 0.05664 | 0.48223 | 0.05664 | 0.48223 | 0.07126 | 0.60671 | 0.07126 | 0.60671 | 2.0963 | 2.9236 | 2.0963 | 2.9236
234304-Lighting-Remove 4 Ft Lamp (De-Lamp) - Tr2 | 0.63912 | 0.41212 | 0.97501 | 3227.4086 | 35501.4949 | -5.2855 | -58.1401 | 0.07619 | 0.64868 | 0.07619 | 0.64868 | 0.093927 | 0.79969 | 0.093927 | 0.79969 | 3.3724 | 7.5323 | 3.3724 | 7.5323
234303-Lighting-Remove 4 Ft Lamp (De-Lamp) - Tr1 | 7.8351 | 5.0523 | 12.2615 | 39565.6376 | 435222.0138 | -64.7959 | -712.7551 | 0.070945 | 0.6048 | 0.070945 | 0.6048 | 0.086077 | 0.7338 | 0.086077 | 0.7338 | 2.906 | 4.8967 | 2.906 | 4.8967
234330-Premium T8 with T12 40 Watt Baseline - Tr1 | 2.9818 | 1.9228 | 4.6664 | 15057.6628 | 165634.2904 | -24.6597 | -271.2562 | 0.046114 | 0.39312 | 0.046114 | 0.39312 | 0.049404 | 0.42117 | 0.049404 | 0.42117 | 1.7431 | 1.8407 | 1.7431 | 1.8407
234207-Lighting-8 Ft T-8 with Elec Ballast-Tr1 | 0.017292 | 0.01115 | 0.027061 | 87.3206 | 960.5263 | -0.143 | -1.573 | -0.080767 | -0.68853 | -0.080767 | -0.68853 | -0.0099349 | -0.084694 | -0.0099349 | -0.084694 | 0.57251 | 0.91588 | 0.57251 | 0.91588
234332-Premium T8 with T12 40 Watt Baseline - Tr3 | 0.048759 | 0.031441 | 0.053681 | 246.2219 | 2708.4411 | -0.40323 | -4.4356 | -0.0090384 | -0.076953 | -0.0090384 | -0.076953 | 0.047052 | 0.4006 | 0.047052 | 0.4006 | 0.92298 | 1.7681 | 0.92298 | 1.7681
234305-Lighting-Remove 4 Ft Lamp (De-Lamp) - Tr3 | 0.17341 | 0.11182 | 0.19092 | 875.6936 | 9632.6298 | -1.4341 | -15.7752 | 0.042071 | 0.35819 | 0.042071 | 0.35819 | 0.087108 | 0.74164 | 0.087108 | 0.74164 | 1.6352 | 5.1093 | 1.6352 | 5.1093
234331-Premium T8 with T12 40 Watt Baseline - Tr2 | 0.13995 | 0.090241 | 0.21901 | 706.6974 | 7773.6714 | -1.1573 | -12.7308 | 0.048777 | 0.41528 | 0.048777 | 0.41528 | 0.065622 | 0.55871 | 0.065622 | 0.55871 | 1.8194 | 2.5374 | 1.8194 | 2.5374
234304-Lighting-Remove 4 Ft Lamp (De-Lamp) - Tr2 | 0.45069 | 0.29062 | 0.70531 | 2275.8995 | 25034.8946 | -3.7272 | -40.9992 | 0.071302 | 0.60707 | 0.071302 | 0.60707 | 0.091739 | 0.78106 | 0.091739 | 0.78106 | 2.9269 | 6.5374 | 2.9269 | 6.5374
234330-Premium T8 with T12 40 Watt Baseline - Tr1 | 0.54057 | 0.34858 | 0.82467 | 2729.784 | 30027.6244 | -4.4705 | -49.1757 | 0.054284 | 0.46288 | 0.054284 | 0.46288 | 0.057139 | 0.48723 | 0.057139 | 0.48723 | 2.0079 | 2.1204 | 2.0079 | 2.1204
234049-Lighting-LED Exit Sign New Sign | 0.076997 | 0.076497 | 0 | 674.5172 | 10792.2751 | 0 | 0 | 0.076914 | 0 | 0.076914 | 0 | 0.08281 | 0 | 0.08281 | 0 | 4.951 | 7.1024 | 4.951 | 7.1024
234207-Lighting-8 Ft T-8 with Elec Ballast-Tr1 | 0.0099618 | 0.0064236 | 0.015197 | 50.305 | 553.3546 | -0.082384 | -0.90622 | -0.055838 | -0.47613 | -0.055838 | -0.47613 | 0.005638 | 0.048075 | 0.005638 | 0.048075 | 0.65948 | 1.055 | 0.65948 | 1.055
234304-Lighting-Remove 4 Ft Lamp (De-Lamp) - Tr2 | 1.2134 | 0.78243 | 1.8989 | 6127.4218 | 67401.6393 | -10.0348 | -110.3824 | 0.071163 | 0.60666 | 0.071163 | 0.60666 | 0.0916 | 0.78088 | 0.0916 | 0.78088 | 2.9231 | 6.5289 | 2.9231 | 6.5289
234331-Premium T8 with T12 40 Watt Baseline - Tr2 | 0.41984 | 0.27072 | 0.65702 | 2120.0922 | 23321.0143 | -3.472 | -38.1924 | 0.048637 | 0.41463 | 0.048637 | 0.41463 | 0.065483 | 0.55824 | 0.065483 | 0.55824 | 1.817 | 2.5341 | 1.817 | 2.5341
234304-Lighting-Remove 4 Ft Lamp (De-Lamp) - Tr2 | 1.2134 | 0.78243 | 1.8989 | 6127.4218 | 67401.6393 | -10.0348 | -110.3824 | 0.071163 | 0.60666 | 0.071163 | 0.60666 | 0.0916 | 0.78088 | 0.0916 | 0.78088 | 2.9231 | 6.5289 | 2.9231 | 6.5289
234331-Premium T8 with T12 40 Watt Baseline - Tr2 | 0.41984 | 0.27072 | 0.65702 | 2120.0922 | 23321.0143 | -3.472 | -38.1924 | 0.048637 | 0.41463 | 0.048637 | 0.41463 | 0.065483 | 0.55824 | 0.065483 | 0.55824 | 1.817 | 2.5341 | 1.817 | 2.5341
234330-Premium T8 with T12 40 Watt Baseline - Tr1 | 2.161 | 1.3934 | 3.5128 | 10912.3588 | 120035.9464 | -17.871 | -196.5807 | 0.049936 | 0.4257 | 0.049936 | 0.4257 | 0.053024 | 0.45202 | 0.053024 | 0.45202 | 1.8576 | 1.9615 | 1.8576 | 1.9615
234294-Lighting-Occupancy Sensor-Wallbox Lghtng Snsr-Tr1 | 0.040637 | 0.026204 | 0.16913 | 205.2086 | 1641.6691 | 0 | 0 | 0.075963 | 0 | 0.075963 | 0 | 0.077651 | 0 | 0.077651 | 0 | 3.3276 | 3.5091 | 3.3276 | 3.5091
234330-Premium T8 with T12 40 Watt Baseline - Tr1 | 3.5386 | 2.2818 | 5.7523 | 17869.3381 | 196562.7195 | -29.2643 | -321.9072 | 0.049936 | 0.4257 | 0.049936 | 0.4257 | 0.053024 | 0.45202 | 0.053024 | 0.45202 | 1.8576 | 1.9615 | 1.8576 | 1.9615
234294-Lighting-Occupancy Sensor-Wallbox Lghtng Snsr-Tr1 | 0.081274 | 0.052408 | 0.33826 | 410.4173 | 3283.3382 | 0 | 0 | 0.075963 | 0 | 0.075963 | 0 | 0.077651 | 0 | 0.077651 | 0 | 3.3276 | 3.5091 | 3.3276 | 3.5091
234126-Refrigeration - Efficient Evap Fan Motor Electronically Commutated Motor (ECM) | 0.11592 | 0.089707 | 0.1369 | 1005.4282 | 15081.4224 | -0.99604 | -14.9407 | 0.083077 | 0.82664 | 0.083077 | 0.82664 | -0.047835 | -0.47597 | -0.047835 | -0.47597 | 7.9692 | 0.6651 | 7.9692 | 0.6651
234126-Refrigeration - Efficient Evap Fan Motor Electronically Commutated Motor (ECM) | 0.05152 | 0.03987 | 0.060845 | 446.857 | 6702.8544 | -0.44269 | -6.6403 | 0.082968 | 0.82651 | 0.082968 | 0.82651 | -0.047945 | -0.47762 | -0.047945 | -0.47762 | 7.96 | 0.66433 | 7.96 | 0.66433
234126-Refrigeration - Efficient Evap Fan Motor Electronically Commutated Motor (ECM) | 0.075814 | 0.059668 | 0.076056 | 558.5712 | 8378.568 | -0.55336 | -8.3004 | 0.086575 | 0.83089 | 0.086575 | 0.83089 | -0.044291 | -0.42507 | -0.044291 | -0.42507 | 8.2652 | 0.6898 | 8.2652 | 0.6898
234126-Refrigeration - Efficient Evap Fan Motor Electronically Commutated Motor (ECM) | 0.064399 | 0.049837 | 0.076056 | 558.5712 | 8378.568 | -0.55336 | -8.3004 | 0.082968 | 0.82651 | 0.082968 | 0.82651 | -0.047945 | -0.47762 | -0.047945 | -0.47762 | 7.96 | 0.66433 | 7.96 | 0.66433
234126-Refrigeration - Efficient Evap Fan Motor Electronically Commutated Motor (ECM) | 0.11592 | 0.089707 | 0.1369 | 1005.4282 | 15081.4224 | -0.99604 | -14.9407 | 0.082968 | 0.82651 | 0.082968 | 0.82651 | -0.047945 | -0.47762 | -0.047945 | -0.47762 | 7.96 | 0.66433 | 7.96 | 0.66433
234126-Refrigeration - Efficient Evap Fan Motor Electronically Commutated Motor (ECM) | 0.1288 | 0.099675 | 0.15211 | 1117.1424 | 16757.136 | -1.1067 | -16.6007 | 0.082968 | 0.82651 | 0.082968 | 0.82651 | -0.047945 | -0.47762 | -0.047945 | -0.47762 | 7.96 | 0.66433 | 7.96 | 0.66433
234126-Refrigeration - Efficient Evap Fan Motor Electronically Commutated Motor (ECM) | 0.077279 | 0.059805 | 0.091267 | 670.2854 | 10054.2816 | -0.66403 | -9.9604 | 0.082968 | 0.82651 | 0.082968 | 0.82651 | -0.047945 | -0.47762 | -0.047945 | -0.47762 | 7.96 | 0.66433 | 7.96 | 0.66433
234126-Refrigeration - Efficient Evap Fan Motor Electronically Commutated Motor (ECM) | 0.1932 | 0.14951 | 0.22817 | 1675.7136 | 25135.704 | -1.6601 | -24.9011 | 0.082968 | 0.82651 | 0.082968 | 0.82651 | -0.047945 | -0.47762 | -0.047945 | -0.47762 | 7.96 | 0.66433 | 7.96 | 0.66433
234126-Refrigeration - Efficient Evap Fan Motor Electronically Commutated Motor (ECM) | 0.10304 | 0.07974 | 0.12169 | 893.7139 | 13405.7088 | -0.88537 | -13.2806 | 0.082968 | 0.82651 | 0.082968 | 0.82651 | -0.047945 | -0.47762 | -0.047945 | -0.47762 | 7.96 | 0.66433 | 7.96 | 0.66433
234126-Refrigeration - Efficient Evap Fan Motor Electronically Commutated Motor (ECM) | 0.02576 | 0.019935 | 0.030422 | 223.4285 | 3351.4272 | -0.22134 | -3.3201 | 0.082968 | 0.82651 | 0.082968 | 0.82651 | -0.047945 | -0.47762 | -0.047945 | -0.47762 | 7.96 | 0.66433 | 7.96 | 0.66433
234330-Premium T8 with T12 40 Watt Baseline - Tr1 | 0.37239 | 0.24013 | 0.56811 | 1880.5179 | 20685.6968 | -3.0797 | -33.8766 | 0.053654 | 0.46165 | 0.053654 | 0.46165 | 0.05651 | 0.48622 | 0.05651 | 0.48622 | 1.9961 | 2.1079 | 1.9961 | 2.1079
234331-Premium T8 with T12 40 Watt Baseline - Tr2 | 0.80002 | 0.51587 | 1.2205 | 4039.9324 | 44439.2566 | -6.6161 | -72.7774 | 0.05664 | 0.48223 | 0.05664 | 0.48223 | 0.07126 | 0.60671 | 0.07126 | 0.60671 | 2.0963 | 2.9236 | 2.0963 | 2.9236
234331-Premium T8 with T12 40 Watt Baseline - Tr2 | 0.48377 | 0.30249 | 0.75046 | 2501.8145 | 27519.9593 | -0.72757 | -8.0032 | 0.051065 | 0.43874 | 0.051065 | 0.43874 | 0.066986 | 0.57552 | 0.066986 | 0.57552 | 1.9076 | 2.6605 | 1.9076 | 2.6605
234126-Refrigeration - Efficient Evap Fan Motor Electronically Commutated Motor (ECM) | 0.064399 | 0.049837 | 0.076056 | 558.5712 | 8378.568 | -0.55336 | -8.3004 | 0.082968 | 0.82651 | 0.082968 | 0.82651 | -0.047945 | -0.47762 | -0.047945 | -0.47762 | 7.96 | 0.66433 | 7.96 | 0.66433
234126-Refrigeration - Efficient Evap Fan Motor Electronically Commutated Motor (ECM) | 0.01288 | 0.0099675 | 0.015211 | 111.7142 | 1675.7136 | -0.11067 | -1.6601 | 0.083077 | 0.82664 | 0.083077 | 0.82664 | -0.047835 | -0.47597 | -0.047835 | -0.47597 | 7.9692 | 0.6651 | 7.9692 | 0.6651
234126-Refrigeration - Efficient Evap Fan Motor Electronically Commutated Motor (ECM) | 0.05152 | 0.03987 | 0.060845 | 446.857 | 6702.8544 | -0.44269 | -6.6403 | 0.083077 | 0.82664 | 0.083077 | 0.82664 | -0.047835 | -0.47597 | -0.047835 | -0.47597 | 7.9692 | 0.6651 | 7.9692 | 0.6651
234126-Refrigeration - Efficient Evap Fan Motor Electronically Commutated Motor (ECM) | 0.05152 | 0.03987 | 0.060845 | 446.857 | 6702.8544 | -0.44269 | -6.6403 | 0.083077 | 0.82664 | 0.083077 | 0.82664 | -0.047835 | -0.47597 | -0.047835 | -0.47597 | 7.9692 | 0.6651 | 7.9692 | 0.6651
234331-Premium T8 with T12 40 Watt Baseline - Tr2 | 0.20649 | 0.13315 | 0.33566 | 1042.7259 | 11469.9845 | -1.7077 | -18.7842 | 0.052304 | 0.44588 | 0.052304 | 0.44588 | 0.068112 | 0.58065 | 0.068112 | 0.58065 | 1.9363 | 2.7005 | 1.9363 | 2.7005
234304-Lighting-Remove 4 Ft Lamp (De-Lamp) - Tr2 | 0.66499 | 0.4288 | 1.081 | 3358.0699 | 36938.7689 | -5.4994 | -60.4939 | 0.073442 | 0.62609 | 0.073442 | 0.62609 | 0.09262 | 0.78958 | 0.09262 | 0.78958 | 3.115 | 6.9574 | 3.115 | 6.9574
234331-Premium T8 with T12 40 Watt Baseline - Tr2 | 0.55075 | 0.35514 | 0.8939 | 2781.1888 | 30593.0768 | -4.5547 | -50.1017 | 0.061624 | 0.52534 | 0.061624 | 0.52534 | 0.074795 | 0.63762 | 0.074795 | 0.63762 | 2.324 | 3.2412 | 2.324 | 3.2412
234304-Lighting-Remove 4 Ft Lamp (De-Lamp) - Tr2 | 1.7737 | 1.1437 | 2.8788 | 8956.7419 | 98524.1606 | -14.6683 | -161.3512 | 0.079236 | 0.67548 | 0.079236 | 0.67548 | 0.095214 | 0.81169 | 0.095214 | 0.81169 | 3.7388 | 8.3506 | 3.7388 | 8.3506
234330-Premium T8 with T12 40 Watt Baseline - Tr1 | 1.9003 | 1.2253 | 3.0842 | 9595.9226 | 105555.1483 | -15.7151 | -172.8657 | 0.059652 | 0.50852 | 0.059652 | 0.50852 | 0.062224 | 0.53045 | 0.062224 | 0.53045 | 2.2295 | 2.3544 | 2.2295 | 2.3544
234303-Lighting-Remove 4 Ft Lamp (De-Lamp) - Tr1 | 1.1972 | 0.77201 | 1.9432 | 6045.8008 | 66503.8084 | -9.9011 | -108.9121 | 0.079065 | 0.67402 | 0.079065 | 0.67402 | 0.090896 | 0.77488 | 0.090896 | 0.77488 | 3.7168 | 6.263 | 3.7168 | 6.263
234049-Lighting-LED Exit Sign New Sign | 0.15399 | 0.15299 | 0 | 1349.0344 | 21584.5503 | 0 | 0 | 0.076914 | 0 | 0.076914 | 0 | 0.08281 | 0 | 0.08281 | 0 | 4.951 | 7.1024 | 4.951 | 7.1024
234330-Premium T8 with T12 40 Watt Baseline - Tr1 | 1.1735 | 0.7567 | 1.9046 | 5925.9031 | 65184.9337 | -9.7047 | -106.7522 | 0.059652 | 0.50852 | 0.059652 | 0.50852 | 0.062224 | 0.53045 | 0.062224 | 0.53045 | 2.2295 | 2.3544 | 2.2295 | 2.3544
234303-Lighting-Remove 4 Ft Lamp (De-Lamp) - Tr1 | 0.90901 | 0.58616 | 1.4754 | 4590.3302 | 50493.6323 | -7.5175 | -82.6925 | 0.079065 | 0.67402 | 0.079065 | 0.67402 | 0.090896 | 0.77488 | 0.090896 | 0.77488 | 3.7168 | 6.263 | 3.7168 | 6.263
234049-Lighting-LED Exit Sign New Sign | 0.076997 | 0.076497 | 0 | 674.5172 | 10792.2751 | 0 | 0 | 0.076914 | 0 | 0.076914 | 0 | 0.08281 | 0 | 0.08281 | 0 | 4.951 | 7.1024 | 4.951 | 7.1024
234330-Premium T8 with T12 40 Watt Baseline - Tr1 | 0.10444 | 0.067343 | 0.12201 | 527.3828 | 5801.2112 | -0.86369 | -9.5005 | -0.0033394 | -0.028468 | -0.0033394 | -0.028468 | 0.0025726 | 0.021931 | 0.0025726 | 0.021931 | 0.97005 | 1.0244 | 0.97005 | 1.0244
234303-Lighting-Remove 4 Ft Lamp (De-Lamp) - Tr1 | 0.26045 | 0.16795 | 0.30428 | 1315.2413 | 14467.6546 | -2.1539 | -23.6934 | 0.041281 | 0.35191 | 0.041281 | 0.35191 | 0.068472 | 0.58372 | 0.068472 | 0.58372 | 1.6172 | 2.725 | 1.6172 | 2.725
234332-Premium T8 with T12 40 Watt Baseline - Tr3 | 0.55332 | 0.35679 | 0.64643 | 2794.1286 | 30735.4141 | -4.5759 | -50.3348 | -0.0090273 | -0.076956 | -0.0090273 | -0.076956 | 0.046991 | 0.40059 | 0.046991 | 0.40059 | 0.92297 | 1.7681 | 0.92297 | 1.7681
234305-Lighting-Remove 4 Ft Lamp (De-Lamp) - Tr3 | 1.9679 | 1.2689 | 2.299 | 9937.3789 | 109311.1684 | -16.2743 | -179.0169 | 0.042017 | 0.35819 | 0.042017 | 0.35819 | 0.086997 | 0.74164 | 0.086997 | 0.74164 | 1.6352 | 5.1093 | 1.6352 | 5.1093
234049-Lighting-LED Exit Sign New Sign | 0.42348 | 0.42073 | 0 | 3709.8446 | 59357.5133 | 0 | 0 | 0.076914 | 0 | 0.076914 | 0 | 0.08281 | 0 | 0.08281 | 0 | 4.951 | 7.1024 | 4.951 | 7.1024
234126-Refrigeration - Efficient Evap Fan Motor Electronically Commutated Motor (ECM) | 0.18032 | 0.13954 | 0.21296 | 1563.9994 | 23459.9904 | -1.5494 | -23.241 | 0.082968 | 0.82651 | 0.082968 | 0.82651 | -0.047945 | -0.47762 | -0.047945 | -0.47762 | 7.96 | 0.66433 | 7.96 | 0.66433
234343-Steam Trap Replacement- Commercial - Other | 0 | 0 | 0 | 0 | 0 | 320.256 | 4803.84 | 0 | 0.20793 | 0 | 0.20793 | 0 | 0.45193 | 0 | 0.45193 | 1.282 | 1.9161 | 1.282 | 1.9161
234343-Steam Trap Replacement- Commercial - Other | 0 | 0 | 0 | 0 | 0 | 368.2944 | 5524.416 | 0 | 0.20793 | 0 | 0.20793 | 0 | 0.45193 | 0 | 0.45193 | 1.282 | 1.9161 | 1.282 | 1.9161
234126-Refrigeration - Efficient Evap Fan Motor Electronically Commutated Motor (ECM) | 0.10304 | 0.07974 | 0.12169 | 893.7139 | 13405.7088 | -0.88537 | -13.2806 | 0.083077 | 0.82664 | 0.083077 | 0.82664 | -0.047835 | -0.47597 | -0.047835 | -0.47597 | 7.9692 | 0.6651 | 7.9692 | 0.6651
234126-Refrigeration - Efficient Evap Fan Motor Electronically Commutated Motor (ECM) | 0.064399 | 0.049837 | 0.076056 | 558.5712 | 8378.568 | -0.55336 | -8.3004 | 0.083077 | 0.82664 | 0.083077 | 0.82664 | -0.047835 | -0.47597 | -0.047835 | -0.47597 | 7.9692 | 0.6651 | 7.9692 | 0.6651
234126-Refrigeration - Efficient Evap Fan Motor Electronically Commutated Motor (ECM) | 0.064399 | 0.049837 | 0.076056 | 558.5712 | 8378.568 | -0.55336 | -8.3004 | 0.082968 | 0.82651 | 0.082968 | 0.82651 | -0.047945 | -0.47762 | -0.047945 | -0.47762 | 7.96 | 0.66433 | 7.96 | 0.66433
234330-Premium T8 with T12 40 Watt Baseline - Tr1 | 0.21039 | 0.13566 | 0.19252 | 1062.4245 | 11686.669 | -1.7399 | -19.139 | 0.06218 | 0.5294 | 0.06218 | 0.5294 | 0.064626 | 0.55022 | 0.064626 | 0.55022 | 2.3481 | 2.4795 | 2.3481 | 2.4795
234303-Lighting-Remove 4 Ft Lamp (De-Lamp) - Tr1 | 0.69959 | 0.45111 | 0.64018 | 3532.7773 | 38860.5499 | -5.7856 | -63.6412 | 0.080638 | 0.68655 | 0.080638 | 0.68655 | 0.091886 | 0.78231 | 0.091886 | 0.78231 | 3.9145 | 6.596 | 3.9145 | 6.596
234049-Lighting-LED Exit Sign New Sign | 0.30799 | 0.30599 | 0 | 2698.0688 | 43169.1006 | 0 | 0 | 0.076914 | 0 | 0.076914 | 0 | 0.08281 | 0 | 0.08281 | 0 | 4.951 | 7.1024 | 4.951 | 7.1024
234364-Lighting-IntrHiByLnrFlscntFxt360wrplc400w(TrII)Tr2 | 1.5347 | 0.98963 | 1.6758 | 7750.0085 | 85250.0934 | -12.692 | -139.6125 | 0.044766 | 0.38113 | 0.044766 | 0.38113 | 0.10062 | 0.85669 | 0.10062 | 0.85669 | 1.7045 | 14.094 | 1.7045 | 14.094
234330-Premium T8 with T12 40 Watt Baseline - Tr1 | 0.14026 | 0.090443 | 0.12835 | 708.283 | 7791.1127 | -1.1599 | -12.7594 | 0.06218 | 0.5294 | 0.06218 | 0.5294 | 0.064626 | 0.55022 | 0.064626 | 0.55022 | 2.3481 | 2.4795 | 2.3481 | 2.4795
234303-Lighting-Remove 4 Ft Lamp (De-Lamp) - Tr1 | 0.46639 | 0.30074 | 0.42679 | 2355.1848 | 25907.0333 | -3.857 | -42.4275 | 0.080638 | 0.68655 | 0.080638 | 0.68655 | 0.091886 | 0.78231 | 0.091886 | 0.78231 | 3.9145 | 6.596 | 3.9145 | 6.596
234126-Refrigeration - Efficient Evap Fan Motor Electronically Commutated Motor (ECM) | 0.14168 | 0.10964 | 0.16732 | 1228.8566 | 18432.8496 | -1.2174 | -18.2608 | 0.082968 | 0.82651 | 0.082968 | 0.82651 | -0.047945 | -0.47762 | -0.047945 | -0.47762 | 7.96 | 0.66433 | 7.96 | 0.66433
234330-Premium T8 with T12 40 Watt Baseline - Tr1 | 0.25227 | 0.16267 | 0.38485 | 1273.8992 | 14012.8914 | -2.0862 | -22.9487 | 0.054284 | 0.46288 | 0.054284 | 0.46288 | 0.057139 | 0.48723 | 0.057139 | 0.48723 | 2.0079 | 2.1204 | 2.0079 | 2.1204
234303-Lighting-Remove 4 Ft Lamp (De-Lamp) - Tr1 | 0.83884 | 0.54091 | 1.2797 | 4235.9738 | 46595.712 | -6.9372 | -76.3089 | 0.075835 | 0.64664 | 0.075835 | 0.64664 | 0.088968 | 0.75863 | 0.088968 | 0.75863 | 3.3474 | 5.6405 | 3.3474 | 5.6405
234294-Lighting-Occupancy Sensor-Wallbox Lghtng Snsr-Tr1 | 0.040637 | 0.026204 | 0.16913 | 205.2086 | 1641.6691 | 0 | 0 | 0.075936 | 0 | 0.075936 | 0 | 0.077624 | 0 | 0.077624 | 0 | 3.3268 | 3.5082 | 3.3268 | 3.5082
234331-Premium T8 with T12 40 Watt Baseline - Tr2 | 0.22607 | 0.14577 | 0.35378 | 1141.5881 | 12557.4692 | -1.8696 | -20.5651 | 0.04861 | 0.4145 | 0.04861 | 0.4145 | 0.065456 | 0.55814 | 0.065456 | 0.55814 | 1.8166 | 2.5335 | 1.8166 | 2.5335
234304-Lighting-Remove 4 Ft Lamp (De-Lamp) - Tr2 | 0.72804 | 0.46946 | 1.1393 | 3676.4531 | 40440.9836 | -6.0209 | -66.2295 | 0.071137 | 0.60658 | 0.071137 | 0.60658 | 0.091573 | 0.78084 | 0.091573 | 0.78084 | 2.9224 | 6.5273 | 2.9224 | 6.5273
234330-Premium T8 with T12 40 Watt Baseline - Tr1 | 0.50453 | 0.32534 | 0.7697 | 2547.7984 | 28025.7828 | -4.1725 | -45.8973 | 0.054284 | 0.46288 | 0.054284 | 0.46288 | 0.057139 | 0.48723 | 0.057139 | 0.48723 | 2.0079 | 2.1204 | 2.0079 | 2.1204
234303-Lighting-Remove 4 Ft Lamp (De-Lamp) - Tr1 | 0.39945 | 0.25757 | 0.60938 | 2017.1304 | 22188.4343 | -3.3034 | -36.3376 | 0.075835 | 0.64664 | 0.075835 | 0.64664 | 0.088968 | 0.75863 | 0.088968 | 0.75863 | 3.3474 | 5.6405 | 3.3474 | 5.6405
234294-Lighting-Occupancy Sensor-Wallbox Lghtng Snsr-Tr1 | 0.040637 | 0.026204 | 0.16913 | 205.2086 | 1641.6691 | 0 | 0 | 0.075936 | 0 | 0.075936 | 0 | 0.077624 | 0 | 0.077624 | 0 | 3.3268 | 3.5082 | 3.3268 | 3.5082
234330-Premium T8 with T12 40 Watt Baseline - Tr1 | 0.63067 | 0.40667 | 0.96212 | 3184.748 | 35032.2285 | -5.2156 | -57.3716 | 0.054284 | 0.46288 | 0.054284 | 0.46288 | 0.057139 | 0.48723 | 0.057139 | 0.48723 | 2.0079 | 2.1204 | 2.0079 | 2.1204
234303-Lighting-Remove 4 Ft Lamp (De-Lamp) - Tr1 | 0.31956 | 0.20606 | 0.4875 | 1613.7043 | 17750.7474 | -2.6427 | -29.0701 | 0.075835 | 0.64664 | 0.075835 | 0.64664 | 0.088968 | 0.75863 | 0.088968 | 0.75863 | 3.3474 | 5.6405 | 3.3474 | 5.6405
234294-Lighting-Occupancy Sensor-Wallbox Lghtng Snsr-Tr1 | 0.040637 | 0.026204 | 0.16913 | 205.2086 | 1641.6691 | 0 | 0 | 0.075936 | 0 | 0.075936 | 0 | 0.077624 | 0 | 0.077624 | 0 | 3.3268 | 3.5082 | 3.3268 | 3.5082
234331-Premium T8 with T12 40 Watt Baseline - Tr2 | 0.11163 | 0.071982 | 0.1703 | 563.7115 | 6200.8265 | -0.92318 | -10.155 | 0.056474 | 0.48155 | 0.056474 | 0.48155 | 0.071095 | 0.60622 | 0.071095 | 0.60622 | 2.093 | 2.9191 | 2.093 | 2.9191
234304-Lighting-Remove 4 Ft Lamp (De-Lamp) - Tr2 | 0.3595 | 0.23182 | 0.54844 | 1815.4174 | 19969.5909 | -2.9731 | -32.7038 | 0.076024 | 0.64826 | 0.076024 | 0.64826 | 0.093762 | 0.7995 | 0.093762 | 0.7995 | 3.3672 | 7.5206 | 3.3672 | 7.5206
234295-Lighting-Occupancy Sensor-Wallbox Lghtng Snsr-Tr2 | 0.040637 | 0.026204 | 0.16913 | 205.2086 | 1641.6691 | 0 | 0 | 0.076238 | 0 | 0.076238 | 0 | 0.085361 | 0 | 0.085361 | 0 | 3.3578 | 4.6776 | 3.3578 | 4.6776
234330-Premium T8 with T12 40 Watt Baseline - Tr1 | 0.42216 | 0.27222 | 0.54422 | 2131.8171 | 23449.988 | -3.4912 | -38.4036 | 0.049905 | 0.42554 | 0.049905 | 0.42554 | 0.052993 | 0.45187 | 0.052993 | 0.45187 | 1.8569 | 1.9609 | 1.8569 | 1.9609
234303-Lighting-Remove 4 Ft Lamp (De-Lamp) - Tr1 | 1.4038 | 0.90518 | 1.8097 | 7088.7251 | 77975.9763 | -11.6091 | -127.6998 | 0.073208 | 0.62424 | 0.073208 | 0.62424 | 0.08741 | 0.74534 | 0.08741 | 0.74534 | 3.0957 | 5.2163 | 3.0957 | 5.2163
234294-Lighting-Occupancy Sensor-Wallbox Lghtng Snsr-Tr1 | 0.040637 | 0.026204 | 0.16913 | 205.2086 | 1641.6691 | 0 | 0 | 0.075936 | 0 | 0.075936 | 0 | 0.077624 | 0 | 0.077624 | 0 | 3.3268 | 3.5082 | 3.3268 | 3.5082
234331-Premium T8 with T12 40 Watt Baseline - Tr2 | 0.42172 | 0.27193 | 0.64335 | 2129.5768 | 23425.3446 | -3.4876 | -38.3633 | 0.056474 | 0.48155 | 0.056474 | 0.48155 | 0.071095 | 0.60622 | 0.071095 | 0.60622 | 2.093 | 2.9191 | 2.093 | 2.9191
234304-Lighting-Remove 4 Ft Lamp (De-Lamp) - Tr2 | 0.11983 | 0.077272 | 0.18281 | 605.1391 | 6656.5303 | -0.99103 | -10.9013 | 0.076024 | 0.64826 | 0.076024 | 0.64826 | 0.093762 | 0.7995 | 0.093762 | 0.7995 | 3.3672 | 7.5206 | 3.3672 | 7.5206
234295-Lighting-Occupancy Sensor-Wallbox Lghtng Snsr-Tr2 | 0.040637 | 0.026204 | 0.16913 | 205.2086 | 1641.6691 | 0 | 0 | 0.076238 | 0 | 0.076238 | 0 | 0.085361 | 0 | 0.085361 | 0 | 3.3578 | 4.6776 | 3.3578 | 4.6776
234330-Premium T8 with T12 40 Watt Baseline - Tr1 | 0.22824 | 0.14718 | 0.3482 | 1152.5755 | 12678.3303 | -1.8876 | -20.7631 | 0.054284 | 0.46288 | 0.054284 | 0.46288 | 0.057139 | 0.48723 | 0.057139 | 0.48723 | 2.0079 | 2.1204 | 2.0079 | 2.1204
234303-Lighting-Remove 4 Ft Lamp (De-Lamp) - Tr1 | 0.75895 | 0.48939 | 1.1578 | 3832.5477 | 42158.0251 | -6.2765 | -69.0414 | 0.075835 | 0.64664 | 0.075835 | 0.64664 | 0.088968 | 0.75863 | 0.088968 | 0.75863 | 3.3474 | 5.6405 | 3.3474 | 5.6405
234294-Lighting-Occupancy Sensor-Wallbox Lghtng Snsr-Tr1 | 0.040637 | 0.026204 | 0.16913 | 205.2086 | 1641.6691 | 0 | 0 | 0.075936 | 0 | 0.075936 | 0 | 0.077624 | 0 | 0.077624 | 0 | 3.3268 | 3.5082 | 3.3268 | 3.5082
234330-Premium T8 with T12 40 Watt Baseline - Tr1 | 0.10811 | 0.069715 | 0.16493 | 545.9568 | 6005.5249 | -0.8941 | -9.8351 | 0.054284 | 0.46288 | 0.054284 | 0.46288 | 0.057139 | 0.48723 | 0.057139 | 0.48723 | 2.0079 | 2.1204 | 2.0079 | 2.1204
234303-Lighting-Remove 4 Ft Lamp (De-Lamp) - Tr1 | 0.3595 | 0.23182 | 0.54844 | 1815.4174 | 19969.5909 | -2.9731 | -32.7038 | 0.075835 | 0.64664 | 0.075835 | 0.64664 | 0.088968 | 0.75863 | 0.088968 | 0.75863 | 3.3474 | 5.6405 | 3.3474 | 5.6405
234176-Food Service - Ice Machine Air-Cooled 301-400 | 0.18381 | 0.14225 | 0.182 | 1594.32 | 19131.84 | 0 | 0 | 0.051407 | 0 | 0.051407 | 0 | 0.04844 | 0 | 0.04844 | 0 | 2.2162 | 2.0708 | 2.2162 | 2.0708
234179-Food Service - Ice Machine Air-Cooled 1001-1500 | 0.45449 | 0.35172 | 0.45 | 3942 | 47304 | 0 | 0 | 0.039041 | 0 | 0.039041 | 0 | 0.063075 | 0 | 0.063075 | 0 | 1.716 | 3.0685 | 1.716 | 3.0685
234330-Premium T8 with T12 40 Watt Baseline - Tr1 | 0.40843 | 0.26337 | 0.62309 | 2062.5035 | 22687.5384 | -3.3777 | -37.155 | 0.054284 | 0.46288 | 0.054284 | 0.46288 | 0.057139 | 0.48723 | 0.057139 | 0.48723 | 2.0079 | 2.1204 | 2.0079 | 2.1204
234303-Lighting-Remove 4 Ft Lamp (De-Lamp) - Tr1 | 0.23967 | 0.15454 | 0.36563 | 1210.2782 | 13313.0606 | -1.9821 | -21.8026 | 0.075835 | 0.64664 | 0.075835 | 0.64664 | 0.088968 | 0.75863 | 0.088968 | 0.75863 | 3.3474 | 5.6405 | 3.3474 | 5.6405
234294-Lighting-Occupancy Sensor-Wallbox Lghtng Snsr-Tr1 | 0.081274 | 0.052408 | 0.33826 | 410.4173 | 3283.3382 | 0 | 0 | 0.075936 | 0 | 0.075936 | 0 | 0.077624 | 0 | 0.077624 | 0 | 3.3268 | 3.5082 | 3.3268 | 3.5082
234330-Premium T8 with T12 40 Watt Baseline - Tr1 | 0.28831 | 0.18591 | 0.43983 | 1455.8848 | 16014.733 | -2.3843 | -26.227 | 0.054311 | 0.46299 | 0.054311 | 0.46299 | 0.057166 | 0.48733 | 0.057166 | 0.48733 | 2.0084 | 2.1209 | 2.0084 | 2.1209
234330-Premium T8 with T12 40 Watt Baseline - Tr1 | 0.72412 | 0.46693 | 0.7214 | 3656.6349 | 40222.9844 | -5.9884 | -65.8724 | 0.079577 | 0.67838 | 0.079577 | 0.67838 | 0.081093 | 0.6913 | 0.081093 | 0.6913 | 3.7833 | 3.9951 | 3.7833 | 3.9951
234330-Premium T8 with T12 40 Watt Baseline - Tr1 | 0.080011 | 0.051593 | 0.12986 | 404.0388 | 4444.4273 | -0.66169 | -7.2786 | 0.059652 | 0.50852 | 0.059652 | 0.50852 | 0.062224 | 0.53045 | 0.062224 | 0.53045 | 2.2295 | 2.3544 | 2.2295 | 2.3544
234207-Lighting-8 Ft T-8 with Elec Ballast-Tr1 | 0.59715 | 0.38506 | 0.96921 | 3015.5094 | 33170.6037 | -4.9384 | -54.3229 | -0.039549 | -0.33715 | -0.039549 | -0.33715 | 0.01583 | 0.13495 | 0.01583 | 0.13495 | 0.73226 | 1.1714 | 0.73226 | 1.1714
234207-Lighting-8 Ft T-8 with Elec Ballast-Tr1 | 0.11056 | 0.071293 | 0.17973 | 558.3099 | 6141.409 | -0.91433 | -10.0577 | -0.068988 | -0.58737 | -0.068988 | -0.58737 | -0.0025205 | -0.021459 | -0.0025205 | -0.021459 | 0.61088 | 0.97726 | 0.61088 | 0.97726
234176-Food Service - Ice Machine Air-Cooled 301-400 | 0.18381 | 0.14225 | 0.182 | 1594.32 | 19131.84 | 0 | 0 | 0.05094 | 0 | 0.05094 | 0 | 0.047972 | 0 | 0.047972 | 0 | 2.2051 | 2.0604 | 2.2051 | 2.0604
234330-Premium T8 with T12 40 Watt Baseline - Tr1 | 0.15429 | 0.099487 | 0.14118 | 779.1113 | 8570.224 | -1.2759 | -14.0353 | 0.06218 | 0.5294 | 0.06218 | 0.5294 | 0.064626 | 0.55022 | 0.064626 | 0.55022 | 2.3481 | 2.4795 | 2.3481 | 2.4795
234303-Lighting-Remove 4 Ft Lamp (De-Lamp) - Tr1 | 0.41975 | 0.27067 | 0.38411 | 2119.6664 | 23316.3299 | -3.4713 | -38.1847 | 0.080638 | 0.68655 | 0.080638 | 0.68655 | 0.091886 | 0.78231 | 0.091886 | 0.78231 | 3.9145 | 6.596 | 3.9145 | 6.596
234330-Premium T8 with T12 40 Watt Baseline - Tr1 | 0.096102 | 0.061969 | 0.14661 | 485.2949 | 5338.2443 | -0.79476 | -8.7423 | 0.054311 | 0.46299 | 0.054311 | 0.46299 | 0.057166 | 0.48733 | 0.057166 | 0.48733 | 2.0084 | 2.1209 | 2.0084 | 2.1209
234126-Refrigeration - Efficient Evap Fan Motor Electronically Commutated Motor (ECM) | 0.077279 | 0.059805 | 0.091267 | 670.2854 | 10054.2816 | -0.66403 | -9.9604 | 0.083077 | 0.82664 | 0.083077 | 0.82664 | -0.047835 | -0.47597 | -0.047835 | -0.47597 | 7.9692 | 0.6651 | 7.9692 | 0.6651
234126-Refrigeration - Efficient Evap Fan Motor Electronically Commutated Motor (ECM) | 0.02576 | 0.019935 | 0.030422 | 223.4285 | 3351.4272 | -0.22134 | -3.3201 | 0.083077 | 0.82664 | 0.083077 | 0.82664 | -0.047835 | -0.47597 | -0.047835 | -0.47597 | 7.9692 | 0.6651 | 7.9692 | 0.6651
234330-Premium T8 with T12 40 Watt Baseline - Tr1 | 0.084156 | 0.054266 | 0.077009 | 424.9698 | 4674.6676 | -0.69597 | -7.6556 | 0.062041 | 0.52889 | 0.062041 | 0.52889 | 0.064487 | 0.54974 | 0.064487 | 0.54974 | 2.345 | 2.4763 | 2.345 | 2.4763

## Output
Program Summary |  | Nominal | Present Value | [5 empty] | Avoided Cost Version
Proposer Name |  | 0 | [6 empty] | 2006-06-01
Program Name |  | 0 | [6 empty] | 2006-06-01
Total Program Budget ($) |  | 550842.83 | 476942.5351 | [5 empty] | Base Year
2006
Net Participant Cost ($) |  | 251597.0953 | 218270.0756 | [5 empty] | SDG&E Tool NTG 4f2 (800).xls
Program Impacts | [9 empty] | Program Impacts (Gross)
| Annual Net kWh | Lifecycle Net kWh | Annual Net Therms | Lifecycle Net Therms | Net Jul-Sept Pk (kW) | Net Dec-Feb Pk (kW) | Net CEC (kW) | User Entered kW |  |  | Annual Gross kWh | Lifecycle Gross kWh | Annual Gross Therms | Lifecycle Gross Therms | User Entered kW
2006-2008 | 1960275.4058 | 21762317.4266 | 6222.4139 | 117961.5634 | 372.496 | 241.3363 | 0 | 509.546 |  | 2006-2008 | 2544.5311 | 22669080.6527 | -4.1671 | 122876.6285 | 530.7771
2009-2012 | 0 | 0 | 0 | 0 | 0 | 0 | 0 | 0 |  | 2009-2012 | 0 | 0 | 0 | 0 | 0
2013-2016 | 0 | 0 | 0 | 0 | 0 | 0 | 0 | 0 |  | 2013-2016 | 0 | 0 | 0 | 0 | 0
Cost Effectiveness (Lifecycle Present Value Dollars)
|  | Benefits |  |  | Benefit - Cost
| Cost | Electric | Gas | Incentives | NPV | B/C Ratio | Notes
Program TRC ($) | 695212.6107 | 1421785.6104 | 57166.1808 | NA | 783739.1806 | 2.1273 | *1
Program PAC ($) | 476942.5351 | 1421785.6104 | 57166.1808 | NA | 1002009.2562 | 3.1009 | *1,2
Program RIM ($) | 476942.5351 | 1421785.6104 | 57166.1808 | NA | 1002009.2562 | 3.1009 | *1
*1 B/C Ratio is an approximation because any supply cost increases are treated as negative benefits rather than as a cost as in the Standard Practice Manual
*2 PAC benefits include environmental costs. This is to be consistent with the TRC benefits, but is not strictly consistent with the Standard Practice Manual.
Levelized Cost and Benefit (All Measures Installed through 2012)
| Discounted Savings |  |  |  | Benefit - Cost
| kWh | Therms | Cost | Benefits | NPV
TRC ($/kWh ) | 13347748.135 |  | 0.045877 | 0.10652 | 0.060642
PAC ($/kWh) | 13347748.135 |  | 0.034601 | 0.10652 | 0.071918
RIM ($/kWh) | 13347748.135 |  | 0.034351 | 0.10652 | 0.072168
TRC ($/therm) |  | 58749.3758 | 1.4104 | 0.97305 | -0.43732
PAC ($/therm) |  | 58749.3758 | 0.25702 | 0.97305 | 0.71603
RIM ($/therm) |  | 58749.3758 | 0.3138 | 0.97305 | 0.65926
Emissions Reductions | [9 empty] | Emissions Reductions (Gross)
| Electric Reductions |  |  | Gas Reductions | [6 empty] | Electric Reductions |  |  | Gas Reductions
Annual Reductions | CO2 (tons) | NOX (lbs) | PM-10 (lbs) | CO2 (tons) | NOX (lbs) |  |  |  |  | Annual Reductions | CO2 (tons) | NOX (lbs) | PM-10 (lbs) | CO2 (tons) | NOX (lbs)
2006 | 0 | 0 | 0 | 0 | 0 | * annual reductions are the units |  |  |  | 2006 | 0 | 0 | 0 | 0 | 0 | * annual reductions are the units
2007 | 1123.6745 | 304.3394 | 144.272 | 36.4011 | 57.2462 | implemented in the year, times |  |  |  | 2007 | 1170.4943 | 317.0202 | 150.2834 | 37.9178 | 59.6315 | implemented in the year, times
2008 | 0 | 0 | 0 | 0 | 0 | the annual emission reduction |  |  |  | 2008 | 0 | 0 | 0 | 0 | 0 | the annual emission reduction
2009 | 0 | 0 | 0 | 0 | 0 | for the measure. |  |  |  | 2009 | 0 | 0 | 0 | 0 | 0 | for the measure.
2010 | 0 | 0 | 0 | 0 | 0 |  |  |  |  | 2010 | 0 | 0 | 0 | 0 | 0
2011 | 0 | 0 | 0 | 0 | 0 |  |  |  |  | 2011 | 0 | 0 | 0 | 0 | 0
2012 | 0 | 0 | 0 | 0 | 0 |  |  |  |  | 2012 | 0 | 0 | 0 | 0 | 0
2013 | 0 | 0 | 0 | 0 | 0 |  |  |  |  | 2013 | 0 | 0 | 0 | 0 | 0
2014 | 0 | 0 | 0 | 0 | 0 |  |  |  |  | 2014 | 0 | 0 | 0 | 0 | 0
2015 | 0 | 0 | 0 | 0 | 0 |  |  |  |  | 2015 | 0 | 0 | 0 | 0 | 0
2016 | 0 | 0 | 0 | 0 | 0 |  |  |  |  | 2016 | 0 | 0 | 0 | 0 | 0
Total Annual | 1123.6745 | 304.3394 | 144.272 | 36.4011 | 57.2462 |  |  |  |  | Total Annual | 1170.4943 | 317.0202 | 150.2834 | 37.9178 | 59.6315
Lifecycle Reductions | [9 empty] | Lifecycle Reductions
2006 | 0 | 0 | 0 | 0 | 0 |  |  |  |  | 2006 | 0 | 0 | 0 | 0 | 0
2007 | 12470.2055 | 3376.5174 | 1601.2078 | 690.0751 | 1085.2464 |  |  |  |  | 2007 | 12989.7973 | 3517.2057 | 1667.9248 | 718.8283 | 1130.465
2008 | 0 | 0 | 0 | 0 | 0 |  |  |  |  | 2008 | 0 | 0 | 0 | 0 | 0
2009 | 0 | 0 | 0 | 0 | 0 |  |  |  |  | 2009 | 0 | 0 | 0 | 0 | 0
2010 | 0 | 0 | 0 | 0 | 0 |  |  |  |  | 2010 | 0 | 0 | 0 | 0 | 0
2011 | 0 | 0 | 0 | 0 | 0 |  |  |  |  | 2011 | 0 | 0 | 0 | 0 | 0
2012 | 0 | 0 | 0 | 0 | 0 |  |  |  |  | 2012 | 0 | 0 | 0 | 0 | 0
2013 | 0 | 0 | 0 | 0 | 0 |  |  |  |  | 2013 | 0 | 0 | 0 | 0 | 0
2014 | 0 | 0 | 0 | 0 | 0 |  |  |  |  | 2014 | 0 | 0 | 0 | 0 | 0
2015 | 0 | 0 | 0 | 0 | 0 |  |  |  |  | 2015 | 0 | 0 | 0 | 0 | 0
2016 | 0 | 0 | 0 | 0 | 0 |  |  |  |  | 2016 | 0 | 0 | 0 | 0 | 0
Total Lifecycle | 12470.2055 | 3376.5174 | 1601.2078 | 690.0751 | 1085.2464 |  |  |  |  | Total Lifecycle | 12989.7973 | 3517.2057 | 1667.9248 | 718.8283 | 1130.465
Reductions based on total annual installations | [9 empty] | Reductions based on total annual installations (Gross)
| Annual Net kWh | Lifecycle Net kWh | Annual Net Therms | Lifecycle Net Therms | Net July-Sept Peak (kW) | Net Dec-Feb (kW) |  | User Entered kW | Net Annual NCP (kW) |  | Annual Gross kWh | Lifecycle Gross kWh | Annual Gross Therms | Lifecycle Gross Therms | User Entered kW
2006 | 0 | 0 | 0 | 0 | 0 | 0 |  | 0 | 0 | 2006 | 0 | 0 | 0 | 0 | 0
2007 | 1960275.4058 | 21762317.4266 | 6222.4139 | 117961.5634 | 372.496 | 241.3363 |  | 509.546 | 35.5854 | 2007 | 2544.5311 | 22669080.6527 | -4.1671 | 122876.6285 | 530.7771
2008 | 0 | 0 | 0 | 0 | 0 | 0 |  | 0 | 348.69 | 2008 | 0 | 0 | 0 | 0 | 0
2009 | 0 | 0 | 0 | 0 | 0 | 0 |  | 0 | 0 | 2009 | 0 | 0 | 0 | 0 | 0
2010 | 0 | 0 | 0 | 0 | 0 | 0 |  | 0 | 0 | 2010 | 0 | 0 | 0 | 0 | 0
2011 | 0 | 0 | 0 | 0 | 0 | 0 |  | 0 | -0.13197 | 2011 | 0 | 0 | 0 | 0 | 0
2012 | 0 | 0 | 0 | 0 | 0 | 0 |  | 0 | -7.1253 | 2012 | 0 | 0 | 0 | 0 | 0
2013 | 0 | 0 | 0 | 0 | 0 | 0 |  | 0 | 0 | 2013 | 0 | 0 | 0 | 0 | 0
2014 | 0 | 0 | 0 | 0 | 0 | 0 |  | 0 | -0.4144 | 2014 | 0 | 0 | 0 | 0 | 0
2015 | 0 | 0 | 0 | 0 | 0 | 0 |  | 0 | 0 | 2015 | 0 | 0 | 0 | 0 | 0
2016 | 0 | 0 | 0 | 0 | 0 | 0 |  | 0 | -1.2801 | 2016 | 0 | 0 | 0 | 0 | 0
Total | 1960275.4058 | 21762317.4266 | 6222.4139 | 117961.5634 | 372.496 | 241.3363 |  | 509.546 | 375.3237 | Total | 2544.5311 | 22669080.6527 | -4.1671 | 122876.6285 | 530.7771
Net Impacts by Sector (All Measures Installed through 2016)
| Annual Net kWh | Lifecycle Net kWh | Annual Net Therms | Lifecycle Net Therms | Net July-Sept Peak (kW) | Net Dec-Feb (kW) |  | User Entered kW | TRC Lifecycle Net Benefits* ($)
Total | 1960275.4058 | 21762317.4266 | 6222.4139 | 117961.5634 | 372.496 | 241.3363 |  | 509.546 | 783739.1806
Residential | 0 | 0 | 0 | 0 | 0 | 0 |  | 0 | 0
Commercial | 1960275.4058 | 21762317.4266 | 6222.4139 | 117961.5634 | 372.496 | 241.3363 |  | 509.546 | 783739.1806
Industrial | 0 | 0 | 0 | 0 | 0 | 0 |  | 0 | 0
Agricultural | 0 | 0 | 0 | 0 | 0 | 0 |  | 0 | 0
Not Used | 0 | 0 | 0 | 0 | 0 | 0 |  | 0 | 0
Not Used | 0 | 0 | 0 | 0 | 0 | 0 |  | 0 | 0
Not Used | 0 | 0 | 0 | 0 | 0 | 0 |  | 0 | 0
0 | 0 | 0 | 0 | 0 | 0 | 0 |  | 0 | 0
0 | 0 | 0 | 0 | 0 | 0 | 0 |  | 0 | 0
0 | 0 | 0 | 0 | 0 | 0 | 0 |  | 0 | 0
0 | 0 | 0 | 0 | 0 | 0 | 0 |  | 0 | 0
0 | 0 | 0 | 0 | 0 | 0 | 0 |  | 0 | 0
0 |  |  | 0 |  |  |  |  | 0 | 0
0 |  |  | 0 |  |  |  |  | 0 | 0
0 |  |  | 0 |  |  |  |  | 0 | 0
0 |  |  | 0 |  |  |  |  | 0 | 0
0 |  |  | 0 |  |  |  |  | 0 | 0
0 |  |  | 0 |  |  |  |  | 0 | 0
0 |  |  | 0 |  |  |  |  | 0 | 0
0 |  |  | 0 |  |  |  |  | 0 | 0
0 |  |  | 0 |  |  |  |  | 0 | 0
0 |  |  | 0 |  |  |  |  | 0 | 0
0 |  |  | 0 |  |  |  |  | 0 | 0
0 |  |  | 0 |  |  |  |  | 0 | 0
* Include program-level and admin costs allocated based to total gas and electric programs at the measure level.
Net Impacts by CPUC End Use Categories (All Measures Installed through 2016)
| Annual Net kWh | Lifecycle Net kWh | Annual Net Therms | Lifecycle Net Therms | Net July-Sept Peak (kW) | Net Dec-Feb Pk (kW) |  | User Entered kW | TRC Lifecycle Net Benefits* ($)
Total | 1960275.4058 | 21762317.4266 | 6222.4139 | 117961.5634 | 372.496 | 241.3363 |  | 509.546 | 783739.1806
Clothes Dryer | 0 | 0 | 0 | 0 | 0 | 0 |  | 0 | 0
Clothes Washer | 0 | 0 | 0 | 0 | 0 | 0 |  | 0 | 0
Consumer Electronics | 0 | 0 | 0 | 0 | 0 | 0 |  | 0 | 0
Cooking | 0 | 0 | 0 | 0 | 0 | 0 |  | 0 | 0
Dishwasher | 0 | 0 | 0 | 0 | 0 | 0 |  | 0 | 0
Other Appliance | 0 | 0 | 0 | 0 | 0 | 0 |  | 0 | 0
Office Equipment | 9035.4684 | 99390.1523 | -2.7148 | -29.8627 | 1.7472 | 1.0925 |  | 2.6741 | 3447.6733
Building shell | 0 | 0 | 0 | 0 | 0 | 0 |  | 0 | 0
Space Cooling | 15465.456 | 154654.56 | 0 | 0 | 5.0328 | 2.0077 |  | 2.3294 | 9222.5849
Space Heating | 0 | 0 | 0 | 0 | 0 | 0 |  | 0 | 0
Ventilation | 14457.6 | 216864 | 0 | 0 | 1.8918 | 1.7249 |  | 0 | 8766.9841
Interior Lighting | 1720637.1437 | 18902452.7223 | -2849.3871 | -31334.7589 | 340.7411 | 216.8411 |  | 488.8728 | 675427.915
Exterior Lighting | 0 | 0 | 0 | 0 | 0 | 0 |  | 0 | 0
Daylighting | 0 | 0 | 0 | 0 | 0 | 0 |  | 0 | 0
Motors | 0 | 0 | 0 | 0 | 0 | 0 |  | 0 | 0
Process | 0 | 0 | 9115.3536 | 149938.752 | 0 | 0 |  | 0 | -15680.5465
Compressed Air | 0 | 0 | 0 | 0 | 0 | 0 |  | 0 | 0
Food Processor | 0 | 0 | 0 | 0 | 0 | 0 |  | 0 | 0
Refrigeration | 128843.6563 | 1239578.6886 | -40.8378 | -612.5671 | 14.883 | 11.5232 |  | 15.6697 | 55606.7234
Freezers | 0 | 0 | 0 | 0 | 0 | 0 |  | 0 | 0
Pumps | 0 | 0 | 0 | 0 | 0 | 0 |  | 0 | 0
Pool Pump | 0 | 0 | 0 | 0 | 0 | 0 |  | 0 | 0
Domestic Hot Water | 0 | 0 | 0 | 0 | 0 | 0 |  | 0 | 0
Water Heating | 0 | 0 | 0 | 0 | 0 | 0 |  | 0 | 0
Other and unspecified | 71836.0815 | 1149377.3033 | 7.276e-12 | 0 | 8.2002 | 8.1469 | 0 | 0 | 46947.8463
* Include program-level and admin costs allocated based to total gas and electric programs at the measure level.
Net Impacts by Climate Zone (All Measures Installed through 2016)
| Annual Net kWh | Lifecycle Net kWh | Annual Net Therms | Lifecycle Net Therms | Net July-Sept Peak (kW) | Net dec-Feb Pk (kW) |  | User Entered kW | TRC Lifecycle Net Benefits* ($)
Total | 1960275.4058 | 21762317.4266 | 6222.4139 | 117961.5634 | 372.496 | 241.3363 |  | 509.546 | 783739.1806
7 | 1194526.0127 | 13208162.2429 | 5629.5986 | 105942.5 | 223.9215 | 146.1709 |  | 298.4283 | 462627.7239
10 | 621816.7009 | 6982458.5894 | 812.8009 | 14438.905 | 120.1192 | 77.0114 |  | 166.3519 | 259062.4124
14 | 6079.5272 | 66874.7993 | -9.9563 | -109.5196 | 1.2039 | 0.77632 |  | 1.1994 | 3087.5337
15 | 0 | 0 | 0 | 0 | 0 | 0 |  | 0 | 0
System | 137853.1651 | 1504821.795 | -210.0293 | -2310.322 | 27.2514 | 17.3777 |  | 43.5664 | 58961.5106
0 | 0 | 0 | 0 | 0 | 0 | 0 |  | 0 | 0
0 | 0 | 0 | 0 | 0 | 0 | 0 |  | 0 | 0
0 | 0 | 0 | 0 | 0 | 0 | 0 |  | 0 | 0
0 | 0 | 0 | 0 | 0 | 0 | 0 |  | 0 | 0
0 | 0 | 0 | 0 | 0 | 0 | 0 |  | 0 | 0
0 | 0 | 0 | 0 | 0 | 0 | 0 |  | 0 | 0
* Include program-level and admin costs allocated based to total gas and electric programs at the measure level.
Persistent reductions in the summer (3rd Qtr) or winter (4th Qtr) of each year
| Net Juy-Sept Peak (kW) | Net Annual Dec-Feb (kW)
2006 | 0 | 0
2007 | 21.629 | 241.3363
2008 | 372.496 | 241.3363
2009 | 372.496 | 241.3363
2010 | 372.3758 | 241.2588
2011 | 372.3758 | 236.6612
2012 | 366.4349 | 236.6612
2013 | 366.3197 | 236.3938
2014 | 366.0894 | 236.3938
2015 | 366.0894 | 235.574
2016 | 364.7848 | 235.574
2017 | 363.5445 | 233.5663
Monthly Impacts
First Year for Impact Table: | 2006
| Quarter | Monthly Five Hour Avg or TOU Peak | Net Monthly NCP (kW) |  | Monthly Net kWh | Monthly Net Therms
2006-01-01 | 1 | 0 | 0 |  | 0 | 0
2006-02-01 | 1 | 0 | 0 |  | 0 | 0
2006-03-01 | 1 | 0 | 0 |  | 0 | 0
2006-04-01 | 2 | 0 | 0 |  | 0 | 0
2006-05-01 | 2 | 0 | 0 |  | 0 | 0
2006-06-01 | 2 | 0 | 0 |  | 0 | 0
2006-07-01 | 3 | 0 | 0 |  | 0 | 0
2006-08-01 | 3 | 0 | 0 |  | 0 | 0
2006-09-01 | 3 | 0 | 0 |  | 0 | 0
2006-10-01 | 4 | 0 | 0 |  | 0 | 0
2006-11-01 | 4 | 0 | 0 |  | 0 | 0
2006-12-01 | 4 | 0 | 0 |  | 0 | 0
2007-01-01 | 5 | 0 | 0 |  | 0 | 0
2007-02-01 | 5 | 0 | 0 |  | 0 | 0
2007-03-01 | 5 | 0 | 0 |  | 0 | 0
2007-04-01 | 6 | 14.5037 | 23.3671 |  | 9937.9733 | 40.8392
2007-05-01 | 6 | 21.629 | 22.2351 |  | 10327.1698 | 40.8392
2007-06-01 | 6 | 21.629 | 22.2351 |  | 10327.1698 | 40.8392
2007-07-01 | 7 | 21.629 | 22.2351 |  | 10327.1698 | 40.8392
2007-08-01 | 7 | 21.629 | 22.2351 |  | 10327.1698 | 40.8392
2007-09-01 | 7 | 21.629 | 22.2351 |  | 10327.1698 | 40.8392
2007-10-01 | 8 | 22.0454 | 35.5854 |  | 15978.8131 | 326.8118
2007-11-01 | 8 | 22.0454 | 35.5854 |  | 15978.8131 | 326.8118
2007-12-01 | 8 | 22.0454 | 35.5854 |  | 15978.8131 | 326.8118
2008-01-01 | 9 | 241.3363 | 384.2754 |  | 161221.3267 | 518.5345
2008-02-01 | 9 | 241.3363 | 384.2754 |  | 161221.3267 | 518.5345
2008-03-01 | 9 | 241.3363 | 384.2754 |  | 161221.3267 | 518.5345
2008-04-01 | 10 | 241.3363 | 384.2754 |  | 161221.3267 | 518.5345
2008-05-01 | 10 | 372.496 | 374.1516 |  | 166354.5625 | 518.5345
2008-06-01 | 10 | 372.496 | 374.1516 |  | 166354.5625 | 518.5345
2008-07-01 | 11 | 372.496 | 374.1516 |  | 166354.5625 | 518.5345
2008-08-01 | 11 | 372.496 | 374.1516 |  | 166354.5625 | 518.5345
2008-09-01 | 11 | 372.496 | 374.1516 |  | 166354.5625 | 518.5345
2008-10-01 | 12 | 241.3363 | 384.2754 |  | 161221.3267 | 518.5345
2008-11-01 | 12 | 241.3363 | 384.2754 |  | 161221.3267 | 518.5345
2008-12-01 | 12 | 241.3363 | 384.2754 |  | 161221.3267 | 518.5345
2009-01-01 | 13 | 241.3363 | 384.2754 |  | 161221.3267 | 518.5345
2009-02-01 | 13 | 241.3363 | 384.2754 |  | 161221.3267 | 518.5345
2009-03-01 | 13 | 241.3363 | 384.2754 |  | 161221.3267 | 518.5345
2009-04-01 | 14 | 241.3363 | 384.2754 |  | 161221.3267 | 518.5345
2009-05-01 | 14 | 372.496 | 374.1516 |  | 166354.5625 | 518.5345
2009-06-01 | 14 | 372.496 | 374.1516 |  | 166354.5625 | 518.5345
2009-07-01 | 15 | 372.496 | 374.1516 |  | 166354.5625 | 518.5345
2009-08-01 | 15 | 372.496 | 374.1516 |  | 166354.5625 | 518.5345
2009-09-01 | 15 | 372.496 | 374.1516 |  | 166354.5625 | 518.5345
2009-10-01 | 16 | 241.3363 | 384.2754 |  | 161221.3267 | 518.5345
2009-11-01 | 16 | 241.3363 | 384.2754 |  | 161221.3267 | 518.5345
2009-12-01 | 16 | 241.3363 | 384.2754 |  | 161221.3267 | 518.5345
2010-01-01 | 17 | 241.3363 | 384.2754 |  | 161221.3267 | 518.5345
2010-02-01 | 17 | 241.3363 | 384.2754 |  | 161221.3267 | 518.5345
2010-03-01 | 17 | 241.3363 | 384.2754 |  | 161221.3267 | 518.5345
2010-04-01 | 18 | 241.2588 | 384.1434 |  | 161171.0515 | 518.623
2010-05-01 | 18 | 372.3758 | 374.0314 |  | 166303.552 | 518.623
2010-06-01 | 18 | 372.3758 | 374.0314 |  | 166303.552 | 518.623
2010-07-01 | 19 | 372.3758 | 374.0314 |  | 166303.552 | 518.623
2010-08-01 | 19 | 372.3758 | 374.0314 |  | 166303.552 | 518.623
2010-09-01 | 19 | 372.3758 | 374.0314 |  | 166303.552 | 518.623
2010-10-01 | 20 | 241.2588 | 384.1434 |  | 161171.0515 | 518.623
2010-11-01 | 20 | 241.2588 | 384.1434 |  | 161171.0515 | 518.623
2010-12-01 | 20 | 241.2588 | 384.1434 |  | 161171.0515 | 518.623
2011-01-01 | 21 | 241.2588 | 384.1434 |  | 161171.0515 | 518.623
2011-02-01 | 21 | 241.2588 | 384.1434 |  | 161171.0515 | 518.623
2011-03-01 | 21 | 241.2588 | 384.1434 |  | 161171.0515 | 518.623
2011-04-01 | 22 | 241.2588 | 384.1434 |  | 161171.0515 | 518.623
2011-05-01 | 22 | 372.3758 | 374.0314 |  | 166303.552 | 518.623
2011-06-01 | 22 | 372.3758 | 374.0314 |  | 166303.552 | 518.623
2011-07-01 | 23 | 372.3758 | 374.0314 |  | 166303.552 | 518.623
2011-08-01 | 23 | 372.3758 | 374.0314 |  | 166303.552 | 518.623
2011-09-01 | 23 | 372.3758 | 374.0314 |  | 166303.552 | 518.623
2011-10-01 | 24 | 237.4976 | 378.3144 |  | 157670.4164 | 518.623
2011-11-01 | 24 | 237.4976 | 378.3144 |  | 157670.4164 | 518.623
2011-12-01 | 24 | 237.4976 | 378.3144 |  | 157670.4164 | 518.623
2012-01-01 | 25 | 236.6612 | 377.0182 |  | 156891.9394 | 518.623
2012-02-01 | 25 | 236.6612 | 377.0182 |  | 156891.9394 | 518.623
2012-03-01 | 25 | 236.6612 | 377.0182 |  | 156891.9394 | 518.623
2012-04-01 | 26 | 236.6612 | 377.0182 |  | 156891.9394 | 518.623
2012-05-01 | 26 | 366.4349 | 367.7832 |  | 161986.4557 | 518.623
2012-06-01 | 26 | 366.4349 | 367.7832 |  | 161986.4557 | 518.623
2012-07-01 | 27 | 366.4349 | 367.7832 |  | 161986.4557 | 518.623
2012-08-01 | 27 | 366.4349 | 367.7832 |  | 161986.4557 | 518.623
2012-09-01 | 27 | 366.4349 | 367.7832 |  | 161986.4557 | 518.623
2012-10-01 | 28 | 236.6612 | 377.0182 |  | 156891.9394 | 518.623
2012-11-01 | 28 | 236.6612 | 377.0182 |  | 156891.9394 | 518.623
2012-12-01 | 28 | 236.6612 | 377.0182 |  | 156891.9394 | 518.623
2013-01-01 | 29 | 236.6612 | 377.0182 |  | 156891.9394 | 518.623
2013-02-01 | 29 | 236.6612 | 377.0182 |  | 156891.9394 | 518.623
2013-03-01 | 29 | 236.6612 | 377.0182 |  | 156891.9394 | 518.623
2013-04-01 | 30 | 236.5721 | 376.88 |  | 156808.9834 | 518.623
2013-05-01 | 30 | 366.3197 | 367.6621 |  | 161902.7634 | 518.623
2013-06-01 | 30 | 366.3197 | 367.6621 |  | 161902.7634 | 518.623
2013-07-01 | 31 | 366.3197 | 367.6621 |  | 161902.7634 | 518.623
2013-08-01 | 31 | 366.3197 | 367.6621 |  | 161902.7634 | 518.623
2013-09-01 | 31 | 366.3197 | 367.6621 |  | 161902.7634 | 518.623
2013-10-01 | 32 | 236.5721 | 376.88 |  | 156808.9834 | 518.623
2013-11-01 | 32 | 236.5721 | 376.88 |  | 156808.9834 | 518.623
2013-12-01 | 32 | 236.5721 | 376.88 |  | 156808.9834 | 518.623
2014-01-01 | 33 | 236.3938 | 376.6038 |  | 156643.0715 | 518.623
2014-02-01 | 33 | 236.3938 | 376.6038 |  | 156643.0715 | 518.623
2014-03-01 | 33 | 236.3938 | 376.6038 |  | 156643.0715 | 518.623
2014-04-01 | 34 | 236.3938 | 376.6038 |  | 156643.0715 | 518.623
2014-05-01 | 34 | 366.0894 | 367.4198 |  | 161735.3787 | 518.623
2014-06-01 | 34 | 366.0894 | 367.4198 |  | 161735.3787 | 518.623
2014-07-01 | 35 | 366.0894 | 367.4198 |  | 161735.3787 | 518.623
2014-08-01 | 35 | 366.0894 | 367.4198 |  | 161735.3787 | 518.623
2014-09-01 | 35 | 366.0894 | 367.4198 |  | 161735.3787 | 518.623
2014-10-01 | 36 | 236.3938 | 376.6038 |  | 156643.0715 | 518.623
2014-11-01 | 36 | 236.3938 | 376.6038 |  | 156643.0715 | 518.623
2014-12-01 | 36 | 236.3938 | 376.6038 |  | 156643.0715 | 518.623
2015-01-01 | 37 | 236.3938 | 376.6038 |  | 156643.0715 | 518.623
2015-02-01 | 37 | 236.3938 | 376.6038 |  | 156643.0715 | 518.623
2015-03-01 | 37 | 236.3938 | 376.6038 |  | 156643.0715 | 518.623
2015-04-01 | 38 | 236.3938 | 376.6038 |  | 156643.0715 | 518.623
2015-05-01 | 38 | 366.0894 | 367.4198 |  | 161735.3787 | 518.623
2015-06-01 | 38 | 366.0894 | 367.4198 |  | 161735.3787 | 518.623
2015-07-01 | 39 | 366.0894 | 367.4198 |  | 161735.3787 | 518.623
2015-08-01 | 39 | 366.0894 | 367.4198 |  | 161735.3787 | 518.623
2015-09-01 | 39 | 366.0894 | 367.4198 |  | 161735.3787 | 518.623
2015-10-01 | 40 | 236.3938 | 376.6038 |  | 156643.0715 | 518.623
2015-11-01 | 40 | 236.3938 | 376.6038 |  | 156643.0715 | 518.623
2015-12-01 | 40 | 236.3938 | 376.6038 |  | 156643.0715 | 518.623
2016-01-01 | 41 | 235.574 | 375.3237 |  | 156104.9499 | 518.623
2016-02-01 | 41 | 235.574 | 375.3237 |  | 156104.9499 | 518.623
2016-03-01 | 41 | 235.574 | 375.3237 |  | 156104.9499 | 518.623
2016-04-01 | 42 | 235.574 | 375.3237 |  | 156104.9499 | 518.623
2016-05-01 | 42 | 364.7848 | 366.1152 |  | 161175.3848 | 518.623
2016-06-01 | 42 | 364.7848 | 366.1152 |  | 161175.3848 | 518.623
2016-07-01 | 43 | 364.7848 | 366.1152 |  | 161175.3848 | 518.623
2016-08-01 | 43 | 364.7848 | 366.1152 |  | 161175.3848 | 518.623
2016-09-01 | 43 | 364.7848 | 366.1152 |  | 161175.3848 | 518.623
2016-10-01 | 44 | 235.574 | 375.3237 |  | 156104.9499 | 518.623
2016-11-01 | 44 | 235.574 | 375.3237 |  | 156104.9499 | 518.623
2016-12-01 | 44 | 235.574 | 375.3237 |  | 156104.9499 | 518.623

## Input
| SDG&E Tool NTG 4f2 (800).xls |  |  |  | Program Budget ($) |  |  | NPV Factor for lump-sum admin costs: | 100%
a. Administrative Costs
| Proposer General Information |  |  |  | a.i. Overhead and G&A |  | d. Incentives and Rebates ($) | Nominal | NPV
| Proposer Name |  |  |  | a.ii. Other Admin costs |  | d.i. User Input Incentive |  | 0 | Note: User Input Incentives are treated like Admin costs and are NOT adjusted by the net to gross ratio in the TRC test.
| Program Name |  |  |  | b. Marketing/Outreach |  | d.ii. Rebate | 550842.83 | 476942.5351
| Service Territory |  | SDG&E |  | c. Direct Implementation (non incentive) |  | d.iii. Direct Install Labor | 0 | 0
| First Year of Program Implementation |  |  | 2006 | c.i. Activity |  | d.iv. Direct Install Materials | 0 | 0
| Contact Information |  |  |  | c.ii. Installation |  | d.v. Upstream payments | 0 | 0
| Name |  |  |  | c.iii. Hardware & Materials |  | Subtotal Direct Install | 550842.83 | 476942.5351
| Address |  |  |  | c.iv. Rebate Processing and Inspection
| ZIP code |  |  |  | d. Total Incentives and Rebates | 550842.83
| Telephone |  |  |  | e. EM&V |  | f. Costs recovered from other sources |  | 0
| Email |  |  |  | Total | 550842.83 | Program Budget w/ Other Costs (a to f) | 550842.83 | 476942.5351
Quarterly Installation Schedule
| Program Inputs | [10 empty] | Transfer | Admin | Admin | Admin | Participant | [8 empty] | Placeholders, not currently used | [10 empty] | Annual Installation Schedule | [10 empty] | 2006 |  |  |  | 2007 |  |  |  | 2008 |  |  |  | 2009 |  |  |  | 2010 |  |  |  | 2011 |  |  |  | 2012 |  |  |  | 2013 |  |  |  | 2014 |  |  |  | 2015 |  |  |  | 2016
| Measure Name | DEER RunID | Climate Zone | Target sector | Measure Electric End Use Shape | CZ, Sector, Measure combination found? | Measure Type (To Look up Measure Life) | Program Type (To look up Net-to-gross Ratio) | Unit Definition (e.g. homes) | Program Type (NEW/ROB or Early Repl(RET)) | Gross Measure Cost ($/unit) | Rebate to end use customer or its assignee ($/unit) | Incentives to entities other than the end use customer or its assignee($/unit) | Direct Install Labor ($/unit) | Direct Install Material ($/unit) | Participant cost ($/unit) | Gross Unit Annual Electricity Savings (kwh/unit) | Electric Rate Schedule | Demand Scaler | User Entered kW Savings per unit (kW/unit) | Gross Unit Annual Gas Savings (therm/unit) | Gas Sector | Gas Rate Schedule | Gas Savings Profile | Avg remaining life on replaced units (yrs) | Early retrofit incremental kWh savings (kWh/unit) | Early retrofit incremental kW savings (kW/unit) | Early retrofit incremental Th savings (Th/unit) | Combustion Type | Effective Useful Life (years) | Net-to-Gross Ratio - kWh | Net-to-Gross Ratio - kW | Net-to-Gross Ratio - Therms | Net-to-Gross Ratio - Costs | % Eligible for TOU AC adjustment | 2006 | 2007 | 2008 | 2009 | 2010 | 2011 | 2012 | 2013 | 2014 | 2015 | 2016 | Qtr 1 | Qtr 2 | Qtr 3 | Qtr 4 | Qtr 1 | Qtr 2 | Qtr 3 | Qtr 4 | Qtr 1 | Qtr 2 | Qtr 3 | Qtr 4 | Qtr 1 | Qtr 2 | Qtr 3 | Qtr 4 | Qtr 1 | Qtr 2 | Qtr 3 | Qtr 4 | Qtr 1 | Qtr 2 | Qtr 3 | Qtr 4 | Qtr 1 | Qtr 2 | Qtr 3 | Qtr 4 | Qtr 1 | Qtr 2 | Qtr 3 | Qtr 4 | Qtr 1 | Qtr 2 | Qtr 3 | Qtr 4 | Qtr 1 | Qtr 2 | Qtr 3 | Qtr 4 | Qtr 1 | Qtr 2 | Qtr 3 | Qtr 4 | Total Number of Units | Comments
0 | 234330-Premium T8 with T12 40 Watt Baseline - Tr1 |  | 7 | Commercial | 01-ALC-AllCommercial-IntLight | 0 |  |  |  |  | 13.9589 | 13.1897 | 0 | 0 | 0 | 0.76922 | 16.7728 |  | kWh | 0.0038804 | -0.027468 | Commercial |  | Annual | [5 empty] | 11 | 0.96 |  |  |  | 0 | 0 | 134.6507 | 0 | 0 | 0 | 0 | 0 | 0 | 0 | 0 | 0 | 2006 Qtr 1: 0; 2006 Qtr 2: 0; 2006 Qtr 3: 0; 2006 Qtr 4: 0; 2007 Qtr 1: 134.6507; 2007 Qtr 2: 0; 2007 Qtr 3: 0; 2007 Qtr 4: 0; 2008 Qtr 1: 0; 2008 Qtr 2: 0; 2008 Qtr 3: 0; 2008 Qtr 4: 0 | 134.6507
0 | 234303-Lighting-Remove 4 Ft Lamp (De-Lamp) - Tr1 | COFL00AVDEL01 | 7 | Commercial | 01-ALC-AllCommercial-IntLight | 0 |  |  |  |  | 28.2518 | 16.4871 | 0 | 0 | 0 | 11.7647 | 55.7729 |  | kWh | 0.012903 | -0.091338 | Commercial |  | Annual | [5 empty] | 11 | 0.96 |  |  |  | 0 | 0 | 134.6507 | 0 | 0 | 0 | 0 | 0 | 0 | 0 | 0 | 0 | 2006 Qtr 1: 0; 2006 Qtr 2: 0; 2006 Qtr 3: 0; 2006 Qtr 4: 0; 2007 Qtr 1: 134.6507; 2007 Qtr 2: 0; 2007 Qtr 3: 0; 2007 Qtr 4: 0; 2008 Qtr 1: 0; 2008 Qtr 2: 0; 2008 Qtr 3: 0; 2008 Qtr 4: 0 | 134.6507
0 | 234049-Lighting-LED Exit Sign New Sign | CALC00AVETS01 | 7 | Commercial | 02-ASM-Assembly-Exit | 0 |  |  |  |  | 65.3696 | 45 | 0 | 0 | 0 | 20.3696 | 351.311 |  | kWh | 0 | 0 | Commercial |  | Annual | [5 empty] | 16 | 0.96 |  |  |  | 0 | 0 | 10 | 0 | 0 | 0 | 0 | 0 | 0 | 0 | 0 | 0 | 2006 Qtr 1: 0; 2006 Qtr 2: 0; 2006 Qtr 3: 0; 2006 Qtr 4: 0; 2007 Qtr 1: 10; 2007 Qtr 2: 0; 2007 Qtr 3: 0; 2007 Qtr 4: 0; 2008 Qtr 1: 0; 2008 Qtr 2: 0; 2008 Qtr 3: 0; 2008 Qtr 4: 0 | 10
0 | 234331-Premium T8 with T12 40 Watt Baseline - Tr2 |  | 7 | Commercial | 01-ALC-AllCommercial-IntLight | 0 |  |  |  |  | 13.9591 | 9.8923 | 0 | 0 | 0 | 4.0668 | 35.8564 |  | kWh | 0.010832 | -0.058721 | Commercial |  | Annual | [5 empty] | 11 | 0.96 |  |  |  | 0 | 0 | 23.6549 | 0 | 0 | 0 | 0 | 0 | 0 | 0 | 0 | 0 | 2006 Qtr 1: 0; 2006 Qtr 2: 0; 2006 Qtr 3: 0; 2006 Qtr 4: 0; 2007 Qtr 1: 23.6549; 2007 Qtr 2: 0; 2007 Qtr 3: 0; 2007 Qtr 4: 0; 2008 Qtr 1: 0; 2008 Qtr 2: 0; 2008 Qtr 3: 0; 2008 Qtr 4: 0 | 23.6549
0 | 234304-Lighting-Remove 4 Ft Lamp (De-Lamp) - Tr2 | COFL00AVDEL01 | 7 | Commercial | 01-ALC-AllCommercial-IntLight | 0 |  |  |  |  | 28.2538 | 12.3653 | 0 | 0 | 0 | 15.8885 | 115.4744 |  | kWh | 0.034885 | -0.18911 | Commercial |  | Annual | [5 empty] | 11 | 0.96 |  |  |  | 0 | 0 | 23.6549 | 0 | 0 | 0 | 0 | 0 | 0 | 0 | 0 | 0 | 2006 Qtr 1: 0; 2006 Qtr 2: 0; 2006 Qtr 3: 0; 2006 Qtr 4: 0; 2007 Qtr 1: 23.6549; 2007 Qtr 2: 0; 2007 Qtr 3: 0; 2007 Qtr 4: 0; 2008 Qtr 1: 0; 2008 Qtr 2: 0; 2008 Qtr 3: 0; 2008 Qtr 4: 0 | 23.6549
0 | 234049-Lighting-LED Exit Sign New Sign | CALC00AVETS01 | 7 | Commercial | 02-ASM-Assembly-Exit | 0 |  |  |  |  | 65.3696 | 45 | 0 | 0 | 0 | 20.3696 | 351.311 |  | kWh | 0 | 0 | Commercial |  | Annual | [5 empty] | 16 | 0.96 |  |  |  | 0 | 0 | 1 | 0 | 0 | 0 | 0 | 0 | 0 | 0 | 0 | 0 | 2006 Qtr 1: 0; 2006 Qtr 2: 0; 2006 Qtr 3: 0; 2006 Qtr 4: 0; 2007 Qtr 1: 1; 2007 Qtr 2: 0; 2007 Qtr 3: 0; 2007 Qtr 4: 0; 2008 Qtr 1: 0; 2008 Qtr 2: 0; 2008 Qtr 3: 0; 2008 Qtr 4: 0 | 1
0 | 234332-Premium T8 with T12 40 Watt Baseline - Tr3 |  | 7 | Commercial | 01-ALC-AllCommercial-IntLight | 0 |  |  |  |  | 13.9591 | 6.43 | 0 | 0 | 0 | 7.5291 | 15.6616 |  | kWh | 0.0034145 | -0.025649 | Commercial |  | Annual | [5 empty] | 11 | 0.96 |  |  |  | 0 | 0 | 131.0115 | 0 | 0 | 0 | 0 | 0 | 0 | 0 | 0 | 0 | 2006 Qtr 1: 0; 2006 Qtr 2: 0; 2006 Qtr 3: 0; 2006 Qtr 4: 0; 2007 Qtr 1: 0; 2007 Qtr 2: 0; 2007 Qtr 3: 0; 2007 Qtr 4: 131.0115; 2008 Qtr 1: 0; 2008 Qtr 2: 0; 2008 Qtr 3: 0; 2008 Qtr 4: 0 | 131.0115
0 | 234203-Lighting-2 Ft 2nd Gen T-8 with Elec Ballast-Tr3 |  | 7 | Commercial | 01-ALC-AllCommercial-IntLight | 0 |  |  |  |  | 23.0819 | 5.1934 | 0 | 0 | 0 | 17.8885 | 10.6635 |  | kWh | 0.0023248 | -0.017463 | Commercial |  | Annual | [5 empty] | 11 | 0.96 |  |  |  | 0 | 0 | 87.341 | 0 | 0 | 0 | 0 | 0 | 0 | 0 | 0 | 0 | 2006 Qtr 1: 0; 2006 Qtr 2: 0; 2006 Qtr 3: 0; 2006 Qtr 4: 0; 2007 Qtr 1: 0; 2007 Qtr 2: 0; 2007 Qtr 3: 0; 2007 Qtr 4: 87.341; 2008 Qtr 1: 0; 2008 Qtr 2: 0; 2008 Qtr 3: 0; 2008 Qtr 4: 0 | 87.341
0 | 234332-Premium T8 with T12 40 Watt Baseline - Tr3 |  | 7 | Commercial | 01-ALC-AllCommercial-IntLight | 0 |  |  |  |  | 13.9591 | 6.43 | 0 | 0 | 0 | 7.5291 | 15.6616 |  | kWh | 0.0034145 | -0.025649 | Commercial |  | Annual | [5 empty] | 11 | 0.96 |  |  |  | 0 | 0 | 143.7487 | 0 | 0 | 0 | 0 | 0 | 0 | 0 | 0 | 0 | 2006 Qtr 1: 0; 2006 Qtr 2: 0; 2006 Qtr 3: 0; 2006 Qtr 4: 0; 2007 Qtr 1: 0; 2007 Qtr 2: 0; 2007 Qtr 3: 0; 2007 Qtr 4: 143.7487; 2008 Qtr 1: 0; 2008 Qtr 2: 0; 2008 Qtr 3: 0; 2008 Qtr 4: 0 | 143.7487
0 | 234305-Lighting-Remove 4 Ft Lamp (De-Lamp) - Tr3 | COFL00AVDEL01 | 7 | Commercial | 01-ALC-AllCommercial-IntLight | 0 |  |  |  |  | 28.2538 | 7.9138 | 0 | 0 | 0 | 20.34 | 55.7008 |  | kWh | 0.012144 | -0.09122 | Commercial |  | Annual | [5 empty] | 11 | 0.96 |  |  |  | 0 | 0 | 41.8509 | 0 | 0 | 0 | 0 | 0 | 0 | 0 | 0 | 0 | 2006 Qtr 1: 0; 2006 Qtr 2: 0; 2006 Qtr 3: 0; 2006 Qtr 4: 0; 2007 Qtr 1: 0; 2007 Qtr 2: 0; 2007 Qtr 3: 0; 2007 Qtr 4: 41.8509; 2008 Qtr 1: 0; 2008 Qtr 2: 0; 2008 Qtr 3: 0; 2008 Qtr 4: 0 | 41.8509
0 | 234308-Lighting-Remove 8 Ft Lamp (De-Lamp) - Tr3 | CRTL00AVDEL02 | 7 | Commercial | 01-ALC-AllCommercial-IntLight | 0 |  |  |  |  | 28.4737 | 10.636 | 0 | 0 | 0 | 17.8377 | 91.9268 |  | kWh | 0.020042 | -0.15055 | Commercial |  | Annual | [5 empty] | 11 | 0.96 |  |  |  | 0 | 0 | 2.7294 | 0 | 0 | 0 | 0 | 0 | 0 | 0 | 0 | 0 | 2006 Qtr 1: 0; 2006 Qtr 2: 0; 2006 Qtr 3: 0; 2006 Qtr 4: 0; 2007 Qtr 1: 0; 2007 Qtr 2: 0; 2007 Qtr 3: 0; 2007 Qtr 4: 2.7294; 2008 Qtr 1: 0; 2008 Qtr 2: 0; 2008 Qtr 3: 0; 2008 Qtr 4: 0 | 2.7294
0 | 234049-Lighting-LED Exit Sign New Sign | CALC00AVETS01 | 7 | Commercial | 02-ASM-Assembly-Exit | 0 |  |  |  |  | 65.3696 | 40.5 | 0 | 0 | 0 | 24.8696 | 351.311 |  | kWh | 0 | 0 | Commercial |  | Annual | [5 empty] | 16 | 0.96 |  |  |  | 0 | 0 | 6 | 0 | 0 | 0 | 0 | 0 | 0 | 0 | 0 | 0 | 2006 Qtr 1: 0; 2006 Qtr 2: 0; 2006 Qtr 3: 0; 2006 Qtr 4: 0; 2007 Qtr 1: 0; 2007 Qtr 2: 0; 2007 Qtr 3: 0; 2007 Qtr 4: 6; 2008 Qtr 1: 0; 2008 Qtr 2: 0; 2008 Qtr 3: 0; 2008 Qtr 4: 0 | 6
0 | 234332-Premium T8 with T12 40 Watt Baseline - Tr3 |  | 7 | Commercial | 01-ALC-AllCommercial-IntLight | 0 |  |  |  |  | 13.9591 | 6.43 | 0 | 0 | 0 | 7.5291 | 15.6616 |  | kWh | 0.0034145 | -0.025649 | Commercial |  | Annual | [5 empty] | 11 | 0.96 |  |  |  | 0 | 0 | 40.0313 | 0 | 0 | 0 | 0 | 0 | 0 | 0 | 0 | 0 | 2006 Qtr 1: 0; 2006 Qtr 2: 0; 2006 Qtr 3: 0; 2006 Qtr 4: 0; 2007 Qtr 1: 0; 2007 Qtr 2: 0; 2007 Qtr 3: 0; 2007 Qtr 4: 40.0313; 2008 Qtr 1: 0; 2008 Qtr 2: 0; 2008 Qtr 3: 0; 2008 Qtr 4: 0 | 40.0313
0 | 234305-Lighting-Remove 4 Ft Lamp (De-Lamp) - Tr3 | COFL00AVDEL01 | 7 | Commercial | 01-ALC-AllCommercial-IntLight | 0 |  |  |  |  | 28.2538 | 7.9138 | 0 | 0 | 0 | 20.34 | 55.7008 |  | kWh | 0.012144 | -0.09122 | Commercial |  | Annual | [5 empty] | 11 | 0.96 |  |  |  | 0 | 0 | 32.7529 | 0 | 0 | 0 | 0 | 0 | 0 | 0 | 0 | 0 | 2006 Qtr 1: 0; 2006 Qtr 2: 0; 2006 Qtr 3: 0; 2006 Qtr 4: 0; 2007 Qtr 1: 0; 2007 Qtr 2: 0; 2007 Qtr 3: 0; 2007 Qtr 4: 32.7529; 2008 Qtr 1: 0; 2008 Qtr 2: 0; 2008 Qtr 3: 0; 2008 Qtr 4: 0 | 32.7529
0 | 234331-Premium T8 with T12 40 Watt Baseline - Tr2 |  | 7 | Commercial | 01-ALC-AllCommercial-IntLight | 0 |  |  |  |  | 13.9591 | 8.903 | 0 | 0 | 0 | 5.056 | 17.2958 |  | kWh | 0.0037708 | -0.028325 | Commercial |  | Annual | [5 empty] | 11 | 0.96 |  |  |  | 0 | 0 | 331.168 | 0 | 0 | 0 | 0 | 0 | 0 | 0 | 0 | 0 | 2006 Qtr 1: 0; 2006 Qtr 2: 0; 2006 Qtr 3: 0; 2006 Qtr 4: 0; 2007 Qtr 1: 0; 2007 Qtr 2: 0; 2007 Qtr 3: 0; 2007 Qtr 4: 331.168; 2008 Qtr 1: 0; 2008 Qtr 2: 0; 2008 Qtr 3: 0; 2008 Qtr 4: 0 | 331.168
0 | 234304-Lighting-Remove 4 Ft Lamp (De-Lamp) - Tr2 | COFL00AVDEL01 | 7 | Commercial | 01-ALC-AllCommercial-IntLight | 0 |  |  |  |  | 28.2538 | 11.1288 | 0 | 0 | 0 | 17.125 | 55.7008 |  | kWh | 0.012144 | -0.09122 | Commercial |  | Annual | [5 empty] | 11 | 0.96 |  |  |  | 0 | 0 | 191.0585 | 0 | 0 | 0 | 0 | 0 | 0 | 0 | 0 | 0 | 2006 Qtr 1: 0; 2006 Qtr 2: 0; 2006 Qtr 3: 0; 2006 Qtr 4: 0; 2007 Qtr 1: 0; 2007 Qtr 2: 0; 2007 Qtr 3: 0; 2007 Qtr 4: 191.0585; 2008 Qtr 1: 0; 2008 Qtr 2: 0; 2008 Qtr 3: 0; 2008 Qtr 4: 0 | 191.0585
0 | 234049-Lighting-LED Exit Sign New Sign | CALC00AVETS01 | 7 | Commercial | 02-ASM-Assembly-Exit | 0 |  |  |  |  | 65.3696 | 40.5 | 0 | 0 | 0 | 24.8696 | 351.311 |  | kWh | 0 | 0 | Commercial |  | Annual | [5 empty] | 16 | 0.96 |  |  |  | 0 | 0 | 10 | 0 | 0 | 0 | 0 | 0 | 0 | 0 | 0 | 0 | 2006 Qtr 1: 0; 2006 Qtr 2: 0; 2006 Qtr 3: 0; 2006 Qtr 4: 0; 2007 Qtr 1: 0; 2007 Qtr 2: 0; 2007 Qtr 3: 0; 2007 Qtr 4: 10; 2008 Qtr 1: 0; 2008 Qtr 2: 0; 2008 Qtr 3: 0; 2008 Qtr 4: 0 | 10
0 | 234332-Premium T8 with T12 40 Watt Baseline - Tr3 |  | 7 | Commercial | 01-ALC-AllCommercial-IntLight | 0 |  |  |  |  | 13.9591 | 6.43 | 0 | 0 | 0 | 7.5291 | 15.6616 |  | kWh | 0.0034145 | -0.025649 | Commercial |  | Annual | [5 empty] | 11 | 0.96 |  |  |  | 0 | 0 | 20.0156 | 0 | 0 | 0 | 0 | 0 | 0 | 0 | 0 | 0 | 2006 Qtr 1: 0; 2006 Qtr 2: 0; 2006 Qtr 3: 0; 2006 Qtr 4: 0; 2007 Qtr 1: 0; 2007 Qtr 2: 0; 2007 Qtr 3: 0; 2007 Qtr 4: 20.0156; 2008 Qtr 1: 0; 2008 Qtr 2: 0; 2008 Qtr 3: 0; 2008 Qtr 4: 0 | 20.0156
0 | 234305-Lighting-Remove 4 Ft Lamp (De-Lamp) - Tr3 | COFL00AVDEL01 | 7 | Commercial | 01-ALC-AllCommercial-IntLight | 0 |  |  |  |  | 28.2538 | 7.9138 | 0 | 0 | 0 | 20.34 | 55.7008 |  | kWh | 0.012144 | -0.09122 | Commercial |  | Annual | [5 empty] | 11 | 0.96 |  |  |  | 0 | 0 | 16.3764 | 0 | 0 | 0 | 0 | 0 | 0 | 0 | 0 | 0 | 2006 Qtr 1: 0; 2006 Qtr 2: 0; 2006 Qtr 3: 0; 2006 Qtr 4: 0; 2007 Qtr 1: 0; 2007 Qtr 2: 0; 2007 Qtr 3: 0; 2007 Qtr 4: 16.3764; 2008 Qtr 1: 0; 2008 Qtr 2: 0; 2008 Qtr 3: 0; 2008 Qtr 4: 0 | 16.3764
0 | 234332-Premium T8 with T12 40 Watt Baseline - Tr3 |  | 7 | Commercial | 01-ALC-AllCommercial-IntLight | 0 |  |  |  |  | 13.9591 | 6.43 | 0 | 0 | 0 | 7.5291 | 15.6616 |  | kWh | 0.0034145 | -0.025649 | Commercial |  | Annual | [5 empty] | 11 | 0.96 |  |  |  | 0 | 0 | 58.2273 | 0 | 0 | 0 | 0 | 0 | 0 | 0 | 0 | 0 | 2006 Qtr 1: 0; 2006 Qtr 2: 0; 2006 Qtr 3: 0; 2006 Qtr 4: 0; 2007 Qtr 1: 0; 2007 Qtr 2: 0; 2007 Qtr 3: 0; 2007 Qtr 4: 58.2273; 2008 Qtr 1: 0; 2008 Qtr 2: 0; 2008 Qtr 3: 0; 2008 Qtr 4: 0 | 58.2273
0 | 234049-Lighting-LED Exit Sign New Sign | CALC00AVETS01 | 7 | Commercial | 02-ASM-Assembly-Exit | 0 |  |  |  |  | 65.3696 | 40.5 | 0 | 0 | 0 | 24.8696 | 351.311 |  | kWh | 0 | 0 | Commercial |  | Annual | [5 empty] | 16 | 0.96 |  |  |  | 0 | 0 | 2 | 0 | 0 | 0 | 0 | 0 | 0 | 0 | 0 | 0 | 2006 Qtr 1: 0; 2006 Qtr 2: 0; 2006 Qtr 3: 0; 2006 Qtr 4: 0; 2007 Qtr 1: 0; 2007 Qtr 2: 0; 2007 Qtr 3: 0; 2007 Qtr 4: 2; 2008 Qtr 1: 0; 2008 Qtr 2: 0; 2008 Qtr 3: 0; 2008 Qtr 4: 0 | 2
0 | 234331-Premium T8 with T12 40 Watt Baseline - Tr2 |  | 10 | Commercial | 01-ALC-AllCommercial-IntLight | 0 |  |  |  |  | 13.9591 | 9.8923 | 0 | 0 | 0 | 4.0668 | 33.1627 |  | kWh | 0.010675 | -0.05431 | Commercial |  | Annual | [5 empty] | 11 | 0.96 |  |  |  | 0 | 0 | 9.098 | 0 | 0 | 0 | 0 | 0 | 0 | 0 | 0 | 0 | 2006 Qtr 1: 0; 2006 Qtr 2: 0; 2006 Qtr 3: 0; 2006 Qtr 4: 0; 2007 Qtr 1: 0; 2007 Qtr 2: 0; 2007 Qtr 3: 0; 2007 Qtr 4: 9.098; 2008 Qtr 1: 0; 2008 Qtr 2: 0; 2008 Qtr 3: 0; 2008 Qtr 4: 0 | 9.098
0 | 234307-Lighting-Remove 8 Ft Lamp (De-Lamp) - Tr2 | CRTL00AVDEL02 | 10 | Commercial | 01-ALC-AllCommercial-IntLight | 0 |  |  |  |  | 28.4684 | 16.4871 | 0 | 0 | 0 | 11.9813 | 176.2583 |  | kWh | 0.056739 | -0.28865 | Commercial |  | Annual | [5 empty] | 11 | 0.96 |  |  |  | 0 | 0 | 4.549 | 0 | 0 | 0 | 0 | 0 | 0 | 0 | 0 | 0 | 2006 Qtr 1: 0; 2006 Qtr 2: 0; 2006 Qtr 3: 0; 2006 Qtr 4: 0; 2007 Qtr 1: 0; 2007 Qtr 2: 0; 2007 Qtr 3: 0; 2007 Qtr 4: 4.549; 2008 Qtr 1: 0; 2008 Qtr 2: 0; 2008 Qtr 3: 0; 2008 Qtr 4: 0 | 4.549
0 | 234330-Premium T8 with T12 40 Watt Baseline - Tr1 |  | 7 | Commercial | 14-MLI-Manufacturing–LightIndustry-LIGHT | 0 |  |  |  |  | 13.9589 | 13.1897 | 0 | 0 | 0 | 0.76922 | 30.1346 |  | kWh | 0.0093123 | -0.038961 | Commercial |  | Annual | [5 empty] | 11 | 0.96 |  |  |  | 0 | 0 | 21.8353 | 0 | 0 | 0 | 0 | 0 | 0 | 0 | 0 | 0 | 2006 Qtr 1: 0; 2006 Qtr 2: 0; 2006 Qtr 3: 0; 2006 Qtr 4: 0; 2007 Qtr 1: 0; 2007 Qtr 2: 0; 2007 Qtr 3: 0; 2007 Qtr 4: 21.8353; 2008 Qtr 1: 0; 2008 Qtr 2: 0; 2008 Qtr 3: 0; 2008 Qtr 4: 0 | 21.8353
0 | 234303-Lighting-Remove 4 Ft Lamp (De-Lamp) - Tr1 | COFL00AVDEL01 | 7 | Commercial | 14-MLI-Manufacturing–LightIndustry-LIGHT | 0 |  |  |  |  | 28.2518 | 16.4871 | 0 | 0 | 0 | 11.7647 | 100.2037 |  | kWh | 0.030965 | -0.12955 | Commercial |  | Annual | [5 empty] | 11 | 0.96 |  |  |  | 0 | 0 | 12.7372 | 0 | 0 | 0 | 0 | 0 | 0 | 0 | 0 | 0 | 2006 Qtr 1: 0; 2006 Qtr 2: 0; 2006 Qtr 3: 0; 2006 Qtr 4: 0; 2007 Qtr 1: 0; 2007 Qtr 2: 0; 2007 Qtr 3: 0; 2007 Qtr 4: 12.7372; 2008 Qtr 1: 0; 2008 Qtr 2: 0; 2008 Qtr 3: 0; 2008 Qtr 4: 0 | 12.7372
0 | 234330-Premium T8 with T12 40 Watt Baseline - Tr1 |  | 7 | Commercial | 14-MLI-Manufacturing–LightIndustry-LIGHT | 0 |  |  |  |  | 13.9589 | 13.1897 | 0 | 0 | 0 | 0.76922 | 30.1346 |  | kWh | 0.0093123 | -0.038961 | Commercial |  | Annual | [5 empty] | 11 | 0.96 |  |  |  | 0 | 0 | 27.2941 | 0 | 0 | 0 | 0 | 0 | 0 | 0 | 0 | 0 | 2006 Qtr 1: 0; 2006 Qtr 2: 0; 2006 Qtr 3: 0; 2006 Qtr 4: 0; 2007 Qtr 1: 0; 2007 Qtr 2: 0; 2007 Qtr 3: 0; 2007 Qtr 4: 27.2941; 2008 Qtr 1: 0; 2008 Qtr 2: 0; 2008 Qtr 3: 0; 2008 Qtr 4: 0 | 27.2941
0 | 234303-Lighting-Remove 4 Ft Lamp (De-Lamp) - Tr1 | COFL00AVDEL01 | 7 | Commercial | 14-MLI-Manufacturing–LightIndustry-LIGHT | 0 |  |  |  |  | 28.2518 | 16.4871 | 0 | 0 | 0 | 11.7647 | 100.2037 |  | kWh | 0.030965 | -0.12955 | Commercial |  | Annual | [5 empty] | 11 | 0.96 |  |  |  | 0 | 0 | 1.8196 | 0 | 0 | 0 | 0 | 0 | 0 | 0 | 0 | 0 | 2006 Qtr 1: 0; 2006 Qtr 2: 0; 2006 Qtr 3: 0; 2006 Qtr 4: 0; 2007 Qtr 1: 0; 2007 Qtr 2: 0; 2007 Qtr 3: 0; 2007 Qtr 4: 1.8196; 2008 Qtr 1: 0; 2008 Qtr 2: 0; 2008 Qtr 3: 0; 2008 Qtr 4: 0 | 1.8196
0 | 234331-Premium T8 with T12 40 Watt Baseline - Tr2 |  | 7 | Commercial | 23-RTL-Retail–SingleStorylarge-LIT_INT | 0 |  |  |  |  | 13.9591 | 9.8923 | 0 | 0 | 0 | 4.0668 | 36.763 |  | kWh | 0.010985 | -0.05001 | Commercial |  | Annual | [5 empty] | 11 | 0.96 |  |  |  | 0 | 0 | 20.0156 | 0 | 0 | 0 | 0 | 0 | 0 | 0 | 0 | 0 | 2006 Qtr 1: 0; 2006 Qtr 2: 0; 2006 Qtr 3: 0; 2006 Qtr 4: 0; 2007 Qtr 1: 0; 2007 Qtr 2: 0; 2007 Qtr 3: 0; 2007 Qtr 4: 20.0156; 2008 Qtr 1: 0; 2008 Qtr 2: 0; 2008 Qtr 3: 0; 2008 Qtr 4: 0 | 20.0156
0 | 234304-Lighting-Remove 4 Ft Lamp (De-Lamp) - Tr2 | COFL00AVDEL01 | 7 | Commercial | 23-RTL-Retail–SingleStorylarge-LIT_INT | 0 |  |  |  |  | 28.2538 | 12.3653 | 0 | 0 | 0 | 15.8885 | 118.3941 |  | kWh | 0.035378 | -0.16106 | Commercial |  | Annual | [5 empty] | 11 | 0.96 |  |  |  | 0 | 0 | 20.0156 | 0 | 0 | 0 | 0 | 0 | 0 | 0 | 0 | 0 | 2006 Qtr 1: 0; 2006 Qtr 2: 0; 2006 Qtr 3: 0; 2006 Qtr 4: 0; 2007 Qtr 1: 0; 2007 Qtr 2: 0; 2007 Qtr 3: 0; 2007 Qtr 4: 20.0156; 2008 Qtr 1: 0; 2008 Qtr 2: 0; 2008 Qtr 3: 0; 2008 Qtr 4: 0 | 20.0156
0 | 234330-Premium T8 with T12 40 Watt Baseline - Tr1 |  | 7 | Commercial | 14-MLI-Manufacturing–LightIndustry-LIGHT | 0 |  |  |  |  | 13.9589 | 13.1897 | 0 | 0 | 0 | 0.76922 | 30.1346 |  | kWh | 0.0093123 | -0.038961 | Commercial |  | Annual | [5 empty] | 11 | 0.96 |  |  |  | 0 | 0 | 138.2899 | 0 | 0 | 0 | 0 | 0 | 0 | 0 | 0 | 0 | 2006 Qtr 1: 0; 2006 Qtr 2: 0; 2006 Qtr 3: 0; 2006 Qtr 4: 0; 2007 Qtr 1: 0; 2007 Qtr 2: 0; 2007 Qtr 3: 0; 2007 Qtr 4: 138.2899; 2008 Qtr 1: 0; 2008 Qtr 2: 0; 2008 Qtr 3: 0; 2008 Qtr 4: 0 | 138.2899
0 | 234303-Lighting-Remove 4 Ft Lamp (De-Lamp) - Tr1 | COFL00AVDEL01 | 7 | Commercial | 14-MLI-Manufacturing–LightIndustry-LIGHT | 0 |  |  |  |  | 28.2518 | 16.4871 | 0 | 0 | 0 | 11.7647 | 100.2037 |  | kWh | 0.030965 | -0.12955 | Commercial |  | Annual | [5 empty] | 11 | 0.96 |  |  |  | 0 | 0 | 12.7372 | 0 | 0 | 0 | 0 | 0 | 0 | 0 | 0 | 0 | 2006 Qtr 1: 0; 2006 Qtr 2: 0; 2006 Qtr 3: 0; 2006 Qtr 4: 0; 2007 Qtr 1: 0; 2007 Qtr 2: 0; 2007 Qtr 3: 0; 2007 Qtr 4: 12.7372; 2008 Qtr 1: 0; 2008 Qtr 2: 0; 2008 Qtr 3: 0; 2008 Qtr 4: 0 | 12.7372
0 | 234332-Premium T8 with T12 40 Watt Baseline - Tr3 |  | 7 | Commercial | 01-ALC-AllCommercial-IntLight | 0 |  |  |  |  | 13.9591 | 7.1444 | 0 | 0 | 0 | 6.8147 | 32.4684 |  | kWh | 0.0098088 | -0.053173 | Commercial |  | Annual | [5 empty] | 11 | 0.96 |  |  |  | 0 | 0 | 69.145 | 0 | 0 | 0 | 0 | 0 | 0 | 0 | 0 | 0 | 2006 Qtr 1: 0; 2006 Qtr 2: 0; 2006 Qtr 3: 0; 2006 Qtr 4: 0; 2007 Qtr 1: 0; 2007 Qtr 2: 0; 2007 Qtr 3: 0; 2007 Qtr 4: 69.145; 2008 Qtr 1: 0; 2008 Qtr 2: 0; 2008 Qtr 3: 0; 2008 Qtr 4: 0 | 69.145
0 | 234308-Lighting-Remove 8 Ft Lamp (De-Lamp) - Tr3 | CRTL00AVDEL02 | 7 | Commercial | 01-ALC-AllCommercial-IntLight | 0 |  |  |  |  | 28.4737 | 11.8158 | 0 | 0 | 0 | 16.6579 | 190.5751 |  | kWh | 0.057573 | -0.3121 | Commercial |  | Annual | [5 empty] | 11 | 0.96 |  |  |  | 0 | 0 | 33.6627 | 0 | 0 | 0 | 0 | 0 | 0 | 0 | 0 | 0 | 2006 Qtr 1: 0; 2006 Qtr 2: 0; 2006 Qtr 3: 0; 2006 Qtr 4: 0; 2007 Qtr 1: 0; 2007 Qtr 2: 0; 2007 Qtr 3: 0; 2007 Qtr 4: 33.6627; 2008 Qtr 1: 0; 2008 Qtr 2: 0; 2008 Qtr 3: 0; 2008 Qtr 4: 0 | 33.6627
0 | 234330-Premium T8 with T12 40 Watt Baseline - Tr1 |  | 7 | Commercial | 14-MLI-Manufacturing–LightIndustry-LIGHT | 0 |  |  |  |  | 13.9589 | 13.1897 | 0 | 0 | 0 | 0.76922 | 30.1346 |  | kWh | 0.0093123 | -0.038961 | Commercial |  | Annual | [5 empty] | 11 | 0.96 |  |  |  | 0 | 0 | 152.8468 | 0 | 0 | 0 | 0 | 0 | 0 | 0 | 0 | 0 | 2006 Qtr 1: 0; 2006 Qtr 2: 0; 2006 Qtr 3: 0; 2006 Qtr 4: 0; 2007 Qtr 1: 0; 2007 Qtr 2: 0; 2007 Qtr 3: 0; 2007 Qtr 4: 152.8468; 2008 Qtr 1: 0; 2008 Qtr 2: 0; 2008 Qtr 3: 0; 2008 Qtr 4: 0 | 152.8468
0 | 234303-Lighting-Remove 4 Ft Lamp (De-Lamp) - Tr1 | COFL00AVDEL01 | 7 | Commercial | 14-MLI-Manufacturing–LightIndustry-LIGHT | 0 |  |  |  |  | 28.2518 | 16.4871 | 0 | 0 | 0 | 11.7647 | 100.2037 |  | kWh | 0.030965 | -0.12955 | Commercial |  | Annual | [5 empty] | 11 | 0.96 |  |  |  | 0 | 0 | 77.3332 | 0 | 0 | 0 | 0 | 0 | 0 | 0 | 0 | 0 | 2006 Qtr 1: 0; 2006 Qtr 2: 0; 2006 Qtr 3: 0; 2006 Qtr 4: 0; 2007 Qtr 1: 0; 2007 Qtr 2: 0; 2007 Qtr 3: 0; 2007 Qtr 4: 77.3332; 2008 Qtr 1: 0; 2008 Qtr 2: 0; 2008 Qtr 3: 0; 2008 Qtr 4: 0 | 77.3332
0 | 234330-Premium T8 with T12 40 Watt Baseline - Tr1 |  | 7 | Commercial | 14-MLI-Manufacturing–LightIndustry-LIGHT | 0 |  |  |  |  | 13.9589 | 13.1897 | 0 | 0 | 0 | 0.76922 | 30.1346 |  | kWh | 0.0093123 | -0.038961 | Commercial |  | Annual | [5 empty] | 11 | 0.96 |  |  |  | 0 | 0 | 191.0585 | 0 | 0 | 0 | 0 | 0 | 0 | 0 | 0 | 0 | 2006 Qtr 1: 0; 2006 Qtr 2: 0; 2006 Qtr 3: 0; 2006 Qtr 4: 0; 2007 Qtr 1: 0; 2007 Qtr 2: 0; 2007 Qtr 3: 0; 2007 Qtr 4: 191.0585; 2008 Qtr 1: 0; 2008 Qtr 2: 0; 2008 Qtr 3: 0; 2008 Qtr 4: 0 | 191.0585
0 | 234303-Lighting-Remove 4 Ft Lamp (De-Lamp) - Tr1 | COFL00AVDEL01 | 7 | Commercial | 14-MLI-Manufacturing–LightIndustry-LIGHT | 0 |  |  |  |  | 28.2518 | 16.4871 | 0 | 0 | 0 | 11.7647 | 100.2037 |  | kWh | 0.030965 | -0.12955 | Commercial |  | Annual | [5 empty] | 11 | 0.96 |  |  |  | 0 | 0 | 15.4666 | 0 | 0 | 0 | 0 | 0 | 0 | 0 | 0 | 0 | 2006 Qtr 1: 0; 2006 Qtr 2: 0; 2006 Qtr 3: 0; 2006 Qtr 4: 0; 2007 Qtr 1: 0; 2007 Qtr 2: 0; 2007 Qtr 3: 0; 2007 Qtr 4: 15.4666; 2008 Qtr 1: 0; 2008 Qtr 2: 0; 2008 Qtr 3: 0; 2008 Qtr 4: 0 | 15.4666
0 | 234049-Lighting-LED Exit Sign New Sign | CALC00AVETS01 | 7 | Commercial | 02-ASM-Assembly-Exit | 0 |  |  |  |  | 65.3696 | 45 | 0 | 0 | 0 | 20.3696 | 351.311 |  | kWh | 0 | 0 | Commercial |  | Annual | [5 empty] | 16 | 0.96 |  |  |  | 0 | 0 | 7 | 0 | 0 | 0 | 0 | 0 | 0 | 0 | 0 | 0 | 2006 Qtr 1: 0; 2006 Qtr 2: 0; 2006 Qtr 3: 0; 2006 Qtr 4: 0; 2007 Qtr 1: 0; 2007 Qtr 2: 0; 2007 Qtr 3: 0; 2007 Qtr 4: 7; 2008 Qtr 1: 0; 2008 Qtr 2: 0; 2008 Qtr 3: 0; 2008 Qtr 4: 0 | 7
0 | 234331-Premium T8 with T12 40 Watt Baseline - Tr2 |  | 10 | Commercial | 01-ALC-AllCommercial-IntLight | 0 |  |  |  |  | 13.9591 | 9.8923 | 0 | 0 | 0 | 4.0668 | 33.1627 |  | kWh | 0.010675 | -0.05431 | Commercial |  | Annual | [5 empty] | 11 | 0.96 |  |  |  | 0 | 0 | 238.3682 | 0 | 0 | 0 | 0 | 0 | 0 | 0 | 0 | 0 | 2006 Qtr 1: 0; 2006 Qtr 2: 0; 2006 Qtr 3: 0; 2006 Qtr 4: 0; 2007 Qtr 1: 0; 2007 Qtr 2: 0; 2007 Qtr 3: 0; 2007 Qtr 4: 238.3682; 2008 Qtr 1: 0; 2008 Qtr 2: 0; 2008 Qtr 3: 0; 2008 Qtr 4: 0 | 238.3682
0 | 234304-Lighting-Remove 4 Ft Lamp (De-Lamp) - Tr2 | COFL00AVDEL01 | 10 | Commercial | 01-ALC-AllCommercial-IntLight | 0 |  |  |  |  | 28.2538 | 12.3653 | 0 | 0 | 0 | 15.8885 | 106.7995 |  | kWh | 0.03438 | -0.1749 | Commercial |  | Annual | [5 empty] | 11 | 0.96 |  |  |  | 0 | 0 | 63.6862 | 0 | 0 | 0 | 0 | 0 | 0 | 0 | 0 | 0 | 2006 Qtr 1: 0; 2006 Qtr 2: 0; 2006 Qtr 3: 0; 2006 Qtr 4: 0; 2007 Qtr 1: 0; 2007 Qtr 2: 0; 2007 Qtr 3: 0; 2007 Qtr 4: 63.6862; 2008 Qtr 1: 0; 2008 Qtr 2: 0; 2008 Qtr 3: 0; 2008 Qtr 4: 0 | 63.6862
0 | 234307-Lighting-Remove 8 Ft Lamp (De-Lamp) - Tr2 | CRTL00AVDEL02 | 10 | Commercial | 01-ALC-AllCommercial-IntLight | 0 |  |  |  |  | 28.4684 | 16.4871 | 0 | 0 | 0 | 11.9813 | 176.2583 |  | kWh | 0.056739 | -0.28865 | Commercial |  | Annual | [5 empty] | 11 | 0.96 |  |  |  | 0 | 0 | 54.5881 | 0 | 0 | 0 | 0 | 0 | 0 | 0 | 0 | 0 | 2006 Qtr 1: 0; 2006 Qtr 2: 0; 2006 Qtr 3: 0; 2006 Qtr 4: 0; 2007 Qtr 1: 0; 2007 Qtr 2: 0; 2007 Qtr 3: 0; 2007 Qtr 4: 54.5881; 2008 Qtr 1: 0; 2008 Qtr 2: 0; 2008 Qtr 3: 0; 2008 Qtr 4: 0 | 54.5881
0 | 234332-Premium T8 with T12 40 Watt Baseline - Tr3 |  | 7 | Commercial | 14-MLI-Manufacturing–LightIndustry-LIGHT | 0 |  |  |  |  | 13.9591 | 7.1444 | 0 | 0 | 0 | 6.8147 | 28.1746 |  | kWh | 0.0087066 | -0.036427 | Commercial |  | Annual | [5 empty] | 11 | 0.96 |  |  |  | 0 | 0 | 114.6351 | 0 | 0 | 0 | 0 | 0 | 0 | 0 | 0 | 0 | 2006 Qtr 1: 0; 2006 Qtr 2: 0; 2006 Qtr 3: 0; 2006 Qtr 4: 0; 2007 Qtr 1: 0; 2007 Qtr 2: 0; 2007 Qtr 3: 0; 2007 Qtr 4: 114.6351; 2008 Qtr 1: 0; 2008 Qtr 2: 0; 2008 Qtr 3: 0; 2008 Qtr 4: 0 | 114.6351
0 | 234305-Lighting-Remove 4 Ft Lamp (De-Lamp) - Tr3 | COFL00AVDEL01 | 7 | Commercial | 14-MLI-Manufacturing–LightIndustry-LIGHT | 0 |  |  |  |  | 28.2538 | 8.7931 | 0 | 0 | 0 | 19.4607 | 100.2037 |  | kWh | 0.030965 | -0.12955 | Commercial |  | Annual | [5 empty] | 11 | 0.96 |  |  |  | 0 | 0 | 87.341 | 0 | 0 | 0 | 0 | 0 | 0 | 0 | 0 | 0 | 2006 Qtr 1: 0; 2006 Qtr 2: 0; 2006 Qtr 3: 0; 2006 Qtr 4: 0; 2007 Qtr 1: 0; 2007 Qtr 2: 0; 2007 Qtr 3: 0; 2007 Qtr 4: 87.341; 2008 Qtr 1: 0; 2008 Qtr 2: 0; 2008 Qtr 3: 0; 2008 Qtr 4: 0 | 87.341
0 | 234308-Lighting-Remove 8 Ft Lamp (De-Lamp) - Tr3 | CRTL00AVDEL02 | 7 | Commercial | 14-MLI-Manufacturing–LightIndustry-LIGHT | 0 |  |  |  |  | 28.4737 | 11.8158 | 0 | 0 | 0 | 16.6579 | 165.3728 |  | kWh | 0.051104 | -0.21381 | Commercial |  | Annual | [5 empty] | 11 | 0.96 |  |  |  | 0 | 0 | 16.3764 | 0 | 0 | 0 | 0 | 0 | 0 | 0 | 0 | 0 | 2006 Qtr 1: 0; 2006 Qtr 2: 0; 2006 Qtr 3: 0; 2006 Qtr 4: 0; 2007 Qtr 1: 0; 2007 Qtr 2: 0; 2007 Qtr 3: 0; 2007 Qtr 4: 16.3764; 2008 Qtr 1: 0; 2008 Qtr 2: 0; 2008 Qtr 3: 0; 2008 Qtr 4: 0 | 16.3764
0 | 234208-Lighting-8 Ft T-8 with Elec Ballast-Tr2 |  | 7 | Commercial | 01-ALC-AllCommercial-IntLight | 0 |  |  |  |  | 35.7165 | 16.4871 | 0 | 0 | 0 | 19.2294 | 26.8957 |  | kWh | 0.008658 | -0.044047 | Commercial |  | Annual | [5 empty] | 11 | 0.96 |  |  |  | 0 | 0 | 1.8196 | 0 | 0 | 0 | 0 | 0 | 0 | 0 | 0 | 0 | 2006 Qtr 1: 0; 2006 Qtr 2: 0; 2006 Qtr 3: 0; 2006 Qtr 4: 0; 2007 Qtr 1: 0; 2007 Qtr 2: 0; 2007 Qtr 3: 1.8196; 2007 Qtr 4: 0; 2008 Qtr 1: 0; 2008 Qtr 2: 0; 2008 Qtr 3: 0; 2008 Qtr 4: 0 | 1.8196
0 | 234331-Premium T8 with T12 40 Watt Baseline - Tr2 |  | 7 | Commercial | 01-ALC-AllCommercial-IntLight | 0 |  |  |  |  | 13.9591 | 9.8923 | 0 | 0 | 0 | 4.0668 | 35.8564 |  | kWh | 0.010832 | -0.058721 | Commercial |  | Annual | [5 empty] | 11 | 0.96 |  |  |  | 0 | 0 | 69.145 | 0 | 0 | 0 | 0 | 0 | 0 | 0 | 0 | 0 | 2006 Qtr 1: 0; 2006 Qtr 2: 0; 2006 Qtr 3: 0; 2006 Qtr 4: 0; 2007 Qtr 1: 0; 2007 Qtr 2: 0; 2007 Qtr 3: 0; 2007 Qtr 4: 69.145; 2008 Qtr 1: 0; 2008 Qtr 2: 0; 2008 Qtr 3: 0; 2008 Qtr 4: 0 | 69.145
0 | 234307-Lighting-Remove 8 Ft Lamp (De-Lamp) - Tr2 | CRTL00AVDEL02 | 7 | Commercial | 01-ALC-AllCommercial-IntLight | 0 |  |  |  |  | 28.4684 | 16.4871 | 0 | 0 | 0 | 11.9813 | 190.5751 |  | kWh | 0.057573 | -0.3121 | Commercial |  | Annual | [5 empty] | 11 | 0.96 |  |  |  | 0 | 0 | 34.5725 | 0 | 0 | 0 | 0 | 0 | 0 | 0 | 0 | 0 | 2006 Qtr 1: 0; 2006 Qtr 2: 0; 2006 Qtr 3: 0; 2006 Qtr 4: 0; 2007 Qtr 1: 0; 2007 Qtr 2: 0; 2007 Qtr 3: 0; 2007 Qtr 4: 34.5725; 2008 Qtr 1: 0; 2008 Qtr 2: 0; 2008 Qtr 3: 0; 2008 Qtr 4: 0 | 34.5725
0 | 234331-Premium T8 with T12 40 Watt Baseline - Tr2 |  | 7 | Commercial | 01-ALC-AllCommercial-IntLight | 0 |  |  |  |  | 13.9591 | 9.8923 | 0 | 0 | 0 | 4.0668 | 33.1627 |  | kWh | 0.010675 | -0.05431 | Commercial |  | Annual | [5 empty] | 11 | 0.96 |  |  |  | 0 | 0 | 69.145 | 0 | 0 | 0 | 0 | 0 | 0 | 0 | 0 | 0 | 2006 Qtr 1: 0; 2006 Qtr 2: 0; 2006 Qtr 3: 0; 2006 Qtr 4: 0; 2007 Qtr 1: 0; 2007 Qtr 2: 0; 2007 Qtr 3: 69.145; 2007 Qtr 4: 0; 2008 Qtr 1: 0; 2008 Qtr 2: 0; 2008 Qtr 3: 0; 2008 Qtr 4: 0 | 69.145
0 | 234331-Premium T8 with T12 40 Watt Baseline - Tr2 |  | 10 | Commercial | 23-RTL-Retail–SingleStorylarge-LIT_INT | 0 |  |  |  |  | 13.9591 | 9.8923 | 0 | 0 | 0 | 4.0668 | 36.7052 |  | kWh | 0.010932 | -0.07933 | Commercial |  | Annual | [5 empty] | 11 | 0.96 |  |  |  | 0 | 0 | 121.9135 | 0 | 0 | 0 | 0 | 0 | 0 | 0 | 0 | 0 | 2006 Qtr 1: 0; 2006 Qtr 2: 0; 2006 Qtr 3: 0; 2006 Qtr 4: 0; 2007 Qtr 1: 0; 2007 Qtr 2: 0; 2007 Qtr 3: 0; 2007 Qtr 4: 121.9135; 2008 Qtr 1: 0; 2008 Qtr 2: 0; 2008 Qtr 3: 0; 2008 Qtr 4: 0 | 121.9135
0 | 234304-Lighting-Remove 4 Ft Lamp (De-Lamp) - Tr2 | COFL00AVDEL01 | 10 | Commercial | 23-RTL-Retail–SingleStorylarge-LIT_INT | 0 |  |  |  |  | 28.2538 | 12.3653 | 0 | 0 | 0 | 15.8885 | 118.2081 |  | kWh | 0.035207 | -0.25548 | Commercial |  | Annual | [5 empty] | 11 | 0.96 |  |  |  | 0 | 0 | 20.0156 | 0 | 0 | 0 | 0 | 0 | 0 | 0 | 0 | 0 | 2006 Qtr 1: 0; 2006 Qtr 2: 0; 2006 Qtr 3: 0; 2006 Qtr 4: 0; 2007 Qtr 1: 0; 2007 Qtr 2: 0; 2007 Qtr 3: 0; 2007 Qtr 4: 20.0156; 2008 Qtr 1: 0; 2008 Qtr 2: 0; 2008 Qtr 3: 0; 2008 Qtr 4: 0 | 20.0156
0 | 234307-Lighting-Remove 8 Ft Lamp (De-Lamp) - Tr2 | CRTL00AVDEL02 | 10 | Commercial | 23-RTL-Retail–SingleStorylarge-LIT_INT | 0 |  |  |  |  | 28.4684 | 16.4871 | 0 | 0 | 0 | 11.9813 | 195.0867 |  | kWh | 0.058105 | -0.42164 | Commercial |  | Annual | [5 empty] | 11 | 0.96 |  |  |  | 0 | 0 | 25.4745 | 0 | 0 | 0 | 0 | 0 | 0 | 0 | 0 | 0 | 2006 Qtr 1: 0; 2006 Qtr 2: 0; 2006 Qtr 3: 0; 2006 Qtr 4: 0; 2007 Qtr 1: 0; 2007 Qtr 2: 0; 2007 Qtr 3: 0; 2007 Qtr 4: 25.4745; 2008 Qtr 1: 0; 2008 Qtr 2: 0; 2008 Qtr 3: 0; 2008 Qtr 4: 0 | 25.4745
0 | 234331-Premium T8 with T12 40 Watt Baseline - Tr2 |  | 7 | Commercial | 01-ALC-AllCommercial-IntLight | 0 |  |  |  |  | 13.9591 | 9.8923 | 0 | 0 | 0 | 4.0668 | 35.8564 |  | kWh | 0.010832 | -0.058721 | Commercial |  | Annual | [5 empty] | 11 | 0.96 |  |  |  | 0 | 0 | 70.9646 | 0 | 0 | 0 | 0 | 0 | 0 | 0 | 0 | 0 | 2006 Qtr 1: 0; 2006 Qtr 2: 0; 2006 Qtr 3: 0; 2006 Qtr 4: 0; 2007 Qtr 1: 0; 2007 Qtr 2: 0; 2007 Qtr 3: 0; 2007 Qtr 4: 70.9646; 2008 Qtr 1: 0; 2008 Qtr 2: 0; 2008 Qtr 3: 0; 2008 Qtr 4: 0 | 70.9646
0 | 234304-Lighting-Remove 4 Ft Lamp (De-Lamp) - Tr2 | COFL00AVDEL01 | 7 | Commercial | 01-ALC-AllCommercial-IntLight | 0 |  |  |  |  | 28.2538 | 12.3653 | 0 | 0 | 0 | 15.8885 | 115.4744 |  | kWh | 0.034885 | -0.18911 | Commercial |  | Annual | [5 empty] | 11 | 0.96 |  |  |  | 0 | 0 | 29.1137 | 0 | 0 | 0 | 0 | 0 | 0 | 0 | 0 | 0 | 2006 Qtr 1: 0; 2006 Qtr 2: 0; 2006 Qtr 3: 0; 2006 Qtr 4: 0; 2007 Qtr 1: 0; 2007 Qtr 2: 0; 2007 Qtr 3: 0; 2007 Qtr 4: 29.1137; 2008 Qtr 1: 0; 2008 Qtr 2: 0; 2008 Qtr 3: 0; 2008 Qtr 4: 0 | 29.1137
0 | 234208-Lighting-8 Ft T-8 with Elec Ballast-Tr2 |  | 7 | Commercial | 01-ALC-AllCommercial-IntLight | 0 |  |  |  |  | 35.7165 | 16.4871 | 0 | 0 | 0 | 19.2294 | 29.0804 |  | kWh | 0.0087852 | -0.047624 | Commercial |  | Annual | [5 empty] | 11 | 0.96 |  |  |  | 0 | 0 | 3.6392 | 0 | 0 | 0 | 0 | 0 | 0 | 0 | 0 | 0 | 2006 Qtr 1: 0; 2006 Qtr 2: 0; 2006 Qtr 3: 0; 2006 Qtr 4: 0; 2007 Qtr 1: 0; 2007 Qtr 2: 0; 2007 Qtr 3: 0; 2007 Qtr 4: 3.6392; 2008 Qtr 1: 0; 2008 Qtr 2: 0; 2008 Qtr 3: 0; 2008 Qtr 4: 0 | 3.6392
0 | 234307-Lighting-Remove 8 Ft Lamp (De-Lamp) - Tr2 | CRTL00AVDEL02 | 7 | Commercial | 01-ALC-AllCommercial-IntLight | 0 |  |  |  |  | 28.4684 | 16.4871 | 0 | 0 | 0 | 11.9813 | 190.5751 |  | kWh | 0.057573 | -0.3121 | Commercial |  | Annual | [5 empty] | 11 | 0.96 |  |  |  | 0 | 0 | 28.2039 | 0 | 0 | 0 | 0 | 0 | 0 | 0 | 0 | 0 | 2006 Qtr 1: 0; 2006 Qtr 2: 0; 2006 Qtr 3: 0; 2006 Qtr 4: 0; 2007 Qtr 1: 0; 2007 Qtr 2: 0; 2007 Qtr 3: 0; 2007 Qtr 4: 28.2039; 2008 Qtr 1: 0; 2008 Qtr 2: 0; 2008 Qtr 3: 0; 2008 Qtr 4: 0 | 28.2039
0 | 234332-Premium T8 with T12 40 Watt Baseline - Tr3 |  | 7 | Commercial | 01-ALC-AllCommercial-IntLight | 0 |  |  |  |  | 13.9591 | 7.1444 | 0 | 0 | 0 | 6.8147 | 36.0426 |  | kWh | 0.011584 | -0.059026 | Commercial |  | Annual | [5 empty] | 11 | 0.96 |  |  |  | 0 | 0 | 23.6549 | 0 | 0 | 0 | 0 | 0 | 0 | 0 | 0 | 0 | 2006 Qtr 1: 0; 2006 Qtr 2: 0; 2006 Qtr 3: 0; 2006 Qtr 4: 0; 2007 Qtr 1: 0; 2007 Qtr 2: 0; 2007 Qtr 3: 0; 2007 Qtr 4: 23.6549; 2008 Qtr 1: 0; 2008 Qtr 2: 0; 2008 Qtr 3: 0; 2008 Qtr 4: 0 | 23.6549
0 | 234305-Lighting-Remove 4 Ft Lamp (De-Lamp) - Tr3 | COFL00AVDEL01 | 7 | Commercial | 01-ALC-AllCommercial-IntLight | 0 |  |  |  |  | 28.2538 | 8.7931 | 0 | 0 | 0 | 19.4607 | 128.1864 |  | kWh | 0.0412 | -0.20993 | Commercial |  | Annual | [5 empty] | 11 | 0.96 |  |  |  | 0 | 0 | 10.9176 | 0 | 0 | 0 | 0 | 0 | 0 | 0 | 0 | 0 | 2006 Qtr 1: 0; 2006 Qtr 2: 0; 2006 Qtr 3: 0; 2006 Qtr 4: 0; 2007 Qtr 1: 0; 2007 Qtr 2: 0; 2007 Qtr 3: 0; 2007 Qtr 4: 10.9176; 2008 Qtr 1: 0; 2008 Qtr 2: 0; 2008 Qtr 3: 0; 2008 Qtr 4: 0 | 10.9176
0 | 234308-Lighting-Remove 8 Ft Lamp (De-Lamp) - Tr3 | CRTL00AVDEL02 | 7 | Commercial | 01-ALC-AllCommercial-IntLight | 0 |  |  |  |  | 28.4737 | 11.8158 | 0 | 0 | 0 | 16.6579 | 211.5545 |  | kWh | 0.067995 | -0.34646 | Commercial |  | Annual | [5 empty] | 11 | 0.96 |  |  |  | 0 | 0 | 6.3686 | 0 | 0 | 0 | 0 | 0 | 0 | 0 | 0 | 0 | 2006 Qtr 1: 0; 2006 Qtr 2: 0; 2006 Qtr 3: 0; 2006 Qtr 4: 0; 2007 Qtr 1: 0; 2007 Qtr 2: 0; 2007 Qtr 3: 0; 2007 Qtr 4: 6.3686; 2008 Qtr 1: 0; 2008 Qtr 2: 0; 2008 Qtr 3: 0; 2008 Qtr 4: 0 | 6.3686
0 | 234331-Premium T8 with T12 40 Watt Baseline - Tr2 |  | 7 | Commercial | 01-ALC-AllCommercial-IntLight | 0 |  |  |  |  | 13.9591 | 9.8923 | 0 | 0 | 0 | 4.0668 | 39.8036 |  | kWh | 0.012793 | -0.065186 | Commercial |  | Annual | [5 empty] | 11 | 0.96 |  |  |  | 0 | 0 | 141.9291 | 0 | 0 | 0 | 0 | 0 | 0 | 0 | 0 | 0 | 2006 Qtr 1: 0; 2006 Qtr 2: 0; 2006 Qtr 3: 0; 2006 Qtr 4: 0; 2007 Qtr 1: 0; 2007 Qtr 2: 0; 2007 Qtr 3: 0; 2007 Qtr 4: 141.9291; 2008 Qtr 1: 0; 2008 Qtr 2: 0; 2008 Qtr 3: 0; 2008 Qtr 4: 0 | 141.9291
0 | 234307-Lighting-Remove 8 Ft Lamp (De-Lamp) - Tr2 | CRTL00AVDEL02 | 7 | Commercial | 01-ALC-AllCommercial-IntLight | 0 |  |  |  |  | 28.4684 | 16.4871 | 0 | 0 | 0 | 11.9813 | 211.5545 |  | kWh | 0.067995 | -0.34646 | Commercial |  | Annual | [5 empty] | 11 | 0.96 |  |  |  | 0 | 0 | 70.9646 | 0 | 0 | 0 | 0 | 0 | 0 | 0 | 0 | 0 | 2006 Qtr 1: 0; 2006 Qtr 2: 0; 2006 Qtr 3: 0; 2006 Qtr 4: 0; 2007 Qtr 1: 0; 2007 Qtr 2: 0; 2007 Qtr 3: 0; 2007 Qtr 4: 70.9646; 2008 Qtr 1: 0; 2008 Qtr 2: 0; 2008 Qtr 3: 0; 2008 Qtr 4: 0 | 70.9646
0 | 234331-Premium T8 with T12 40 Watt Baseline - Tr2 |  | 10 | Commercial | 01-ALC-AllCommercial-IntLight | 0 |  |  |  |  | 13.9591 | 9.8923 | 0 | 0 | 0 | 4.0668 | 35.8564 |  | kWh | 0.010832 | -0.058721 | Commercial |  | Annual | [5 empty] | 11 | 0.96 |  |  |  | 0 | 0 | 38.2117 | 0 | 0 | 0 | 0 | 0 | 0 | 0 | 0 | 0 | 2006 Qtr 1: 0; 2006 Qtr 2: 0; 2006 Qtr 3: 0; 2006 Qtr 4: 0; 2007 Qtr 1: 0; 2007 Qtr 2: 0; 2007 Qtr 3: 0; 2007 Qtr 4: 38.2117; 2008 Qtr 1: 0; 2008 Qtr 2: 0; 2008 Qtr 3: 0; 2008 Qtr 4: 0 | 38.2117
0 | 234307-Lighting-Remove 8 Ft Lamp (De-Lamp) - Tr2 | CRTL00AVDEL02 | 10 | Commercial | 01-ALC-AllCommercial-IntLight | 0 |  |  |  |  | 28.4684 | 16.4871 | 0 | 0 | 0 | 11.9813 | 190.5751 |  | kWh | 0.057573 | -0.3121 | Commercial |  | Annual | [5 empty] | 11 | 0.96 |  |  |  | 0 | 0 | 19.1058 | 0 | 0 | 0 | 0 | 0 | 0 | 0 | 0 | 0 | 2006 Qtr 1: 0; 2006 Qtr 2: 0; 2006 Qtr 3: 0; 2006 Qtr 4: 0; 2007 Qtr 1: 0; 2007 Qtr 2: 0; 2007 Qtr 3: 0; 2007 Qtr 4: 19.1058; 2008 Qtr 1: 0; 2008 Qtr 2: 0; 2008 Qtr 3: 0; 2008 Qtr 4: 0 | 19.1058
0 | 234331-Premium T8 with T12 40 Watt Baseline - Tr2 |  | 10 | Commercial | 01-ALC-AllCommercial-IntLight | 0 |  |  |  |  | 13.9591 | 9.8923 | 0 | 0 | 0 | 4.0668 | 35.8564 |  | kWh | 0.010832 | -0.058721 | Commercial |  | Annual | [5 empty] | 11 | 0.96 |  |  |  | 0 | 0 | 94.6194 | 0 | 0 | 0 | 0 | 0 | 0 | 0 | 0 | 0 | 2006 Qtr 1: 0; 2006 Qtr 2: 0; 2006 Qtr 3: 0; 2006 Qtr 4: 0; 2007 Qtr 1: 0; 2007 Qtr 2: 0; 2007 Qtr 3: 0; 2007 Qtr 4: 94.6194; 2008 Qtr 1: 0; 2008 Qtr 2: 0; 2008 Qtr 3: 0; 2008 Qtr 4: 0 | 94.6194
0 | 234307-Lighting-Remove 8 Ft Lamp (De-Lamp) - Tr2 | CRTL00AVDEL02 | 10 | Commercial | 01-ALC-AllCommercial-IntLight | 0 |  |  |  |  | 28.4684 | 16.4871 | 0 | 0 | 0 | 11.9813 | 190.5751 |  | kWh | 0.057573 | -0.3121 | Commercial |  | Annual | [5 empty] | 11 | 0.96 |  |  |  | 0 | 0 | 23.6549 | 0 | 0 | 0 | 0 | 0 | 0 | 0 | 0 | 0 | 2006 Qtr 1: 0; 2006 Qtr 2: 0; 2006 Qtr 3: 0; 2006 Qtr 4: 0; 2007 Qtr 1: 0; 2007 Qtr 2: 0; 2007 Qtr 3: 0; 2007 Qtr 4: 23.6549; 2008 Qtr 1: 0; 2008 Qtr 2: 0; 2008 Qtr 3: 0; 2008 Qtr 4: 0 | 23.6549
0 | 234330-Premium T8 with T12 40 Watt Baseline - Tr1 |  | 7 | Commercial | 01-ALC-AllCommercial-IntLight | 0 |  |  |  |  | 13.9589 | 13.1897 | 0 | 0 | 0 | 0.76922 | 65.4159 |  | kWh | 0.012906 | -0.10713 | Commercial |  | Annual | [5 empty] | 11 | 0.96 |  |  |  | 0 | 0 | 98.2586 | 0 | 0 | 0 | 0 | 0 | 0 | 0 | 0 | 0 | 2006 Qtr 1: 0; 2006 Qtr 2: 0; 2006 Qtr 3: 0; 2006 Qtr 4: 0; 2007 Qtr 1: 0; 2007 Qtr 2: 0; 2007 Qtr 3: 0; 2007 Qtr 4: 98.2586; 2008 Qtr 1: 0; 2008 Qtr 2: 0; 2008 Qtr 3: 0; 2008 Qtr 4: 0 | 98.2586
0 | 234331-Premium T8 with T12 40 Watt Baseline - Tr2 |  | 7 | Commercial | 01-ALC-AllCommercial-IntLight | 0 |  |  |  |  | 13.9591 | 9.8923 | 0 | 0 | 0 | 4.0668 | 35.8564 |  | kWh | 0.010832 | -0.058721 | Commercial |  | Annual | [5 empty] | 11 | 0.96 |  |  |  | 0 | 0 | 27.2941 | 0 | 0 | 0 | 0 | 0 | 0 | 0 | 0 | 0 | 2006 Qtr 1: 0; 2006 Qtr 2: 0; 2006 Qtr 3: 0; 2006 Qtr 4: 0; 2007 Qtr 1: 0; 2007 Qtr 2: 0; 2007 Qtr 3: 0; 2007 Qtr 4: 27.2941; 2008 Qtr 1: 0; 2008 Qtr 2: 0; 2008 Qtr 3: 0; 2008 Qtr 4: 0 | 27.2941
0 | 234304-Lighting-Remove 4 Ft Lamp (De-Lamp) - Tr2 | COFL00AVDEL01 | 7 | Commercial | 01-ALC-AllCommercial-IntLight | 0 |  |  |  |  | 28.2538 | 12.3653 | 0 | 0 | 0 | 15.8885 | 115.4744 |  | kWh | 0.034885 | -0.18911 | Commercial |  | Annual | [5 empty] | 11 | 0.96 |  |  |  | 0 | 0 | 7.2784 | 0 | 0 | 0 | 0 | 0 | 0 | 0 | 0 | 0 | 2006 Qtr 1: 0; 2006 Qtr 2: 0; 2006 Qtr 3: 0; 2006 Qtr 4: 0; 2007 Qtr 1: 0; 2007 Qtr 2: 0; 2007 Qtr 3: 0; 2007 Qtr 4: 7.2784; 2008 Qtr 1: 0; 2008 Qtr 2: 0; 2008 Qtr 3: 0; 2008 Qtr 4: 0 | 7.2784
0 | 234307-Lighting-Remove 8 Ft Lamp (De-Lamp) - Tr2 | CRTL00AVDEL02 | 7 | Commercial | 01-ALC-AllCommercial-IntLight | 0 |  |  |  |  | 28.4684 | 16.4871 | 0 | 0 | 0 | 11.9813 | 190.5751 |  | kWh | 0.057573 | -0.3121 | Commercial |  | Annual | [5 empty] | 11 | 0.96 |  |  |  | 0 | 0 | 10.0078 | 0 | 0 | 0 | 0 | 0 | 0 | 0 | 0 | 0 | 2006 Qtr 1: 0; 2006 Qtr 2: 0; 2006 Qtr 3: 0; 2006 Qtr 4: 0; 2007 Qtr 1: 0; 2007 Qtr 2: 0; 2007 Qtr 3: 0; 2007 Qtr 4: 10.0078; 2008 Qtr 1: 0; 2008 Qtr 2: 0; 2008 Qtr 3: 0; 2008 Qtr 4: 0 | 10.0078
0 | 234330-Premium T8 with T12 40 Watt Baseline - Tr1 |  | 7 | Commercial | 01-ALC-AllCommercial-IntLight | 0 |  |  |  |  | 13.9589 | 13.1897 | 0 | 0 | 0 | 0.76922 | 65.4159 |  | kWh | 0.012906 | -0.10713 | Commercial |  | Annual | [5 empty] | 11 | 0.96 |  |  |  | 0 | 0 | 50.9489 | 0 | 0 | 0 | 0 | 0 | 0 | 0 | 0 | 0 | 2006 Qtr 1: 0; 2006 Qtr 2: 0; 2006 Qtr 3: 0; 2006 Qtr 4: 0; 2007 Qtr 1: 0; 2007 Qtr 2: 0; 2007 Qtr 3: 0; 2007 Qtr 4: 50.9489; 2008 Qtr 1: 0; 2008 Qtr 2: 0; 2008 Qtr 3: 0; 2008 Qtr 4: 0 | 50.9489
0 | 234330-Premium T8 with T12 40 Watt Baseline - Tr1 |  | 10 | Commercial | 01-ALC-AllCommercial-IntLight | 0 |  |  |  |  | 13.9589 | 13.1897 | 0 | 0 | 0 | 0.76922 | 34.727 |  | kWh | 0.010491 | -0.056872 | Commercial |  | Annual | [5 empty] | 11 | 0.96 |  |  |  | 0 | 0 | 63.6862 | 0 | 0 | 0 | 0 | 0 | 0 | 0 | 0 | 0 | 2006 Qtr 1: 0; 2006 Qtr 2: 0; 2006 Qtr 3: 0; 2006 Qtr 4: 0; 2007 Qtr 1: 0; 2007 Qtr 2: 0; 2007 Qtr 3: 0; 2007 Qtr 4: 63.6862; 2008 Qtr 1: 0; 2008 Qtr 2: 0; 2008 Qtr 3: 0; 2008 Qtr 4: 0 | 63.6862
0 | 234303-Lighting-Remove 4 Ft Lamp (De-Lamp) - Tr1 | COFL00AVDEL01 | 10 | Commercial | 01-ALC-AllCommercial-IntLight | 0 |  |  |  |  | 28.2518 | 16.4871 | 0 | 0 | 0 | 11.7647 | 115.4744 |  | kWh | 0.034885 | -0.18911 | Commercial |  | Annual | [5 empty] | 11 | 0.96 |  |  |  | 0 | 0 | 1.8196 | 0 | 0 | 0 | 0 | 0 | 0 | 0 | 0 | 0 | 2006 Qtr 1: 0; 2006 Qtr 2: 0; 2006 Qtr 3: 0; 2006 Qtr 4: 0; 2007 Qtr 1: 0; 2007 Qtr 2: 0; 2007 Qtr 3: 0; 2007 Qtr 4: 1.8196; 2008 Qtr 1: 0; 2008 Qtr 2: 0; 2008 Qtr 3: 0; 2008 Qtr 4: 0 | 1.8196
0 | 234330-Premium T8 with T12 40 Watt Baseline - Tr1 |  | 7 | Commercial | 01-ALC-AllCommercial-IntLight | 0 |  |  |  |  | 13.9589 | 13.1897 | 0 | 0 | 0 | 0.76922 | 30.14 |  | kWh | 0.0093405 | -0.04936 | Commercial |  | Annual | [5 empty] | 11 | 0.96 |  |  |  | 0 | 0 | 70.9646 | 0 | 0 | 0 | 0 | 0 | 0 | 0 | 0 | 0 | 2006 Qtr 1: 0; 2006 Qtr 2: 0; 2006 Qtr 3: 0; 2006 Qtr 4: 0; 2007 Qtr 1: 0; 2007 Qtr 2: 0; 2007 Qtr 3: 0; 2007 Qtr 4: 70.9646; 2008 Qtr 1: 0; 2008 Qtr 2: 0; 2008 Qtr 3: 0; 2008 Qtr 4: 0 | 70.9646
0 | 234330-Premium T8 with T12 40 Watt Baseline - Tr1 |  | 7 | Commercial | 01-ALC-AllCommercial-IntLight | 0 |  |  |  |  | 13.9589 | 13.1897 | 0 | 0 | 0 | 0.76922 | 34.727 |  | kWh | 0.010491 | -0.056872 | Commercial |  | Annual | [5 empty] | 11 | 0.96 |  |  |  | 0 | 0 | 29.1137 | 0 | 0 | 0 | 0 | 0 | 0 | 0 | 0 | 0 | 2006 Qtr 1: 0; 2006 Qtr 2: 0; 2006 Qtr 3: 0; 2006 Qtr 4: 0; 2007 Qtr 1: 0; 2007 Qtr 2: 0; 2007 Qtr 3: 0; 2007 Qtr 4: 29.1137; 2008 Qtr 1: 0; 2008 Qtr 2: 0; 2008 Qtr 3: 0; 2008 Qtr 4: 0 | 29.1137
0 | 234330-Premium T8 with T12 40 Watt Baseline - Tr1 |  | 10 | Commercial | 01-ALC-AllCommercial-IntLight | 0 |  |  |  |  | 13.9589 | 13.1897 | 0 | 0 | 0 | 0.76922 | 34.727 |  | kWh | 0.010491 | -0.056872 | Commercial |  | Annual | [5 empty] | 11 | 0.96 |  |  |  | 0 | 0 | 36.3921 | 0 | 0 | 0 | 0 | 0 | 0 | 0 | 0 | 0 | 2006 Qtr 1: 0; 2006 Qtr 2: 0; 2006 Qtr 3: 0; 2006 Qtr 4: 0; 2007 Qtr 1: 0; 2007 Qtr 2: 0; 2007 Qtr 3: 0; 2007 Qtr 4: 36.3921; 2008 Qtr 1: 0; 2008 Qtr 2: 0; 2008 Qtr 3: 0; 2008 Qtr 4: 0 | 36.3921
0 | 234331-Premium T8 with T12 40 Watt Baseline - Tr2 |  | 7 | Commercial | 01-ALC-AllCommercial-IntLight | 0 |  |  |  |  | 13.9591 | 9.8923 | 0 | 0 | 0 | 4.0668 | 39.8036 |  | kWh | 0.012793 | -0.065186 | Commercial |  | Annual | [5 empty] | 11 | 0.96 |  |  |  | 0 | 0 | 3.6392 | 0 | 0 | 0 | 0 | 0 | 0 | 0 | 0 | 0 | 2006 Qtr 1: 0; 2006 Qtr 2: 0; 2006 Qtr 3: 0; 2006 Qtr 4: 0; 2007 Qtr 1: 0; 2007 Qtr 2: 0; 2007 Qtr 3: 0; 2007 Qtr 4: 3.6392; 2008 Qtr 1: 0; 2008 Qtr 2: 0; 2008 Qtr 3: 0; 2008 Qtr 4: 0 | 3.6392
0 | 234307-Lighting-Remove 8 Ft Lamp (De-Lamp) - Tr2 | CRTL00AVDEL02 | 7 | Commercial | 01-ALC-AllCommercial-IntLight | 0 |  |  |  |  | 28.4684 | 16.4871 | 0 | 0 | 0 | 11.9813 | 211.5545 |  | kWh | 0.067995 | -0.34646 | Commercial |  | Annual | [5 empty] | 11 | 0.96 |  |  |  | 0 | 0 | 1.8196 | 0 | 0 | 0 | 0 | 0 | 0 | 0 | 0 | 0 | 2006 Qtr 1: 0; 2006 Qtr 2: 0; 2006 Qtr 3: 0; 2006 Qtr 4: 0; 2007 Qtr 1: 0; 2007 Qtr 2: 0; 2007 Qtr 3: 0; 2007 Qtr 4: 1.8196; 2008 Qtr 1: 0; 2008 Qtr 2: 0; 2008 Qtr 3: 0; 2008 Qtr 4: 0 | 1.8196
0 | 234331-Premium T8 with T12 40 Watt Baseline - Tr2 |  | 10 | Commercial | 01-ALC-AllCommercial-IntLight | 0 |  |  |  |  | 13.9591 | 9.8923 | 0 | 0 | 0 | 4.0668 | 35.8564 |  | kWh | 0.010832 | -0.058721 | Commercial |  | Annual | [5 empty] | 11 | 0.96 |  |  |  | 0 | 0 | 25.4745 | 0 | 0 | 0 | 0 | 0 | 0 | 0 | 0 | 0 | 2006 Qtr 1: 0; 2006 Qtr 2: 0; 2006 Qtr 3: 0; 2006 Qtr 4: 0; 2007 Qtr 1: 0; 2007 Qtr 2: 0; 2007 Qtr 3: 0; 2007 Qtr 4: 25.4745; 2008 Qtr 1: 0; 2008 Qtr 2: 0; 2008 Qtr 3: 0; 2008 Qtr 4: 0 | 25.4745
0 | 234307-Lighting-Remove 8 Ft Lamp (De-Lamp) - Tr2 | CRTL00AVDEL02 | 10 | Commercial | 01-ALC-AllCommercial-IntLight | 0 |  |  |  |  | 28.4684 | 16.4871 | 0 | 0 | 0 | 11.9813 | 190.5751 |  | kWh | 0.057573 | -0.3121 | Commercial |  | Annual | [5 empty] | 11 | 0.96 |  |  |  | 0 | 0 | 12.7372 | 0 | 0 | 0 | 0 | 0 | 0 | 0 | 0 | 0 | 2006 Qtr 1: 0; 2006 Qtr 2: 0; 2006 Qtr 3: 0; 2006 Qtr 4: 0; 2007 Qtr 1: 0; 2007 Qtr 2: 0; 2007 Qtr 3: 0; 2007 Qtr 4: 12.7372; 2008 Qtr 1: 0; 2008 Qtr 2: 0; 2008 Qtr 3: 0; 2008 Qtr 4: 0 | 12.7372
0 | 234331-Premium T8 with T12 40 Watt Baseline - Tr2 |  | 10 | Commercial | 01-ALC-AllCommercial-IntLight | 0 |  |  |  |  | 13.9591 | 9.8923 | 0 | 0 | 0 | 4.0668 | 35.8564 |  | kWh | 0.010832 | -0.058721 | Commercial |  | Annual | [5 empty] | 11 | 0.96 |  |  |  | 0 | 0 | 36.3921 | 0 | 0 | 0 | 0 | 0 | 0 | 0 | 0 | 0 | 2006 Qtr 1: 0; 2006 Qtr 2: 0; 2006 Qtr 3: 0; 2006 Qtr 4: 0; 2007 Qtr 1: 0; 2007 Qtr 2: 0; 2007 Qtr 3: 0; 2007 Qtr 4: 36.3921; 2008 Qtr 1: 0; 2008 Qtr 2: 0; 2008 Qtr 3: 0; 2008 Qtr 4: 0 | 36.3921
0 | 234307-Lighting-Remove 8 Ft Lamp (De-Lamp) - Tr2 | CRTL00AVDEL02 | 10 | Commercial | 01-ALC-AllCommercial-IntLight | 0 |  |  |  |  | 28.4684 | 16.4871 | 0 | 0 | 0 | 11.9813 | 190.5751 |  | kWh | 0.057573 | -0.3121 | Commercial |  | Annual | [5 empty] | 11 | 0.96 |  |  |  | 0 | 0 | 9.098 | 0 | 0 | 0 | 0 | 0 | 0 | 0 | 0 | 0 | 2006 Qtr 1: 0; 2006 Qtr 2: 0; 2006 Qtr 3: 0; 2006 Qtr 4: 0; 2007 Qtr 1: 0; 2007 Qtr 2: 0; 2007 Qtr 3: 0; 2007 Qtr 4: 9.098; 2008 Qtr 1: 0; 2008 Qtr 2: 0; 2008 Qtr 3: 0; 2008 Qtr 4: 0 | 9.098
0 | 234208-Lighting-8 Ft T-8 with Elec Ballast-Tr2 |  | 10 | Commercial | 01-ALC-AllCommercial-IntLight | 0 |  |  |  |  | 35.7165 | 16.4871 | 0 | 0 | 0 | 19.2294 | 29.0804 |  | kWh | 0.0087852 | -0.047624 | Commercial |  | Annual | [5 empty] | 11 | 0.96 |  |  |  | 0 | 0 | 1.8196 | 0 | 0 | 0 | 0 | 0 | 0 | 0 | 0 | 0 | 2006 Qtr 1: 0; 2006 Qtr 2: 0; 2006 Qtr 3: 0; 2006 Qtr 4: 0; 2007 Qtr 1: 0; 2007 Qtr 2: 0; 2007 Qtr 3: 0; 2007 Qtr 4: 1.8196; 2008 Qtr 1: 0; 2008 Qtr 2: 0; 2008 Qtr 3: 0; 2008 Qtr 4: 0 | 1.8196
0 | 234332-Premium T8 with T12 40 Watt Baseline - Tr3 |  | 10 | Commercial | 01-ALC-AllCommercial-IntLight | 0 |  |  |  |  | 13.9591 | 7.1444 | 0 | 0 | 0 | 6.8147 | 32.4684 |  | kWh | 0.0098088 | -0.053173 | Commercial |  | Annual | [5 empty] | 11 | 0.96 |  |  |  | 0 | 0 | 107.3567 | 0 | 0 | 0 | 0 | 0 | 0 | 0 | 0 | 0 | 2006 Qtr 1: 0; 2006 Qtr 2: 0; 2006 Qtr 3: 0; 2006 Qtr 4: 0; 2007 Qtr 1: 0; 2007 Qtr 2: 0; 2007 Qtr 3: 0; 2007 Qtr 4: 107.3567; 2008 Qtr 1: 0; 2008 Qtr 2: 0; 2008 Qtr 3: 0; 2008 Qtr 4: 0 | 107.3567
0 | 234305-Lighting-Remove 4 Ft Lamp (De-Lamp) - Tr3 | COFL00AVDEL01 | 10 | Commercial | 01-ALC-AllCommercial-IntLight | 0 |  |  |  |  | 28.2538 | 8.7931 | 0 | 0 | 0 | 19.4607 | 115.4744 |  | kWh | 0.034885 | -0.18911 | Commercial |  | Annual | [5 empty] | 11 | 0.96 |  |  |  | 0 | 0 | 25.4745 | 0 | 0 | 0 | 0 | 0 | 0 | 0 | 0 | 0 | 2006 Qtr 1: 0; 2006 Qtr 2: 0; 2006 Qtr 3: 0; 2006 Qtr 4: 0; 2007 Qtr 1: 0; 2007 Qtr 2: 0; 2007 Qtr 3: 0; 2007 Qtr 4: 25.4745; 2008 Qtr 1: 0; 2008 Qtr 2: 0; 2008 Qtr 3: 0; 2008 Qtr 4: 0 | 25.4745
0 | 234308-Lighting-Remove 8 Ft Lamp (De-Lamp) - Tr3 | CRTL00AVDEL02 | 10 | Commercial | 01-ALC-AllCommercial-IntLight | 0 |  |  |  |  | 28.4737 | 11.8158 | 0 | 0 | 0 | 16.6579 | 190.5751 |  | kWh | 0.057573 | -0.3121 | Commercial |  | Annual | [5 empty] | 11 | 0.96 |  |  |  | 0 | 0 | 40.9411 | 0 | 0 | 0 | 0 | 0 | 0 | 0 | 0 | 0 | 2006 Qtr 1: 0; 2006 Qtr 2: 0; 2006 Qtr 3: 0; 2006 Qtr 4: 0; 2007 Qtr 1: 0; 2007 Qtr 2: 0; 2007 Qtr 3: 0; 2007 Qtr 4: 40.9411; 2008 Qtr 1: 0; 2008 Qtr 2: 0; 2008 Qtr 3: 0; 2008 Qtr 4: 0 | 40.9411
0 | 234331-Premium T8 with T12 40 Watt Baseline - Tr2 |  | 10 | Commercial | 01-ALC-AllCommercial-IntLight | 0 |  |  |  |  | 13.9591 | 9.8923 | 0 | 0 | 0 | 4.0668 | 35.8564 |  | kWh | 0.010832 | -0.058721 | Commercial |  | Annual | [5 empty] | 11 | 0.96 |  |  |  | 0 | 0 | 25.4745 | 0 | 0 | 0 | 0 | 0 | 0 | 0 | 0 | 0 | 2006 Qtr 1: 0; 2006 Qtr 2: 0; 2006 Qtr 3: 0; 2006 Qtr 4: 0; 2007 Qtr 1: 0; 2007 Qtr 2: 0; 2007 Qtr 3: 0; 2007 Qtr 4: 25.4745; 2008 Qtr 1: 0; 2008 Qtr 2: 0; 2008 Qtr 3: 0; 2008 Qtr 4: 0 | 25.4745
0 | 234307-Lighting-Remove 8 Ft Lamp (De-Lamp) - Tr2 | CRTL00AVDEL02 | 10 | Commercial | 01-ALC-AllCommercial-IntLight | 0 |  |  |  |  | 28.4684 | 16.4871 | 0 | 0 | 0 | 11.9813 | 190.5751 |  | kWh | 0.057573 | -0.3121 | Commercial |  | Annual | [5 empty] | 11 | 0.96 |  |  |  | 0 | 0 | 6.3686 | 0 | 0 | 0 | 0 | 0 | 0 | 0 | 0 | 0 | 2006 Qtr 1: 0; 2006 Qtr 2: 0; 2006 Qtr 3: 0; 2006 Qtr 4: 0; 2007 Qtr 1: 0; 2007 Qtr 2: 0; 2007 Qtr 3: 0; 2007 Qtr 4: 6.3686; 2008 Qtr 1: 0; 2008 Qtr 2: 0; 2008 Qtr 3: 0; 2008 Qtr 4: 0 | 6.3686
0 | 234331-Premium T8 with T12 40 Watt Baseline - Tr2 |  | 7 | Commercial | 01-ALC-AllCommercial-IntLight | 0 |  |  |  |  | 13.9591 | 9.8923 | 0 | 0 | 0 | 4.0668 | 30.7912 |  | kWh | 0.011091 | -0.11995 | Commercial |  | Annual | [5 empty] | 11 | 0.96 |  |  |  | 0 | 0 | 14.5568 | 0 | 0 | 0 | 0 | 0 | 0 | 0 | 0 | 0 | 2006 Qtr 1: 0; 2006 Qtr 2: 0; 2006 Qtr 3: 0; 2006 Qtr 4: 0; 2007 Qtr 1: 0; 2007 Qtr 2: 0; 2007 Qtr 3: 0; 2007 Qtr 4: 14.5568; 2008 Qtr 1: 0; 2008 Qtr 2: 0; 2008 Qtr 3: 0; 2008 Qtr 4: 0 | 14.5568
0 | 234304-Lighting-Remove 4 Ft Lamp (De-Lamp) - Tr2 | COFL00AVDEL01 | 7 | Commercial | 01-ALC-AllCommercial-IntLight | 0 |  |  |  |  | 28.2538 | 12.3653 | 0 | 0 | 0 | 15.8885 | 99.1621 |  | kWh | 0.035719 | -0.3863 | Commercial |  | Annual | [5 empty] | 11 | 0.96 |  |  |  | 0 | 0 | 7.2784 | 0 | 0 | 0 | 0 | 0 | 0 | 0 | 0 | 0 | 2006 Qtr 1: 0; 2006 Qtr 2: 0; 2006 Qtr 3: 0; 2006 Qtr 4: 0; 2007 Qtr 1: 0; 2007 Qtr 2: 0; 2007 Qtr 3: 0; 2007 Qtr 4: 7.2784; 2008 Qtr 1: 0; 2008 Qtr 2: 0; 2008 Qtr 3: 0; 2008 Qtr 4: 0 | 7.2784
0 | 234331-Premium T8 with T12 40 Watt Baseline - Tr2 |  | 7 | Commercial | 01-ALC-AllCommercial-IntLight | 0 |  |  |  |  | 13.9591 | 9.8923 | 0 | 0 | 0 | 4.0668 | 30.7912 |  | kWh | 0.011091 | -0.11995 | Commercial |  | Annual | [5 empty] | 11 | 0.96 |  |  |  | 0 | 0 | 23.6549 | 0 | 0 | 0 | 0 | 0 | 0 | 0 | 0 | 0 | 2006 Qtr 1: 0; 2006 Qtr 2: 0; 2006 Qtr 3: 0; 2006 Qtr 4: 0; 2007 Qtr 1: 0; 2007 Qtr 2: 0; 2007 Qtr 3: 0; 2007 Qtr 4: 23.6549; 2008 Qtr 1: 0; 2008 Qtr 2: 0; 2008 Qtr 3: 0; 2008 Qtr 4: 0 | 23.6549
0 | 234304-Lighting-Remove 4 Ft Lamp (De-Lamp) - Tr2 | COFL00AVDEL01 | 7 | Commercial | 01-ALC-AllCommercial-IntLight | 0 |  |  |  |  | 28.2538 | 12.3653 | 0 | 0 | 0 | 15.8885 | 99.1621 |  | kWh | 0.035719 | -0.3863 | Commercial |  | Annual | [5 empty] | 11 | 0.96 |  |  |  | 0 | 0 | 11.8274 | 0 | 0 | 0 | 0 | 0 | 0 | 0 | 0 | 0 | 2006 Qtr 1: 0; 2006 Qtr 2: 0; 2006 Qtr 3: 0; 2006 Qtr 4: 0; 2007 Qtr 1: 0; 2007 Qtr 2: 0; 2007 Qtr 3: 0; 2007 Qtr 4: 11.8274; 2008 Qtr 1: 0; 2008 Qtr 2: 0; 2008 Qtr 3: 0; 2008 Qtr 4: 0 | 11.8274
0 | 234364-Lighting-IntrHiByLnrFlscntFxt360wrplc400w(TrII)Tr2 |  | 7 | Commercial | 01-ALC-AllCommercial-IntLight | 0 |  |  |  |  | 369.2171 | 43.0753 | 0 | 0 | 0 | 326.1417 | 698.8664 |  | kWh | 0.16909 | -2.7225 | Commercial |  | Annual | [5 empty] | 11 | 0.96 |  |  |  | 0 | 0 | 4.8752 | 0 | 0 | 0 | 0 | 0 | 0 | 0 | 0 | 0 | 2006 Qtr 1: 0; 2006 Qtr 2: 0; 2006 Qtr 3: 0; 2006 Qtr 4: 0; 2007 Qtr 1: 0; 2007 Qtr 2: 0; 2007 Qtr 3: 0; 2007 Qtr 4: 4.8752; 2008 Qtr 1: 0; 2008 Qtr 2: 0; 2008 Qtr 3: 0; 2008 Qtr 4: 0 | 4.8752
0 | 234331-Premium T8 with T12 40 Watt Baseline - Tr2 |  | 7 | Commercial | 14-MLI-Manufacturing–LightIndustry-LIGHT | 0 |  |  |  |  | 13.9591 | 9.8923 | 0 | 0 | 0 | 4.0668 | 31.1146 |  | kWh | 0.0096152 | -0.040228 | Commercial |  | Annual | [5 empty] | 11 | 0.96 |  |  |  | 0 | 0 | 94.6194 | 0 | 0 | 0 | 0 | 0 | 0 | 0 | 0 | 0 | 2006 Qtr 1: 0; 2006 Qtr 2: 0; 2006 Qtr 3: 0; 2006 Qtr 4: 0; 2007 Qtr 1: 0; 2007 Qtr 2: 0; 2007 Qtr 3: 0; 2007 Qtr 4: 94.6194; 2008 Qtr 1: 0; 2008 Qtr 2: 0; 2008 Qtr 3: 0; 2008 Qtr 4: 0 | 94.6194
0 | 234304-Lighting-Remove 4 Ft Lamp (De-Lamp) - Tr2 | COFL00AVDEL01 | 7 | Commercial | 14-MLI-Manufacturing–LightIndustry-LIGHT | 0 |  |  |  |  | 28.2538 | 12.3653 | 0 | 0 | 0 | 15.8885 | 100.2037 |  | kWh | 0.030965 | -0.12955 | Commercial |  | Annual | [5 empty] | 11 | 0.96 |  |  |  | 0 | 0 | 90.9802 | 0 | 0 | 0 | 0 | 0 | 0 | 0 | 0 | 0 | 2006 Qtr 1: 0; 2006 Qtr 2: 0; 2006 Qtr 3: 0; 2006 Qtr 4: 0; 2007 Qtr 1: 0; 2007 Qtr 2: 0; 2007 Qtr 3: 0; 2007 Qtr 4: 90.9802; 2008 Qtr 1: 0; 2008 Qtr 2: 0; 2008 Qtr 3: 0; 2008 Qtr 4: 0 | 90.9802
0 | 234049-Lighting-LED Exit Sign New Sign | CALC00AVETS01 | 7 | Commercial | 02-ASM-Assembly-Exit | 0 |  |  |  |  | 65.3696 | 45 | 0 | 0 | 0 | 20.3696 | 351.311 |  | kWh | 0 | 0 | Commercial |  | Annual | [5 empty] | 16 | 0.96 |  |  |  | 0 | 0 | 1 | 0 | 0 | 0 | 0 | 0 | 0 | 0 | 0 | 0 | 2006 Qtr 1: 0; 2006 Qtr 2: 0; 2006 Qtr 3: 0; 2006 Qtr 4: 0; 2007 Qtr 1: 0; 2007 Qtr 2: 0; 2007 Qtr 3: 0; 2007 Qtr 4: 1; 2008 Qtr 1: 0; 2008 Qtr 2: 0; 2008 Qtr 3: 0; 2008 Qtr 4: 0 | 1
0 | 234176-Food Service - Ice Machine Air-Cooled 301-400 |  | 7 | Commercial | 01-ALC-AllCommercial-Refrig | 0 |  |  |  |  | 559 | 600 | 0 | 0 | 0 | -41 | 1660.75 |  | kWh | 0.18958 | 0 | Commercial |  | Annual | [5 empty] | 12 | 0.96 |  |  |  | 0 | 0 | 1 | 0 | 0 | 0 | 0 | 0 | 0 | 0 | 0 | 0 | 2006 Qtr 1: 0; 2006 Qtr 2: 0; 2006 Qtr 3: 0; 2006 Qtr 4: 0; 2007 Qtr 1: 0; 2007 Qtr 2: 0; 2007 Qtr 3: 0; 2007 Qtr 4: 1; 2008 Qtr 1: 0; 2008 Qtr 2: 0; 2008 Qtr 3: 0; 2008 Qtr 4: 0 | 1
0 | 234331-Premium T8 with T12 40 Watt Baseline - Tr2 |  | 7 | Commercial | 01-ALC-AllCommercial-IntLight | 0 |  |  |  |  | 13.9591 | 9.8923 | 0 | 0 | 0 | 4.0668 | 39.8036 |  | kWh | 0.012793 | -0.065186 | Commercial |  | Annual | [5 empty] | 11 | 0.96 |  |  |  | 0 | 0 | 58.2273 | 0 | 0 | 0 | 0 | 0 | 0 | 0 | 0 | 0 | 2006 Qtr 1: 0; 2006 Qtr 2: 0; 2006 Qtr 3: 0; 2006 Qtr 4: 0; 2007 Qtr 1: 0; 2007 Qtr 2: 0; 2007 Qtr 3: 0; 2007 Qtr 4: 58.2273; 2008 Qtr 1: 0; 2008 Qtr 2: 0; 2008 Qtr 3: 0; 2008 Qtr 4: 0 | 58.2273
0 | 234304-Lighting-Remove 4 Ft Lamp (De-Lamp) - Tr2 | COFL00AVDEL01 | 7 | Commercial | 01-ALC-AllCommercial-IntLight | 0 |  |  |  |  | 28.2538 | 12.3653 | 0 | 0 | 0 | 15.8885 | 128.1864 |  | kWh | 0.0412 | -0.20993 | Commercial |  | Annual | [5 empty] | 11 | 0.96 |  |  |  | 0 | 0 | 9.098 | 0 | 0 | 0 | 0 | 0 | 0 | 0 | 0 | 0 | 2006 Qtr 1: 0; 2006 Qtr 2: 0; 2006 Qtr 3: 0; 2006 Qtr 4: 0; 2007 Qtr 1: 0; 2007 Qtr 2: 0; 2007 Qtr 3: 0; 2007 Qtr 4: 9.098; 2008 Qtr 1: 0; 2008 Qtr 2: 0; 2008 Qtr 3: 0; 2008 Qtr 4: 0 | 9.098
0 | 234307-Lighting-Remove 8 Ft Lamp (De-Lamp) - Tr2 | CRTL00AVDEL02 | 7 | Commercial | 01-ALC-AllCommercial-IntLight | 0 |  |  |  |  | 28.4684 | 16.4871 | 0 | 0 | 0 | 11.9813 | 211.5545 |  | kWh | 0.067995 | -0.34646 | Commercial |  | Annual | [5 empty] | 11 | 0.96 |  |  |  | 0 | 0 | 20.9254 | 0 | 0 | 0 | 0 | 0 | 0 | 0 | 0 | 0 | 2006 Qtr 1: 0; 2006 Qtr 2: 0; 2006 Qtr 3: 0; 2006 Qtr 4: 0; 2007 Qtr 1: 0; 2007 Qtr 2: 0; 2007 Qtr 3: 0; 2007 Qtr 4: 20.9254; 2008 Qtr 1: 0; 2008 Qtr 2: 0; 2008 Qtr 3: 0; 2008 Qtr 4: 0 | 20.9254
0 | 234331-Premium T8 with T12 40 Watt Baseline - Tr2 |  | 10 | Commercial | 01-ALC-AllCommercial-IntLight | 0 |  |  |  |  | 13.9591 | 9.8923 | 0 | 0 | 0 | 4.0668 | 33.1627 |  | kWh | 0.010675 | -0.05431 | Commercial |  | Annual | [5 empty] | 11 | 0.96 |  |  |  | 0 | 0 | 149.2076 | 0 | 0 | 0 | 0 | 0 | 0 | 0 | 0 | 0 | 2006 Qtr 1: 0; 2006 Qtr 2: 0; 2006 Qtr 3: 0; 2006 Qtr 4: 0; 2007 Qtr 1: 0; 2007 Qtr 2: 0; 2007 Qtr 3: 0; 2007 Qtr 4: 149.2076; 2008 Qtr 1: 0; 2008 Qtr 2: 0; 2008 Qtr 3: 0; 2008 Qtr 4: 0 | 149.2076
0 | 234304-Lighting-Remove 4 Ft Lamp (De-Lamp) - Tr2 | COFL00AVDEL01 | 10 | Commercial | 01-ALC-AllCommercial-IntLight | 0 |  |  |  |  | 28.2538 | 12.3653 | 0 | 0 | 0 | 15.8885 | 106.7995 |  | kWh | 0.03438 | -0.1749 | Commercial |  | Annual | [5 empty] | 11 | 0.96 |  |  |  | 0 | 0 | 52.7685 | 0 | 0 | 0 | 0 | 0 | 0 | 0 | 0 | 0 | 2006 Qtr 1: 0; 2006 Qtr 2: 0; 2006 Qtr 3: 0; 2006 Qtr 4: 0; 2007 Qtr 1: 0; 2007 Qtr 2: 0; 2007 Qtr 3: 0; 2007 Qtr 4: 52.7685; 2008 Qtr 1: 0; 2008 Qtr 2: 0; 2008 Qtr 3: 0; 2008 Qtr 4: 0 | 52.7685
0 | 234307-Lighting-Remove 8 Ft Lamp (De-Lamp) - Tr2 | CRTL00AVDEL02 | 10 | Commercial | 01-ALC-AllCommercial-IntLight | 0 |  |  |  |  | 28.4684 | 16.4871 | 0 | 0 | 0 | 11.9813 | 176.2583 |  | kWh | 0.056739 | -0.28865 | Commercial |  | Annual | [5 empty] | 11 | 0.96 |  |  |  | 0 | 0 | 48.2195 | 0 | 0 | 0 | 0 | 0 | 0 | 0 | 0 | 0 | 2006 Qtr 1: 0; 2006 Qtr 2: 0; 2006 Qtr 3: 0; 2006 Qtr 4: 0; 2007 Qtr 1: 0; 2007 Qtr 2: 0; 2007 Qtr 3: 0; 2007 Qtr 4: 48.2195; 2008 Qtr 1: 0; 2008 Qtr 2: 0; 2008 Qtr 3: 0; 2008 Qtr 4: 0 | 48.2195
0 | 234331-Premium T8 with T12 40 Watt Baseline - Tr2 |  | 10 | Commercial | 01-ALC-AllCommercial-IntLight | 0 |  |  |  |  | 13.9591 | 9.8923 | 0 | 0 | 0 | 4.0668 | 33.1627 |  | kWh | 0.010675 | -0.05431 | Commercial |  | Annual | [5 empty] | 11 | 0.96 |  |  |  | 0 | 0 | 14.5568 | 0 | 0 | 0 | 0 | 0 | 0 | 0 | 0 | 0 | 2006 Qtr 1: 0; 2006 Qtr 2: 0; 2006 Qtr 3: 0; 2006 Qtr 4: 0; 2007 Qtr 1: 0; 2007 Qtr 2: 0; 2007 Qtr 3: 0; 2007 Qtr 4: 14.5568; 2008 Qtr 1: 0; 2008 Qtr 2: 0; 2008 Qtr 3: 0; 2008 Qtr 4: 0 | 14.5568
0 | 234307-Lighting-Remove 8 Ft Lamp (De-Lamp) - Tr2 | CRTL00AVDEL02 | 10 | Commercial | 01-ALC-AllCommercial-IntLight | 0 |  |  |  |  | 28.4684 | 16.4871 | 0 | 0 | 0 | 11.9813 | 176.2583 |  | kWh | 0.056739 | -0.28865 | Commercial |  | Annual | [5 empty] | 11 | 0.96 |  |  |  | 0 | 0 | 7.2784 | 0 | 0 | 0 | 0 | 0 | 0 | 0 | 0 | 0 | 2006 Qtr 1: 0; 2006 Qtr 2: 0; 2006 Qtr 3: 0; 2006 Qtr 4: 0; 2007 Qtr 1: 0; 2007 Qtr 2: 0; 2007 Qtr 3: 0; 2007 Qtr 4: 7.2784; 2008 Qtr 1: 0; 2008 Qtr 2: 0; 2008 Qtr 3: 0; 2008 Qtr 4: 0 | 7.2784
0 | 234331-Premium T8 with T12 40 Watt Baseline - Tr2 |  | 7 | Commercial | 01-ALC-AllCommercial-IntLight | 0 |  |  |  |  | 13.9591 | 9.8923 | 0 | 0 | 0 | 4.0668 | 39.8036 |  | kWh | 0.012793 | -0.065186 | Commercial |  | Annual | [5 empty] | 11 | 0.96 |  |  |  | 0 | 0 | 107.3567 | 0 | 0 | 0 | 0 | 0 | 0 | 0 | 0 | 0 | 2006 Qtr 1: 0; 2006 Qtr 2: 0; 2006 Qtr 3: 0; 2006 Qtr 4: 0; 2007 Qtr 1: 0; 2007 Qtr 2: 0; 2007 Qtr 3: 0; 2007 Qtr 4: 107.3567; 2008 Qtr 1: 0; 2008 Qtr 2: 0; 2008 Qtr 3: 0; 2008 Qtr 4: 0 | 107.3567
0 | 234304-Lighting-Remove 4 Ft Lamp (De-Lamp) - Tr2 | COFL00AVDEL01 | 7 | Commercial | 01-ALC-AllCommercial-IntLight | 0 |  |  |  |  | 28.2538 | 12.3653 | 0 | 0 | 0 | 15.8885 | 128.1864 |  | kWh | 0.0412 | -0.20993 | Commercial |  | Annual | [5 empty] | 11 | 0.96 |  |  |  | 0 | 0 | 65.5058 | 0 | 0 | 0 | 0 | 0 | 0 | 0 | 0 | 0 | 2006 Qtr 1: 0; 2006 Qtr 2: 0; 2006 Qtr 3: 0; 2006 Qtr 4: 0; 2007 Qtr 1: 0; 2007 Qtr 2: 0; 2007 Qtr 3: 0; 2007 Qtr 4: 65.5058; 2008 Qtr 1: 0; 2008 Qtr 2: 0; 2008 Qtr 3: 0; 2008 Qtr 4: 0 | 65.5058
0 | 234307-Lighting-Remove 8 Ft Lamp (De-Lamp) - Tr2 | CRTL00AVDEL02 | 7 | Commercial | 01-ALC-AllCommercial-IntLight | 0 |  |  |  |  | 28.4684 | 16.4871 | 0 | 0 | 0 | 11.9813 | 211.5545 |  | kWh | 0.067995 | -0.34646 | Commercial |  | Annual | [5 empty] | 11 | 0.96 |  |  |  | 0 | 0 | 14.5568 | 0 | 0 | 0 | 0 | 0 | 0 | 0 | 0 | 0 | 2006 Qtr 1: 0; 2006 Qtr 2: 0; 2006 Qtr 3: 0; 2006 Qtr 4: 0; 2007 Qtr 1: 0; 2007 Qtr 2: 0; 2007 Qtr 3: 0; 2007 Qtr 4: 14.5568; 2008 Qtr 1: 0; 2008 Qtr 2: 0; 2008 Qtr 3: 0; 2008 Qtr 4: 0 | 14.5568
0 | 234331-Premium T8 with T12 40 Watt Baseline - Tr2 |  | 7 | Commercial | 01-ALC-AllCommercial-IntLight | 0 |  |  |  |  | 13.9591 | 9.8923 | 0 | 0 | 0 | 4.0668 | 39.8036 |  | kWh | 0.012793 | -0.065186 | Commercial |  | Annual | [5 empty] | 11 | 0.96 |  |  |  | 0 | 0 | 47.3097 | 0 | 0 | 0 | 0 | 0 | 0 | 0 | 0 | 0 | 2006 Qtr 1: 0; 2006 Qtr 2: 0; 2006 Qtr 3: 0; 2006 Qtr 4: 0; 2007 Qtr 1: 0; 2007 Qtr 2: 0; 2007 Qtr 3: 0; 2007 Qtr 4: 47.3097; 2008 Qtr 1: 0; 2008 Qtr 2: 0; 2008 Qtr 3: 0; 2008 Qtr 4: 0 | 47.3097
0 | 234304-Lighting-Remove 4 Ft Lamp (De-Lamp) - Tr2 | COFL00AVDEL01 | 7 | Commercial | 01-ALC-AllCommercial-IntLight | 0 |  |  |  |  | 28.2538 | 12.3653 | 0 | 0 | 0 | 15.8885 | 128.1864 |  | kWh | 0.0412 | -0.20993 | Commercial |  | Annual | [5 empty] | 11 | 0.96 |  |  |  | 0 | 0 | 16.3764 | 0 | 0 | 0 | 0 | 0 | 0 | 0 | 0 | 0 | 2006 Qtr 1: 0; 2006 Qtr 2: 0; 2006 Qtr 3: 0; 2006 Qtr 4: 0; 2007 Qtr 1: 0; 2007 Qtr 2: 0; 2007 Qtr 3: 0; 2007 Qtr 4: 16.3764; 2008 Qtr 1: 0; 2008 Qtr 2: 0; 2008 Qtr 3: 0; 2008 Qtr 4: 0 | 16.3764
0 | 234307-Lighting-Remove 8 Ft Lamp (De-Lamp) - Tr2 | CRTL00AVDEL02 | 7 | Commercial | 01-ALC-AllCommercial-IntLight | 0 |  |  |  |  | 28.4684 | 16.4871 | 0 | 0 | 0 | 11.9813 | 211.5545 |  | kWh | 0.067995 | -0.34646 | Commercial |  | Annual | [5 empty] | 11 | 0.96 |  |  |  | 0 | 0 | 15.4666 | 0 | 0 | 0 | 0 | 0 | 0 | 0 | 0 | 0 | 2006 Qtr 1: 0; 2006 Qtr 2: 0; 2006 Qtr 3: 0; 2006 Qtr 4: 0; 2007 Qtr 1: 0; 2007 Qtr 2: 0; 2007 Qtr 3: 0; 2007 Qtr 4: 15.4666; 2008 Qtr 1: 0; 2008 Qtr 2: 0; 2008 Qtr 3: 0; 2008 Qtr 4: 0 | 15.4666
0 | 234331-Premium T8 with T12 40 Watt Baseline - Tr2 |  | 10 | Commercial | 01-ALC-AllCommercial-IntLight | 0 |  |  |  |  | 13.9591 | 9.8923 | 0 | 0 | 0 | 4.0668 | 35.8564 |  | kWh | 0.010832 | -0.058721 | Commercial |  | Annual | [5 empty] | 11 | 0.96 |  |  |  | 0 | 0 | 38.2117 | 0 | 0 | 0 | 0 | 0 | 0 | 0 | 0 | 0 | 2006 Qtr 1: 0; 2006 Qtr 2: 0; 2006 Qtr 3: 0; 2006 Qtr 4: 0; 2007 Qtr 1: 0; 2007 Qtr 2: 0; 2007 Qtr 3: 0; 2007 Qtr 4: 38.2117; 2008 Qtr 1: 0; 2008 Qtr 2: 0; 2008 Qtr 3: 0; 2008 Qtr 4: 0 | 38.2117
0 | 234307-Lighting-Remove 8 Ft Lamp (De-Lamp) - Tr2 | CRTL00AVDEL02 | 10 | Commercial | 01-ALC-AllCommercial-IntLight | 0 |  |  |  |  | 28.4684 | 16.4871 | 0 | 0 | 0 | 11.9813 | 190.5751 |  | kWh | 0.057573 | -0.3121 | Commercial |  | Annual | [5 empty] | 11 | 0.96 |  |  |  | 0 | 0 | 19.1058 | 0 | 0 | 0 | 0 | 0 | 0 | 0 | 0 | 0 | 2006 Qtr 1: 0; 2006 Qtr 2: 0; 2006 Qtr 3: 0; 2006 Qtr 4: 0; 2007 Qtr 1: 0; 2007 Qtr 2: 0; 2007 Qtr 3: 0; 2007 Qtr 4: 19.1058; 2008 Qtr 1: 0; 2008 Qtr 2: 0; 2008 Qtr 3: 0; 2008 Qtr 4: 0 | 19.1058
0 | 234330-Premium T8 with T12 40 Watt Baseline - Tr1 |  | 10 | Commercial | 01-ALC-AllCommercial-IntLight | 0 |  |  |  |  | 13.9589 | 13.1897 | 0 | 0 | 0 | 0.76922 | 34.727 |  | kWh | 0.010491 | -0.056872 | Commercial |  | Annual | [5 empty] | 11 | 0.96 |  |  |  | 0 | 0 | 143.7487 | 0 | 0 | 0 | 0 | 0 | 0 | 0 | 0 | 0 | 2006 Qtr 1: 0; 2006 Qtr 2: 0; 2006 Qtr 3: 0; 2006 Qtr 4: 0; 2007 Qtr 1: 0; 2007 Qtr 2: 0; 2007 Qtr 3: 0; 2007 Qtr 4: 143.7487; 2008 Qtr 1: 0; 2008 Qtr 2: 0; 2008 Qtr 3: 0; 2008 Qtr 4: 0 | 143.7487
0 | 234330-Premium T8 with T12 40 Watt Baseline - Tr1 |  | 10 | Commercial | 01-ALC-AllCommercial-IntLight | 0 |  |  |  |  | 13.9589 | 13.1897 | 0 | 0 | 0 | 0.76922 | 34.727 |  | kWh | 0.010491 | -0.056872 | Commercial |  | Annual | [5 empty] | 11 | 0.96 |  |  |  | 0 | 0 | 340.266 | 0 | 0 | 0 | 0 | 0 | 0 | 0 | 0 | 0 | 2006 Qtr 1: 0; 2006 Qtr 2: 0; 2006 Qtr 3: 0; 2006 Qtr 4: 0; 2007 Qtr 1: 0; 2007 Qtr 2: 0; 2007 Qtr 3: 0; 2007 Qtr 4: 340.266; 2008 Qtr 1: 0; 2008 Qtr 2: 0; 2008 Qtr 3: 0; 2008 Qtr 4: 0 | 340.266
0 | 234330-Premium T8 with T12 40 Watt Baseline - Tr1 |  | 10 | Commercial | 01-ALC-AllCommercial-IntLight | 0 |  |  |  |  | 13.9589 | 13.1897 | 0 | 0 | 0 | 0.76922 | 34.727 |  | kWh | 0.010491 | -0.056872 | Commercial |  | Annual | [5 empty] | 11 | 0.96 |  |  |  | 0 | 0 | 54.5881 | 0 | 0 | 0 | 0 | 0 | 0 | 0 | 0 | 0 | 2006 Qtr 1: 0; 2006 Qtr 2: 0; 2006 Qtr 3: 0; 2006 Qtr 4: 0; 2007 Qtr 1: 0; 2007 Qtr 2: 0; 2007 Qtr 3: 0; 2007 Qtr 4: 54.5881; 2008 Qtr 1: 0; 2008 Qtr 2: 0; 2008 Qtr 3: 0; 2008 Qtr 4: 0 | 54.5881
0 | 234303-Lighting-Remove 4 Ft Lamp (De-Lamp) - Tr1 | COFL00AVDEL01 | 10 | Commercial | 01-ALC-AllCommercial-IntLight | 0 |  |  |  |  | 28.2518 | 16.4871 | 0 | 0 | 0 | 11.7647 | 115.4744 |  | kWh | 0.034885 | -0.18911 | Commercial |  | Annual | [5 empty] | 11 | 0.96 |  |  |  | 0 | 0 | 10.9176 | 0 | 0 | 0 | 0 | 0 | 0 | 0 | 0 | 0 | 2006 Qtr 1: 0; 2006 Qtr 2: 0; 2006 Qtr 3: 0; 2006 Qtr 4: 0; 2007 Qtr 1: 0; 2007 Qtr 2: 0; 2007 Qtr 3: 0; 2007 Qtr 4: 10.9176; 2008 Qtr 1: 0; 2008 Qtr 2: 0; 2008 Qtr 3: 0; 2008 Qtr 4: 0 | 10.9176
0 | 234331-Premium T8 with T12 40 Watt Baseline - Tr2 |  | 7 | Commercial | 14-MLI-Manufacturing–LightIndustry-LIGHT | 0 |  |  |  |  | 13.9591 | 9.8923 | 0 | 0 | 0 | 4.0668 | 31.1146 |  | kWh | 0.0096152 | -0.040228 | Commercial |  | Annual | [5 empty] | 11 | 0.96 |  |  |  | 0 | 0 | 12.7372 | 0 | 0 | 0 | 0 | 0 | 0 | 0 | 0 | 0 | 2006 Qtr 1: 0; 2006 Qtr 2: 0; 2006 Qtr 3: 0; 2006 Qtr 4: 0; 2007 Qtr 1: 0; 2007 Qtr 2: 0; 2007 Qtr 3: 0; 2007 Qtr 4: 12.7372; 2008 Qtr 1: 0; 2008 Qtr 2: 0; 2008 Qtr 3: 0; 2008 Qtr 4: 0 | 12.7372
0 | 234307-Lighting-Remove 8 Ft Lamp (De-Lamp) - Tr2 | CRTL00AVDEL02 | 7 | Commercial | 14-MLI-Manufacturing–LightIndustry-LIGHT | 0 |  |  |  |  | 28.4684 | 16.4871 | 0 | 0 | 0 | 11.9813 | 165.3728 |  | kWh | 0.051104 | -0.21381 | Commercial |  | Annual | [5 empty] | 11 | 0.96 |  |  |  | 0 | 0 | 2.7294 | 0 | 0 | 0 | 0 | 0 | 0 | 0 | 0 | 0 | 2006 Qtr 1: 0; 2006 Qtr 2: 0; 2006 Qtr 3: 0; 2006 Qtr 4: 0; 2007 Qtr 1: 0; 2007 Qtr 2: 0; 2007 Qtr 3: 0; 2007 Qtr 4: 2.7294; 2008 Qtr 1: 0; 2008 Qtr 2: 0; 2008 Qtr 3: 0; 2008 Qtr 4: 0 | 2.7294
0 | 234304-Lighting-Remove 4 Ft Lamp (De-Lamp) - Tr2 | COFL00AVDEL01 | 7 | Commercial | 14-MLI-Manufacturing–LightIndustry-LIGHT | 0 |  |  |  |  | 28.2538 | 12.3653 | 0 | 0 | 0 | 15.8885 | 100.2037 |  | kWh | 0.030965 | -0.12955 | Commercial |  | Annual | [5 empty] | 11 | 0.96 |  |  |  | 0 | 0 | 7.2784 | 0 | 0 | 0 | 0 | 0 | 0 | 0 | 0 | 0 | 2006 Qtr 1: 0; 2006 Qtr 2: 0; 2006 Qtr 3: 0; 2006 Qtr 4: 0; 2007 Qtr 1: 0; 2007 Qtr 2: 0; 2007 Qtr 3: 0; 2007 Qtr 4: 7.2784; 2008 Qtr 1: 0; 2008 Qtr 2: 0; 2008 Qtr 3: 0; 2008 Qtr 4: 0 | 7.2784
0 | 234331-Premium T8 with T12 40 Watt Baseline - Tr2 |  | 7 | Commercial | 01-ALC-AllCommercial-IntLight | 0 |  |  |  |  | 13.9591 | 9.8923 | 0 | 0 | 0 | 4.0668 | 31.1202 |  | kWh | 0.0096442 | -0.050965 | Commercial |  | Annual | [5 empty] | 11 | 0.96 |  |  |  | 0 | 0 | 16.3764 | 0 | 0 | 0 | 0 | 0 | 0 | 0 | 0 | 0 | 2006 Qtr 1: 0; 2006 Qtr 2: 0; 2006 Qtr 3: 0; 2006 Qtr 4: 0; 2007 Qtr 1: 0; 2007 Qtr 2: 0; 2007 Qtr 3: 0; 2007 Qtr 4: 16.3764; 2008 Qtr 1: 0; 2008 Qtr 2: 0; 2008 Qtr 3: 0; 2008 Qtr 4: 0 | 16.3764
0 | 234304-Lighting-Remove 4 Ft Lamp (De-Lamp) - Tr2 | COFL00AVDEL01 | 7 | Commercial | 01-ALC-AllCommercial-IntLight | 0 |  |  |  |  | 28.2538 | 12.3653 | 0 | 0 | 0 | 15.8885 | 100.2216 |  | kWh | 0.031059 | -0.16413 | Commercial |  | Annual | [5 empty] | 11 | 0.96 |  |  |  | 0 | 0 | 16.3764 | 0 | 0 | 0 | 0 | 0 | 0 | 0 | 0 | 0 | 2006 Qtr 1: 0; 2006 Qtr 2: 0; 2006 Qtr 3: 0; 2006 Qtr 4: 0; 2007 Qtr 1: 0; 2007 Qtr 2: 0; 2007 Qtr 3: 0; 2007 Qtr 4: 16.3764; 2008 Qtr 1: 0; 2008 Qtr 2: 0; 2008 Qtr 3: 0; 2008 Qtr 4: 0 | 16.3764
0 | 234331-Premium T8 with T12 40 Watt Baseline - Tr2 |  | 7 | Commercial | 14-MLI-Manufacturing–LightIndustry-LIGHT | 0 |  |  |  |  | 13.9591 | 9.8923 | 0 | 0 | 0 | 4.0668 | 31.1146 |  | kWh | 0.0096152 | -0.040228 | Commercial |  | Annual | [5 empty] | 11 | 0.96 |  |  |  | 0 | 0 | 18.196 | 0 | 0 | 0 | 0 | 0 | 0 | 0 | 0 | 0 | 2006 Qtr 1: 0; 2006 Qtr 2: 0; 2006 Qtr 3: 0; 2006 Qtr 4: 0; 2007 Qtr 1: 0; 2007 Qtr 2: 0; 2007 Qtr 3: 0; 2007 Qtr 4: 18.196; 2008 Qtr 1: 0; 2008 Qtr 2: 0; 2008 Qtr 3: 0; 2008 Qtr 4: 0 | 18.196
0 | 234330-Premium T8 with T12 40 Watt Baseline - Tr1 |  | 10 | Commercial | 01-ALC-AllCommercial-IntLight | 0 |  |  |  |  | 13.9589 | 13.1897 | 0 | 0 | 0 | 0.76922 | 27.8282 |  | kWh | 0.0094846 | -0.045574 | Commercial |  | Annual | [5 empty] | 11 | 0.96 |  |  |  | 0 | 0 | 158.3056 | 0 | 0 | 0 | 0 | 0 | 0 | 0 | 0 | 0 | 2006 Qtr 1: 0; 2006 Qtr 2: 0; 2006 Qtr 3: 0; 2006 Qtr 4: 0; 2007 Qtr 1: 0; 2007 Qtr 2: 0; 2007 Qtr 3: 0; 2007 Qtr 4: 158.3056; 2008 Qtr 1: 0; 2008 Qtr 2: 0; 2008 Qtr 3: 0; 2008 Qtr 4: 0 | 158.3056
0 | 234330-Premium T8 with T12 40 Watt Baseline - Tr1 |  | 10 | Commercial | 01-ALC-AllCommercial-IntLight | 0 |  |  |  |  | 13.9589 | 13.1897 | 0 | 0 | 0 | 0.76922 | 30.14 |  | kWh | 0.0093405 | -0.04936 | Commercial |  | Annual | [5 empty] | 11 | 0.96 |  |  |  | 0 | 0 | 163.7644 | 0 | 0 | 0 | 0 | 0 | 0 | 0 | 0 | 0 | 2006 Qtr 1: 0; 2006 Qtr 2: 0; 2006 Qtr 3: 0; 2006 Qtr 4: 0; 2007 Qtr 1: 163.7644; 2007 Qtr 2: 0; 2007 Qtr 3: 0; 2007 Qtr 4: 0; 2008 Qtr 1: 0; 2008 Qtr 2: 0; 2008 Qtr 3: 0; 2008 Qtr 4: 0 | 163.7644
0 | 234330-Premium T8 with T12 40 Watt Baseline - Tr1 |  | 7 | Commercial | 01-ALC-AllCommercial-IntLight | 0 |  |  |  |  | 13.9589 | 11.8707 | 0 | 0 | 0 | 2.0882 | 16.7511 |  | kWh | 0.003652 | -0.027433 | Commercial |  | Annual | [5 empty] | 11 | 0.96 |  |  |  | 0 | 0 | 129.1919 | 0 | 0 | 0 | 0 | 0 | 0 | 0 | 0 | 0 | 2006 Qtr 1: 0; 2006 Qtr 2: 0; 2006 Qtr 3: 0; 2006 Qtr 4: 0; 2007 Qtr 1: 0; 2007 Qtr 2: 0; 2007 Qtr 3: 0; 2007 Qtr 4: 129.1919; 2008 Qtr 1: 0; 2008 Qtr 2: 0; 2008 Qtr 3: 0; 2008 Qtr 4: 0 | 129.1919
0 | 234303-Lighting-Remove 4 Ft Lamp (De-Lamp) - Tr1 | COFL00AVDEL01 | 7 | Commercial | 01-ALC-AllCommercial-IntLight | 0 |  |  |  |  | 28.2518 | 14.8384 | 0 | 0 | 0 | 13.4134 | 55.7008 |  | kWh | 0.012144 | -0.09122 | Commercial |  | Annual | [5 empty] | 11 | 0.96 |  |  |  | 0 | 0 | 18.196 | 0 | 0 | 0 | 0 | 0 | 0 | 0 | 0 | 0 | 2006 Qtr 1: 0; 2006 Qtr 2: 0; 2006 Qtr 3: 0; 2006 Qtr 4: 0; 2007 Qtr 1: 0; 2007 Qtr 2: 0; 2007 Qtr 3: 0; 2007 Qtr 4: 18.196; 2008 Qtr 1: 0; 2008 Qtr 2: 0; 2008 Qtr 3: 0; 2008 Qtr 4: 0 | 18.196
0 | 234332-Premium T8 with T12 40 Watt Baseline - Tr3 |  | 7 | Commercial | 01-ALC-AllCommercial-IntLight | 0 |  |  |  |  | 13.9591 | 6.43 | 0 | 0 | 0 | 7.5291 | 15.6616 |  | kWh | 0.0034145 | -0.025649 | Commercial |  | Annual | [5 empty] | 11 | 0.96 |  |  |  | 0 | 0 | 163.7644 | 0 | 0 | 0 | 0 | 0 | 0 | 0 | 0 | 0 | 2006 Qtr 1: 0; 2006 Qtr 2: 0; 2006 Qtr 3: 0; 2006 Qtr 4: 0; 2007 Qtr 1: 0; 2007 Qtr 2: 0; 2007 Qtr 3: 0; 2007 Qtr 4: 163.7644; 2008 Qtr 1: 0; 2008 Qtr 2: 0; 2008 Qtr 3: 0; 2008 Qtr 4: 0 | 163.7644
0 | 234305-Lighting-Remove 4 Ft Lamp (De-Lamp) - Tr3 | COFL00AVDEL01 | 7 | Commercial | 01-ALC-AllCommercial-IntLight | 0 |  |  |  |  | 28.2538 | 7.9138 | 0 | 0 | 0 | 20.34 | 55.7008 |  | kWh | 0.012144 | -0.09122 | Commercial |  | Annual | [5 empty] | 11 | 0.96 |  |  |  | 0 | 0 | 40.0313 | 0 | 0 | 0 | 0 | 0 | 0 | 0 | 0 | 0 | 2006 Qtr 1: 0; 2006 Qtr 2: 0; 2006 Qtr 3: 0; 2006 Qtr 4: 0; 2007 Qtr 1: 0; 2007 Qtr 2: 0; 2007 Qtr 3: 0; 2007 Qtr 4: 40.0313; 2008 Qtr 1: 0; 2008 Qtr 2: 0; 2008 Qtr 3: 0; 2008 Qtr 4: 0 | 40.0313
0 | 234308-Lighting-Remove 8 Ft Lamp (De-Lamp) - Tr3 | CRTL00AVDEL02 | 7 | Commercial | 01-ALC-AllCommercial-IntLight | 0 |  |  |  |  | 28.4737 | 10.6342 | 0 | 0 | 0 | 17.8395 | 91.9268 |  | kWh | 0.020042 | -0.15055 | Commercial |  | Annual | [5 empty] | 11 | 0.96 |  |  |  | 0 | 0 | 30.9333 | 0 | 0 | 0 | 0 | 0 | 0 | 0 | 0 | 0 | 2006 Qtr 1: 0; 2006 Qtr 2: 0; 2006 Qtr 3: 0; 2006 Qtr 4: 0; 2007 Qtr 1: 0; 2007 Qtr 2: 0; 2007 Qtr 3: 0; 2007 Qtr 4: 30.9333; 2008 Qtr 1: 0; 2008 Qtr 2: 0; 2008 Qtr 3: 0; 2008 Qtr 4: 0 | 30.9333
0 | 234049-Lighting-LED Exit Sign New Sign | CALC00AVETS01 | 7 | Commercial | 02-ASM-Assembly-Exit | 0 |  |  |  |  | 65.3696 | 40.5 | 0 | 0 | 0 | 24.8696 | 351.311 |  | kWh | 0 | 0 | Commercial |  | Annual | [5 empty] | 16 | 0.96 |  |  |  | 0 | 0 | 3 | 0 | 0 | 0 | 0 | 0 | 0 | 0 | 0 | 0 | 2006 Qtr 1: 0; 2006 Qtr 2: 0; 2006 Qtr 3: 0; 2006 Qtr 4: 0; 2007 Qtr 1: 0; 2007 Qtr 2: 0; 2007 Qtr 3: 0; 2007 Qtr 4: 3; 2008 Qtr 1: 0; 2008 Qtr 2: 0; 2008 Qtr 3: 0; 2008 Qtr 4: 0 | 3
0 | 234332-Premium T8 with T12 40 Watt Baseline - Tr3 |  | 10 | Commercial | 01-ALC-AllCommercial-IntLight | 0 |  |  |  |  | 13.9591 | 7.1444 | 0 | 0 | 0 | 6.8147 | 32.4684 |  | kWh | 0.0098088 | -0.053173 | Commercial |  | Annual | [5 empty] | 11 | 0.96 |  |  |  | 0 | 0 | 0.9098 | 0 | 0 | 0 | 0 | 0 | 0 | 0 | 0 | 0 | 2006 Qtr 1: 0; 2006 Qtr 2: 0; 2006 Qtr 3: 0; 2006 Qtr 4: 0; 2007 Qtr 1: 0; 2007 Qtr 2: 0; 2007 Qtr 3: 0; 2007 Qtr 4: 0.9098; 2008 Qtr 1: 0; 2008 Qtr 2: 0; 2008 Qtr 3: 0; 2008 Qtr 4: 0 | 0.9098
0 | 234331-Premium T8 with T12 40 Watt Baseline - Tr2 |  | 10 | Commercial | 01-ALC-AllCommercial-IntLight | 0 |  |  |  |  | 13.9591 | 9.8923 | 0 | 0 | 0 | 4.0668 | 31.7159 |  | kWh | 0.011212 | -0.13091 | Commercial |  | Annual | [5 empty] | 11 | 0.96 |  |  |  | 0 | 0 | 36.3921 | 0 | 0 | 0 | 0 | 0 | 0 | 0 | 0 | 0 | 2006 Qtr 1: 0; 2006 Qtr 2: 0; 2006 Qtr 3: 0; 2006 Qtr 4: 0; 2007 Qtr 1: 0; 2007 Qtr 2: 0; 2007 Qtr 3: 0; 2007 Qtr 4: 36.3921; 2008 Qtr 1: 0; 2008 Qtr 2: 0; 2008 Qtr 3: 0; 2008 Qtr 4: 0 | 36.3921
0 | 234208-Lighting-8 Ft T-8 with Elec Ballast-Tr2 |  | 10 | Commercial | 01-ALC-AllCommercial-IntLight | 0 |  |  |  |  | 35.7165 | 16.4871 | 0 | 0 | 0 | 19.2294 | 25.7223 |  | kWh | 0.0090932 | -0.10617 | Commercial |  | Annual | [5 empty] | 11 | 0.96 |  |  |  | 0 | 0 | 47.3097 | 0 | 0 | 0 | 0 | 0 | 0 | 0 | 0 | 0 | 2006 Qtr 1: 0; 2006 Qtr 2: 0; 2006 Qtr 3: 0; 2006 Qtr 4: 0; 2007 Qtr 1: 0; 2007 Qtr 2: 0; 2007 Qtr 3: 0; 2007 Qtr 4: 47.3097; 2008 Qtr 1: 0; 2008 Qtr 2: 0; 2008 Qtr 3: 0; 2008 Qtr 4: 0 | 47.3097
0 | 234307-Lighting-Remove 8 Ft Lamp (De-Lamp) - Tr2 | CRTL00AVDEL02 | 10 | Commercial | 01-ALC-AllCommercial-IntLight | 0 |  |  |  |  | 28.4684 | 16.4871 | 0 | 0 | 0 | 11.9813 | 168.5686 |  | kWh | 0.059591 | -0.69579 | Commercial |  | Annual | [5 empty] | 11 | 0.96 |  |  |  | 0 | 0 | 32.7529 | 0 | 0 | 0 | 0 | 0 | 0 | 0 | 0 | 0 | 2006 Qtr 1: 0; 2006 Qtr 2: 0; 2006 Qtr 3: 0; 2006 Qtr 4: 0; 2007 Qtr 1: 0; 2007 Qtr 2: 0; 2007 Qtr 3: 0; 2007 Qtr 4: 32.7529; 2008 Qtr 1: 0; 2008 Qtr 2: 0; 2008 Qtr 3: 0; 2008 Qtr 4: 0 | 32.7529
0 | 234330-Premium T8 with T12 40 Watt Baseline - Tr1 |  | 7 | Commercial | 01-ALC-AllCommercial-IntLight | 0 |  |  |  |  | 13.9589 | 13.1897 | 0 | 0 | 0 | 0.76922 | 30.14 |  | kWh | 0.0093405 | -0.04936 | Commercial |  | Annual | [5 empty] | 11 | 0.96 |  |  |  | 0 | 0 | 25.4745 | 0 | 0 | 0 | 0 | 0 | 0 | 0 | 0 | 0 | 2006 Qtr 1: 0; 2006 Qtr 2: 0; 2006 Qtr 3: 0; 2006 Qtr 4: 0; 2007 Qtr 1: 25.4745; 2007 Qtr 2: 0; 2007 Qtr 3: 0; 2007 Qtr 4: 0; 2008 Qtr 1: 0; 2008 Qtr 2: 0; 2008 Qtr 3: 0; 2008 Qtr 4: 0 | 25.4745
0 | 234303-Lighting-Remove 4 Ft Lamp (De-Lamp) - Tr1 | COFL00AVDEL01 | 7 | Commercial | 01-ALC-AllCommercial-IntLight | 0 |  |  |  |  | 28.2518 | 16.4871 | 0 | 0 | 0 | 11.7647 | 100.2216 |  | kWh | 0.031059 | -0.16413 | Commercial |  | Annual | [5 empty] | 11 | 0.96 |  |  |  | 0 | 0 | 25.4745 | 0 | 0 | 0 | 0 | 0 | 0 | 0 | 0 | 0 | 2006 Qtr 1: 0; 2006 Qtr 2: 0; 2006 Qtr 3: 0; 2006 Qtr 4: 0; 2007 Qtr 1: 25.4745; 2007 Qtr 2: 0; 2007 Qtr 3: 0; 2007 Qtr 4: 0; 2008 Qtr 1: 0; 2008 Qtr 2: 0; 2008 Qtr 3: 0; 2008 Qtr 4: 0 | 25.4745
0 | 234331-Premium T8 with T12 40 Watt Baseline - Tr2 |  | 10 | Commercial | 14-MLI-Manufacturing–LightIndustry-LIGHT | 0 |  |  |  |  | 13.9591 | 9.8923 | 0 | 0 | 0 | 4.0668 | 31.5189 |  | kWh | 0.0096105 | -0.047789 | Commercial |  | Annual | [5 empty] | 11 | 0.96 |  |  |  | 0 | 0 | 72.7842 | 0 | 0 | 0 | 0 | 0 | 0 | 0 | 0 | 0 | 2006 Qtr 1: 0; 2006 Qtr 2: 0; 2006 Qtr 3: 0; 2006 Qtr 4: 0; 2007 Qtr 1: 0; 2007 Qtr 2: 0; 2007 Qtr 3: 0; 2007 Qtr 4: 72.7842; 2008 Qtr 1: 0; 2008 Qtr 2: 0; 2008 Qtr 3: 0; 2008 Qtr 4: 0 | 72.7842
0 | 234304-Lighting-Remove 4 Ft Lamp (De-Lamp) - Tr2 | COFL00AVDEL01 | 10 | Commercial | 14-MLI-Manufacturing–LightIndustry-LIGHT | 0 |  |  |  |  | 28.2538 | 12.3653 | 0 | 0 | 0 | 15.8885 | 101.5057 |  | kWh | 0.03095 | -0.1539 | Commercial |  | Annual | [5 empty] | 11 | 0.96 |  |  |  | 0 | 0 | 58.2273 | 0 | 0 | 0 | 0 | 0 | 0 | 0 | 0 | 0 | 2006 Qtr 1: 0; 2006 Qtr 2: 0; 2006 Qtr 3: 0; 2006 Qtr 4: 0; 2007 Qtr 1: 0; 2007 Qtr 2: 0; 2007 Qtr 3: 0; 2007 Qtr 4: 58.2273; 2008 Qtr 1: 0; 2008 Qtr 2: 0; 2008 Qtr 3: 0; 2008 Qtr 4: 0 | 58.2273
0 | 234332-Premium T8 with T12 40 Watt Baseline - Tr3 |  | 10 | Commercial | 01-ALC-AllCommercial-IntLight | 0 |  |  |  |  | 13.9591 | 7.1444 | 0 | 0 | 0 | 6.8147 | 32.4684 |  | kWh | 0.0098088 | -0.053173 | Commercial |  | Annual | [5 empty] | 11 | 0.96 |  |  |  | 0 | 0 | 20.0156 | 0 | 0 | 0 | 0 | 0 | 0 | 0 | 0 | 0 | 2006 Qtr 1: 0; 2006 Qtr 2: 0; 2006 Qtr 3: 0; 2006 Qtr 4: 0; 2007 Qtr 1: 0; 2007 Qtr 2: 0; 2007 Qtr 3: 0; 2007 Qtr 4: 20.0156; 2008 Qtr 1: 0; 2008 Qtr 2: 0; 2008 Qtr 3: 0; 2008 Qtr 4: 0 | 20.0156
0 | 234332-Premium T8 with T12 40 Watt Baseline - Tr3 |  | 10 | Commercial | 01-ALC-AllCommercial-IntLight | 0 |  |  |  |  | 13.9591 | 7.1444 | 0 | 0 | 0 | 6.8147 | 32.4684 |  | kWh | 0.0098088 | -0.053173 | Commercial |  | Annual | [5 empty] | 11 | 0.96 |  |  |  | 0 | 0 | 14.5568 | 0 | 0 | 0 | 0 | 0 | 0 | 0 | 0 | 0 | 2006 Qtr 1: 0; 2006 Qtr 2: 0; 2006 Qtr 3: 0; 2006 Qtr 4: 0; 2007 Qtr 1: 0; 2007 Qtr 2: 0; 2007 Qtr 3: 0; 2007 Qtr 4: 14.5568; 2008 Qtr 1: 0; 2008 Qtr 2: 0; 2008 Qtr 3: 0; 2008 Qtr 4: 0 | 14.5568
0 | 234331-Premium T8 with T12 40 Watt Baseline - Tr2 |  | 7 | Commercial | 01-ALC-AllCommercial-IntLight | 0 |  |  |  |  | 13.9591 | 9.8923 | 0 | 0 | 0 | 4.0668 | 31.1202 |  | kWh | 0.0096442 | -0.050965 | Commercial |  | Annual | [5 empty] | 11 | 0.96 |  |  |  | 0 | 0 | 21.8353 | 0 | 0 | 0 | 0 | 0 | 0 | 0 | 0 | 0 | 2006 Qtr 1: 0; 2006 Qtr 2: 0; 2006 Qtr 3: 0; 2006 Qtr 4: 0; 2007 Qtr 1: 0; 2007 Qtr 2: 0; 2007 Qtr 3: 0; 2007 Qtr 4: 21.8353; 2008 Qtr 1: 0; 2008 Qtr 2: 0; 2008 Qtr 3: 0; 2008 Qtr 4: 0 | 21.8353
0 | 234304-Lighting-Remove 4 Ft Lamp (De-Lamp) - Tr2 | COFL00AVDEL01 | 7 | Commercial | 01-ALC-AllCommercial-IntLight | 0 |  |  |  |  | 28.2538 | 12.3653 | 0 | 0 | 0 | 15.8885 | 100.2216 |  | kWh | 0.031059 | -0.16413 | Commercial |  | Annual | [5 empty] | 11 | 0.96 |  |  |  | 0 | 0 | 10.9176 | 0 | 0 | 0 | 0 | 0 | 0 | 0 | 0 | 0 | 2006 Qtr 1: 0; 2006 Qtr 2: 0; 2006 Qtr 3: 0; 2006 Qtr 4: 0; 2007 Qtr 1: 0; 2007 Qtr 2: 0; 2007 Qtr 3: 0; 2007 Qtr 4: 10.9176; 2008 Qtr 1: 0; 2008 Qtr 2: 0; 2008 Qtr 3: 0; 2008 Qtr 4: 0 | 10.9176
0 | 234330-Premium T8 with T12 40 Watt Baseline - Tr1 |  | 10 | Commercial | 14-MLI-Manufacturing–LightIndustry-LIGHT | 0 |  |  |  |  | 13.9589 | 13.1897 | 0 | 0 | 0 | 0.76922 | 30.5262 |  | kWh | 0.0093078 | -0.046284 | Commercial |  | Annual | [5 empty] | 11 | 0.96 |  |  |  | 0 | 0 | 58.2273 | 0 | 0 | 0 | 0 | 0 | 0 | 0 | 0 | 0 | 2006 Qtr 1: 0; 2006 Qtr 2: 0; 2006 Qtr 3: 0; 2006 Qtr 4: 0; 2007 Qtr 1: 0; 2007 Qtr 2: 0; 2007 Qtr 3: 0; 2007 Qtr 4: 58.2273; 2008 Qtr 1: 0; 2008 Qtr 2: 0; 2008 Qtr 3: 0; 2008 Qtr 4: 0 | 58.2273
0 | 234303-Lighting-Remove 4 Ft Lamp (De-Lamp) - Tr1 | COFL00AVDEL01 | 10 | Commercial | 14-MLI-Manufacturing–LightIndustry-LIGHT | 0 |  |  |  |  | 28.2518 | 16.4871 | 0 | 0 | 0 | 11.7647 | 101.5057 |  | kWh | 0.03095 | -0.1539 | Commercial |  | Annual | [5 empty] | 11 | 0.96 |  |  |  | 0 | 0 | 49.1293 | 0 | 0 | 0 | 0 | 0 | 0 | 0 | 0 | 0 | 2006 Qtr 1: 0; 2006 Qtr 2: 0; 2006 Qtr 3: 0; 2006 Qtr 4: 0; 2007 Qtr 1: 0; 2007 Qtr 2: 0; 2007 Qtr 3: 0; 2007 Qtr 4: 49.1293; 2008 Qtr 1: 0; 2008 Qtr 2: 0; 2008 Qtr 3: 0; 2008 Qtr 4: 0 | 49.1293
0 | 234126-Refrigeration - Efficient Evap Fan Motor Electronically Commutated Motor (ECM) | Averaged DEER Msrs | 10 | Commercial | 01-ALC-AllCommercial-Refrig | 0 |  |  |  |  | 6.7904 | 150 | 0 | 0 | 0 | -143.2096 | 116.369 |  | kWh | 0.015845 | -0.11528 | Commercial |  | Annual | [5 empty] | 15 | 0.96 |  |  |  | 0 | 0 | 9 | 0 | 0 | 0 | 0 | 0 | 0 | 0 | 0 | 0 | 2006 Qtr 1: 0; 2006 Qtr 2: 0; 2006 Qtr 3: 0; 2006 Qtr 4: 0; 2007 Qtr 1: 0; 2007 Qtr 2: 0; 2007 Qtr 3: 0; 2007 Qtr 4: 9; 2008 Qtr 1: 0; 2008 Qtr 2: 0; 2008 Qtr 3: 0; 2008 Qtr 4: 0 | 9
0 | 234126-Refrigeration - Efficient Evap Fan Motor Electronically Commutated Motor (ECM) | Averaged DEER Msrs | 10 | Commercial | 01-ALC-AllCommercial-Refrig | 0 |  |  |  |  | 6.7904 | 150 | 0 | 0 | 0 | -143.2096 | 116.369 |  | kWh | 0.015845 | -0.11528 | Commercial |  | Annual | [5 empty] | 15 | 0.96 |  |  |  | 0 | 0 | 2 | 0 | 0 | 0 | 0 | 0 | 0 | 0 | 0 | 0 | 2006 Qtr 1: 0; 2006 Qtr 2: 0; 2006 Qtr 3: 0; 2006 Qtr 4: 0; 2007 Qtr 1: 0; 2007 Qtr 2: 0; 2007 Qtr 3: 0; 2007 Qtr 4: 2; 2008 Qtr 1: 0; 2008 Qtr 2: 0; 2008 Qtr 3: 0; 2008 Qtr 4: 0 | 2
0 | 234126-Refrigeration - Efficient Evap Fan Motor Electronically Commutated Motor (ECM) | Averaged DEER Msrs | 10 | Commercial | 01-ALC-AllCommercial-Refrig | 0 |  |  |  |  | 6.7904 | 150 | 0 | 0 | 0 | -143.2096 | 116.369 |  | kWh | 0.015845 | -0.11528 | Commercial |  | Annual | [5 empty] | 15 | 0.96 |  |  |  | 0 | 0 | 8 | 0 | 0 | 0 | 0 | 0 | 0 | 0 | 0 | 0 | 2006 Qtr 1: 0; 2006 Qtr 2: 0; 2006 Qtr 3: 0; 2006 Qtr 4: 0; 2007 Qtr 1: 0; 2007 Qtr 2: 0; 2007 Qtr 3: 0; 2007 Qtr 4: 8; 2008 Qtr 1: 0; 2008 Qtr 2: 0; 2008 Qtr 3: 0; 2008 Qtr 4: 0 | 8
0 | 234330-Premium T8 with T12 40 Watt Baseline - Tr1 |  | 10 | Commercial | 14-MLI-Manufacturing–LightIndustry-LIGHT | 0 |  |  |  |  | 13.9589 | 13.1897 | 0 | 0 | 0 | 0.76922 | 30.5262 |  | kWh | 0.0093078 | -0.046284 | Commercial |  | Annual | [5 empty] | 11 | 0.96 |  |  |  | 0 | 0 | 23.6549 | 0 | 0 | 0 | 0 | 0 | 0 | 0 | 0 | 0 | 2006 Qtr 1: 0; 2006 Qtr 2: 0; 2006 Qtr 3: 0; 2006 Qtr 4: 0; 2007 Qtr 1: 0; 2007 Qtr 2: 0; 2007 Qtr 3: 0; 2007 Qtr 4: 23.6549; 2008 Qtr 1: 0; 2008 Qtr 2: 0; 2008 Qtr 3: 0; 2008 Qtr 4: 0 | 23.6549
0 | 234303-Lighting-Remove 4 Ft Lamp (De-Lamp) - Tr1 | COFL00AVDEL01 | 10 | Commercial | 14-MLI-Manufacturing–LightIndustry-LIGHT | 0 |  |  |  |  | 28.2518 | 16.4871 | 0 | 0 | 0 | 11.7647 | 101.5057 |  | kWh | 0.03095 | -0.1539 | Commercial |  | Annual | [5 empty] | 11 | 0.96 |  |  |  | 0 | 0 | 23.6549 | 0 | 0 | 0 | 0 | 0 | 0 | 0 | 0 | 0 | 2006 Qtr 1: 0; 2006 Qtr 2: 0; 2006 Qtr 3: 0; 2006 Qtr 4: 0; 2007 Qtr 1: 0; 2007 Qtr 2: 0; 2007 Qtr 3: 0; 2007 Qtr 4: 23.6549; 2008 Qtr 1: 0; 2008 Qtr 2: 0; 2008 Qtr 3: 0; 2008 Qtr 4: 0 | 23.6549
0 | 234330-Premium T8 with T12 40 Watt Baseline - Tr1 |  | 10 | Commercial | 14-MLI-Manufacturing–LightIndustry-LIGHT | 0 |  |  |  |  | 13.9589 | 13.1897 | 0 | 0 | 0 | 0.76922 | 30.5262 |  | kWh | 0.0093078 | -0.046284 | Commercial |  | Annual | [5 empty] | 11 | 0.96 |  |  |  | 0 | 0 | 38.2117 | 0 | 0 | 0 | 0 | 0 | 0 | 0 | 0 | 0 | 2006 Qtr 1: 0; 2006 Qtr 2: 0; 2006 Qtr 3: 0; 2006 Qtr 4: 0; 2007 Qtr 1: 0; 2007 Qtr 2: 0; 2007 Qtr 3: 0; 2007 Qtr 4: 38.2117; 2008 Qtr 1: 0; 2008 Qtr 2: 0; 2008 Qtr 3: 0; 2008 Qtr 4: 0 | 38.2117
0 | 234303-Lighting-Remove 4 Ft Lamp (De-Lamp) - Tr1 | COFL00AVDEL01 | 10 | Commercial | 14-MLI-Manufacturing–LightIndustry-LIGHT | 0 |  |  |  |  | 28.2518 | 16.4871 | 0 | 0 | 0 | 11.7647 | 101.5057 |  | kWh | 0.03095 | -0.1539 | Commercial |  | Annual | [5 empty] | 11 | 0.96 |  |  |  | 0 | 0 | 38.2117 | 0 | 0 | 0 | 0 | 0 | 0 | 0 | 0 | 0 | 2006 Qtr 1: 0; 2006 Qtr 2: 0; 2006 Qtr 3: 0; 2006 Qtr 4: 0; 2007 Qtr 1: 0; 2007 Qtr 2: 0; 2007 Qtr 3: 0; 2007 Qtr 4: 38.2117; 2008 Qtr 1: 0; 2008 Qtr 2: 0; 2008 Qtr 3: 0; 2008 Qtr 4: 0 | 38.2117
0 | 234330-Premium T8 with T12 40 Watt Baseline - Tr1 |  | 10 | Commercial | 14-MLI-Manufacturing–LightIndustry-LIGHT | 0 |  |  |  |  | 13.9589 | 13.1897 | 0 | 0 | 0 | 0.76922 | 30.5262 |  | kWh | 0.0093078 | -0.046284 | Commercial |  | Annual | [5 empty] | 11 | 0.96 |  |  |  | 0 | 0 | 43.6705 | 0 | 0 | 0 | 0 | 0 | 0 | 0 | 0 | 0 | 2006 Qtr 1: 0; 2006 Qtr 2: 0; 2006 Qtr 3: 0; 2006 Qtr 4: 0; 2007 Qtr 1: 0; 2007 Qtr 2: 0; 2007 Qtr 3: 0; 2007 Qtr 4: 43.6705; 2008 Qtr 1: 0; 2008 Qtr 2: 0; 2008 Qtr 3: 0; 2008 Qtr 4: 0 | 43.6705
0 | 234303-Lighting-Remove 4 Ft Lamp (De-Lamp) - Tr1 | COFL00AVDEL01 | 10 | Commercial | 14-MLI-Manufacturing–LightIndustry-LIGHT | 0 |  |  |  |  | 28.2518 | 16.4871 | 0 | 0 | 0 | 11.7647 | 101.5057 |  | kWh | 0.03095 | -0.1539 | Commercial |  | Annual | [5 empty] | 11 | 0.96 |  |  |  | 0 | 0 | 43.6705 | 0 | 0 | 0 | 0 | 0 | 0 | 0 | 0 | 0 | 2006 Qtr 1: 0; 2006 Qtr 2: 0; 2006 Qtr 3: 0; 2006 Qtr 4: 0; 2007 Qtr 1: 0; 2007 Qtr 2: 0; 2007 Qtr 3: 0; 2007 Qtr 4: 43.6705; 2008 Qtr 1: 0; 2008 Qtr 2: 0; 2008 Qtr 3: 0; 2008 Qtr 4: 0 | 43.6705
0 | 234331-Premium T8 with T12 40 Watt Baseline - Tr2 |  | 7 | Commercial | 01-ALC-AllCommercial-IntLight | 0 |  |  |  |  | 13.9591 | 9.8923 | 0 | 0 | 0 | 4.0668 | 35.8564 |  | kWh | 0.010832 | -0.058721 | Commercial |  | Annual | [5 empty] | 11 | 0.96 |  |  |  | 0 | 0 | 67.3254 | 0 | 0 | 0 | 0 | 0 | 0 | 0 | 0 | 0 | 2006 Qtr 1: 0; 2006 Qtr 2: 0; 2006 Qtr 3: 0; 2006 Qtr 4: 0; 2007 Qtr 1: 0; 2007 Qtr 2: 0; 2007 Qtr 3: 0; 2007 Qtr 4: 67.3254; 2008 Qtr 1: 0; 2008 Qtr 2: 0; 2008 Qtr 3: 0; 2008 Qtr 4: 0 | 67.3254
0 | 234304-Lighting-Remove 4 Ft Lamp (De-Lamp) - Tr2 | COFL00AVDEL01 | 7 | Commercial | 01-ALC-AllCommercial-IntLight | 0 |  |  |  |  | 28.2538 | 12.3653 | 0 | 0 | 0 | 15.8885 | 115.4744 |  | kWh | 0.034885 | -0.18911 | Commercial |  | Annual | [5 empty] | 11 | 0.96 |  |  |  | 0 | 0 | 5.4588 | 0 | 0 | 0 | 0 | 0 | 0 | 0 | 0 | 0 | 2006 Qtr 1: 0; 2006 Qtr 2: 0; 2006 Qtr 3: 0; 2006 Qtr 4: 0; 2007 Qtr 1: 0; 2007 Qtr 2: 0; 2007 Qtr 3: 0; 2007 Qtr 4: 5.4588; 2008 Qtr 1: 0; 2008 Qtr 2: 0; 2008 Qtr 3: 0; 2008 Qtr 4: 0 | 5.4588
0 | 234307-Lighting-Remove 8 Ft Lamp (De-Lamp) - Tr2 | CRTL00AVDEL02 | 7 | Commercial | 01-ALC-AllCommercial-IntLight | 0 |  |  |  |  | 28.4684 | 16.4871 | 0 | 0 | 0 | 11.9813 | 190.5751 |  | kWh | 0.057573 | -0.3121 | Commercial |  | Annual | [5 empty] | 11 | 0.96 |  |  |  | 0 | 0 | 23.6549 | 0 | 0 | 0 | 0 | 0 | 0 | 0 | 0 | 0 | 2006 Qtr 1: 0; 2006 Qtr 2: 0; 2006 Qtr 3: 0; 2006 Qtr 4: 0; 2007 Qtr 1: 0; 2007 Qtr 2: 0; 2007 Qtr 3: 0; 2007 Qtr 4: 23.6549; 2008 Qtr 1: 0; 2008 Qtr 2: 0; 2008 Qtr 3: 0; 2008 Qtr 4: 0 | 23.6549
0 | 234330-Premium T8 with T12 40 Watt Baseline - Tr1 |  | 7 | Commercial | 01-ALC-AllCommercial-IntLight | 0 |  |  |  |  | 13.9589 | 13.1897 | 0 | 0 | 0 | 0.76922 | 40.547 |  | kWh | 0.0073476 | -0.066403 | Commercial |  | Annual | [5 empty] | 11 | 0.96 |  |  |  | 0 | 0 | 40.0313 | 0 | 0 | 0 | 0 | 0 | 0 | 0 | 0 | 0 | 2006 Qtr 1: 0; 2006 Qtr 2: 0; 2006 Qtr 3: 0; 2006 Qtr 4: 0; 2007 Qtr 1: 0; 2007 Qtr 2: 0; 2007 Qtr 3: 0; 2007 Qtr 4: 40.0313; 2008 Qtr 1: 0; 2008 Qtr 2: 0; 2008 Qtr 3: 0; 2008 Qtr 4: 0 | 40.0313
0 | 234303-Lighting-Remove 4 Ft Lamp (De-Lamp) - Tr1 | COFL00AVDEL01 | 7 | Commercial | 01-ALC-AllCommercial-IntLight | 0 |  |  |  |  | 28.2518 | 16.4871 | 0 | 0 | 0 | 11.7647 | 134.827 |  | kWh | 0.024432 | -0.2208 | Commercial |  | Annual | [5 empty] | 11 | 0.96 |  |  |  | 0 | 0 | 40.0313 | 0 | 0 | 0 | 0 | 0 | 0 | 0 | 0 | 0 | 2006 Qtr 1: 0; 2006 Qtr 2: 0; 2006 Qtr 3: 0; 2006 Qtr 4: 0; 2007 Qtr 1: 0; 2007 Qtr 2: 0; 2007 Qtr 3: 0; 2007 Qtr 4: 40.0313; 2008 Qtr 1: 0; 2008 Qtr 2: 0; 2008 Qtr 3: 0; 2008 Qtr 4: 0 | 40.0313
0 | 234049-Lighting-LED Exit Sign New Sign | CALC00AVETS01 | 7 | Commercial | 02-ASM-Assembly-Exit | 0 |  |  |  |  | 65.3696 | 45 | 0 | 0 | 0 | 20.3696 | 351.311 |  | kWh | 0 | 0 | Commercial |  | Annual | [5 empty] | 16 | 0.96 |  |  |  | 0 | 0 | 2 | 0 | 0 | 0 | 0 | 0 | 0 | 0 | 0 | 0 | 2006 Qtr 1: 0; 2006 Qtr 2: 0; 2006 Qtr 3: 0; 2006 Qtr 4: 0; 2007 Qtr 1: 0; 2007 Qtr 2: 0; 2007 Qtr 3: 0; 2007 Qtr 4: 2; 2008 Qtr 1: 0; 2008 Qtr 2: 0; 2008 Qtr 3: 0; 2008 Qtr 4: 0 | 2
0 | 234126-Refrigeration - Efficient Evap Fan Motor Electronically Commutated Motor (ECM) | Averaged DEER Msrs | 10 | Commercial | 01-ALC-AllCommercial-Refrig | 0 |  |  |  |  | 6.7904 | 150 | 0 | 0 | 0 | -143.2096 | 116.369 |  | kWh | 0.015845 | -0.11528 | Commercial |  | Annual | [5 empty] | 15 | 0.96 |  |  |  | 0 | 0 | 6 | 0 | 0 | 0 | 0 | 0 | 0 | 0 | 0 | 0 | 2006 Qtr 1: 0; 2006 Qtr 2: 0; 2006 Qtr 3: 0; 2006 Qtr 4: 0; 2007 Qtr 1: 0; 2007 Qtr 2: 0; 2007 Qtr 3: 0; 2007 Qtr 4: 6; 2008 Qtr 1: 0; 2008 Qtr 2: 0; 2008 Qtr 3: 0; 2008 Qtr 4: 0 | 6
0 | 234126-Refrigeration - Efficient Evap Fan Motor Electronically Commutated Motor (ECM) | Averaged DEER Msrs | 10 | Commercial | 01-ALC-AllCommercial-Refrig | 0 |  |  |  |  | 6.7904 | 150 | 0 | 0 | 0 | -143.2096 | 116.369 |  | kWh | 0.015845 | -0.11528 | Commercial |  | Annual | [5 empty] | 15 | 0.96 |  |  |  | 0 | 0 | 2 | 0 | 0 | 0 | 0 | 0 | 0 | 0 | 0 | 0 | 2006 Qtr 1: 0; 2006 Qtr 2: 0; 2006 Qtr 3: 0; 2006 Qtr 4: 0; 2007 Qtr 1: 2; 2007 Qtr 2: 0; 2007 Qtr 3: 0; 2007 Qtr 4: 0; 2008 Qtr 1: 0; 2008 Qtr 2: 0; 2008 Qtr 3: 0; 2008 Qtr 4: 0 | 2
0 | 234331-Premium T8 with T12 40 Watt Baseline - Tr2 |  | 7 | Commercial | 01-ALC-AllCommercial-IntLight | 0 |  |  |  |  | 13.9591 | 9.8923 | 0 | 0 | 0 | 4.0668 | 31.1202 |  | kWh | 0.0096442 | -0.050965 | Commercial |  | Annual | [5 empty] | 11 | 0.96 |  |  |  | 0 | 0 | 30.9333 | 0 | 0 | 0 | 0 | 0 | 0 | 0 | 0 | 0 | 2006 Qtr 1: 0; 2006 Qtr 2: 0; 2006 Qtr 3: 0; 2006 Qtr 4: 0; 2007 Qtr 1: 0; 2007 Qtr 2: 0; 2007 Qtr 3: 0; 2007 Qtr 4: 30.9333; 2008 Qtr 1: 0; 2008 Qtr 2: 0; 2008 Qtr 3: 0; 2008 Qtr 4: 0 | 30.9333
0 | 234304-Lighting-Remove 4 Ft Lamp (De-Lamp) - Tr2 | COFL00AVDEL01 | 7 | Commercial | 01-ALC-AllCommercial-IntLight | 0 |  |  |  |  | 28.2538 | 12.3653 | 0 | 0 | 0 | 15.8885 | 100.2216 |  | kWh | 0.031059 | -0.16413 | Commercial |  | Annual | [5 empty] | 11 | 0.96 |  |  |  | 0 | 0 | 30.9333 | 0 | 0 | 0 | 0 | 0 | 0 | 0 | 0 | 0 | 2006 Qtr 1: 0; 2006 Qtr 2: 0; 2006 Qtr 3: 0; 2006 Qtr 4: 0; 2007 Qtr 1: 0; 2007 Qtr 2: 0; 2007 Qtr 3: 0; 2007 Qtr 4: 30.9333; 2008 Qtr 1: 0; 2008 Qtr 2: 0; 2008 Qtr 3: 0; 2008 Qtr 4: 0 | 30.9333
0 | 234330-Premium T8 with T12 40 Watt Baseline - Tr1 |  | 7 | Commercial | 01-ALC-AllCommercial-IntLight | 0 |  |  |  |  | 13.9589 | 13.1897 | 0 | 0 | 0 | 0.76922 | 34.727 |  | kWh | 0.010491 | -0.056872 | Commercial |  | Annual | [5 empty] | 11 | 0.96 |  |  |  | 0 | 0 | 50.9489 | 0 | 0 | 0 | 0 | 0 | 0 | 0 | 0 | 0 | 2006 Qtr 1: 0; 2006 Qtr 2: 0; 2006 Qtr 3: 0; 2006 Qtr 4: 0; 2007 Qtr 1: 0; 2007 Qtr 2: 0; 2007 Qtr 3: 0; 2007 Qtr 4: 50.9489; 2008 Qtr 1: 0; 2008 Qtr 2: 0; 2008 Qtr 3: 0; 2008 Qtr 4: 0 | 50.9489
0 | 234330-Premium T8 with T12 40 Watt Baseline - Tr1 |  | 7 | Commercial | 01-ALC-AllCommercial-IntLight | 0 |  |  |  |  | 13.9589 | 13.1897 | 0 | 0 | 0 | 0.76922 | 30.14 |  | kWh | 0.0093405 | -0.04936 | Commercial |  | Annual | [5 empty] | 11 | 0.96 |  |  |  | 0 | 0 | 65.5058 | 0 | 0 | 0 | 0 | 0 | 0 | 0 | 0 | 0 | 2006 Qtr 1: 0; 2006 Qtr 2: 0; 2006 Qtr 3: 0; 2006 Qtr 4: 0; 2007 Qtr 1: 0; 2007 Qtr 2: 0; 2007 Qtr 3: 0; 2007 Qtr 4: 65.5058; 2008 Qtr 1: 0; 2008 Qtr 2: 0; 2008 Qtr 3: 0; 2008 Qtr 4: 0 | 65.5058
0 | 234174-Food Service - Ice Machine Air-Cooled 101-200 |  | 7 | Commercial | 01-ALC-AllCommercial-Refrig | 0 |  |  |  |  | 296 | 600 | 0 | 0 | 0 | -304 | 3613.5 |  | kWh | 0.4125 | 0 | Commercial |  | Annual | [5 empty] | 12 | 0.96 |  |  |  | 0 | 0 | 1 | 0 | 0 | 0 | 0 | 0 | 0 | 0 | 0 | 0 | 2006 Qtr 1: 0; 2006 Qtr 2: 0; 2006 Qtr 3: 0; 2006 Qtr 4: 0; 2007 Qtr 1: 1; 2007 Qtr 2: 0; 2007 Qtr 3: 0; 2007 Qtr 4: 0; 2008 Qtr 1: 0; 2008 Qtr 2: 0; 2008 Qtr 3: 0; 2008 Qtr 4: 0 | 1
0 | 234176-Food Service - Ice Machine Air-Cooled 301-400 |  | 7 | Commercial | 01-ALC-AllCommercial-Refrig | 0 |  |  |  |  | 559 | 600 | 0 | 0 | 0 | -41 | 1660.75 |  | kWh | 0.18958 | 0 | Commercial |  | Annual | [5 empty] | 12 | 0.96 |  |  |  | 0 | 0 | 1 | 0 | 0 | 0 | 0 | 0 | 0 | 0 | 0 | 0 | 2006 Qtr 1: 0; 2006 Qtr 2: 0; 2006 Qtr 3: 0; 2006 Qtr 4: 0; 2007 Qtr 1: 1; 2007 Qtr 2: 0; 2007 Qtr 3: 0; 2007 Qtr 4: 0; 2008 Qtr 1: 0; 2008 Qtr 2: 0; 2008 Qtr 3: 0; 2008 Qtr 4: 0 | 1
0 | 234179-Food Service - Ice Machine Air-Cooled 1001-1500 |  | 7 | Commercial | 01-ALC-AllCommercial-Refrig | 0 |  |  |  |  | 1821 | 1000 | 0 | 0 | 0 | 821 | 4106.25 |  | kWh | 0.46875 | 0 | Commercial |  | Annual | [5 empty] | 12 | 0.96 |  |  |  | 0 | 0 | 1 | 0 | 0 | 0 | 0 | 0 | 0 | 0 | 0 | 0 | 2006 Qtr 1: 0; 2006 Qtr 2: 0; 2006 Qtr 3: 0; 2006 Qtr 4: 0; 2007 Qtr 1: 1; 2007 Qtr 2: 0; 2007 Qtr 3: 0; 2007 Qtr 4: 0; 2008 Qtr 1: 0; 2008 Qtr 2: 0; 2008 Qtr 3: 0; 2008 Qtr 4: 0 | 1
0 | 234172-Food Service - Convection Oven-Gas |  | 10 | Commercial | 21-RSD-Restaurant–SitDown-PROC_OTH | 0 |  |  |  |  | 3144 | 500 | 0 | 0 | 0 | 2644 | 0 |  | kWh | 0 | 323 | Commercial |  | Annual | [5 empty] | 12 | 0.96 |  |  |  | 0 | 0 | 2 | 0 | 0 | 0 | 0 | 0 | 0 | 0 | 0 | 0 | 2006 Qtr 1: 0; 2006 Qtr 2: 0; 2006 Qtr 3: 0; 2006 Qtr 4: 0; 2007 Qtr 1: 2; 2007 Qtr 2: 0; 2007 Qtr 3: 0; 2007 Qtr 4: 0; 2008 Qtr 1: 0; 2008 Qtr 2: 0; 2008 Qtr 3: 0; 2008 Qtr 4: 0 | 2
0 | 234330-Premium T8 with T12 40 Watt Baseline - Tr1 |  | 7 | Commercial | 01-ALC-AllCommercial-IntLight | 0 |  |  |  |  | 13.9589 | 13.1897 | 0 | 0 | 0 | 0.76922 | 34.727 |  | kWh | 0.010491 | -0.056872 | Commercial |  | Annual | [5 empty] | 11 | 0.96 |  |  |  | 0 | 0 | 50.9489 | 0 | 0 | 0 | 0 | 0 | 0 | 0 | 0 | 0 | 2006 Qtr 1: 0; 2006 Qtr 2: 0; 2006 Qtr 3: 0; 2006 Qtr 4: 0; 2007 Qtr 1: 0; 2007 Qtr 2: 0; 2007 Qtr 3: 0; 2007 Qtr 4: 50.9489; 2008 Qtr 1: 0; 2008 Qtr 2: 0; 2008 Qtr 3: 0; 2008 Qtr 4: 0 | 50.9489
0 | 234330-Premium T8 with T12 40 Watt Baseline - Tr1 |  | 7 | Commercial | 01-ALC-AllCommercial-IntLight | 0 |  |  |  |  | 13.9589 | 13.1897 | 0 | 0 | 0 | 0.76922 | 34.727 |  | kWh | 0.010491 | -0.056872 | Commercial |  | Annual | [5 empty] | 11 | 0.96 |  |  |  | 0 | 0 | 36.3921 | 0 | 0 | 0 | 0 | 0 | 0 | 0 | 0 | 0 | 2006 Qtr 1: 0; 2006 Qtr 2: 0; 2006 Qtr 3: 0; 2006 Qtr 4: 0; 2007 Qtr 1: 0; 2007 Qtr 2: 0; 2007 Qtr 3: 0; 2007 Qtr 4: 36.3921; 2008 Qtr 1: 0; 2008 Qtr 2: 0; 2008 Qtr 3: 0; 2008 Qtr 4: 0 | 36.3921
0 | 234330-Premium T8 with T12 40 Watt Baseline - Tr1 |  | 7 | Commercial | 23-RTL-Retail–SingleStorylarge-LIT_INT | 0 |  |  |  |  | 13.9589 | 13.1897 | 0 | 0 | 0 | 0.76922 | 35.6051 |  | kWh | 0.010639 | -0.048435 | Commercial |  | Annual | [5 empty] | 11 | 0.96 |  |  |  | 0 | 0 | 40.0313 | 0 | 0 | 0 | 0 | 0 | 0 | 0 | 0 | 0 | 2006 Qtr 1: 0; 2006 Qtr 2: 0; 2006 Qtr 3: 0; 2006 Qtr 4: 0; 2007 Qtr 1: 0; 2007 Qtr 2: 0; 2007 Qtr 3: 0; 2007 Qtr 4: 40.0313; 2008 Qtr 1: 0; 2008 Qtr 2: 0; 2008 Qtr 3: 0; 2008 Qtr 4: 0 | 40.0313
0 | 234330-Premium T8 with T12 40 Watt Baseline - Tr1 |  | System | Commercial | 01-ALC-AllCommercial-IntLight | 0 |  |  |  |  | 13.9589 | 13.1897 | 0 | 0 | 0 | 0.76922 | 65.4159 |  | kWh | 0.012906 | -0.10713 | Commercial |  | Annual | [5 empty] | 11 | 0.96 |  |  |  | 0 | 0 | 47.3097 | 0 | 0 | 0 | 0 | 0 | 0 | 0 | 0 | 0 | 2006 Qtr 1: 0; 2006 Qtr 2: 0; 2006 Qtr 3: 0; 2006 Qtr 4: 0; 2007 Qtr 1: 0; 2007 Qtr 2: 0; 2007 Qtr 3: 0; 2007 Qtr 4: 47.3097; 2008 Qtr 1: 0; 2008 Qtr 2: 0; 2008 Qtr 3: 0; 2008 Qtr 4: 0 | 47.3097
0 | 234207-Lighting-8 Ft T-8 with Elec Ballast-Tr1 |  | System | Commercial | 01-ALC-AllCommercial-IntLight | 0 |  |  |  |  | 35.7163 | 21.9828 | 0 | 0 | 0 | 13.7335 | 54.2473 |  | kWh | 0.010702 | -0.08884 | Commercial |  | Annual | [5 empty] | 11 | 0.96 |  |  |  | 0 | 0 | 5.4588 | 0 | 0 | 0 | 0 | 0 | 0 | 0 | 0 | 0 | 2006 Qtr 1: 0; 2006 Qtr 2: 0; 2006 Qtr 3: 0; 2006 Qtr 4: 0; 2007 Qtr 1: 0; 2007 Qtr 2: 0; 2007 Qtr 3: 0; 2007 Qtr 4: 5.4588; 2008 Qtr 1: 0; 2008 Qtr 2: 0; 2008 Qtr 3: 0; 2008 Qtr 4: 0 | 5.4588
0 | 234330-Premium T8 with T12 40 Watt Baseline - Tr1 |  | 7 | Commercial | 01-ALC-AllCommercial-IntLight | 0 |  |  |  |  | 13.9589 | 13.1897 | 0 | 0 | 0 | 0.76922 | 32.1182 |  | kWh | 0.010339 | -0.052599 | Commercial |  | Annual | [5 empty] | 11 | 0.96 |  |  |  | 0 | 0 | 149.2076 | 0 | 0 | 0 | 0 | 0 | 0 | 0 | 0 | 0 | 2006 Qtr 1: 0; 2006 Qtr 2: 0; 2006 Qtr 3: 0; 2006 Qtr 4: 0; 2007 Qtr 1: 0; 2007 Qtr 2: 0; 2007 Qtr 3: 0; 2007 Qtr 4: 149.2076; 2008 Qtr 1: 0; 2008 Qtr 2: 0; 2008 Qtr 3: 0; 2008 Qtr 4: 0 | 149.2076
0 | 234316-Lighting-Screw in 14-26 Watt Reflector Lamp-Tr2 | Averaged DEER Msrs | 7 | Commercial | 01-ALC-AllCommercial-IntLight | 0 |  |  |  |  | 9.6109 | 6.6813 | 0 | 0 | 0 | 2.9297 | 49.4077 |  | kWh | 0.0092139 | -0.086481 | Commercial |  | Annual | [5 empty] | 3 | 0.96 |  |  |  | 0 | 0 | 12.797 | 0 | 0 | 0 | 0 | 0 | 0 | 0 | 0 | 0 | 2006 Qtr 1: 0; 2006 Qtr 2: 0; 2006 Qtr 3: 0; 2006 Qtr 4: 0; 2007 Qtr 1: 12.797; 2007 Qtr 2: 0; 2007 Qtr 3: 0; 2007 Qtr 4: 0; 2008 Qtr 1: 0; 2008 Qtr 2: 0; 2008 Qtr 3: 0; 2008 Qtr 4: 0 | 12.797
0 | 234331-Premium T8 with T12 40 Watt Baseline - Tr2 |  | 7 | Commercial | 01-ALC-AllCommercial-IntLight | 0 |  |  |  |  | 13.9591 | 9.8923 | 0 | 0 | 0 | 4.0668 | 31.1202 |  | kWh | 0.0096442 | -0.050965 | Commercial |  | Annual | [5 empty] | 11 | 0.96 |  |  |  | 0 | 0 | 34.5725 | 0 | 0 | 0 | 0 | 0 | 0 | 0 | 0 | 0 | 2006 Qtr 1: 0; 2006 Qtr 2: 0; 2006 Qtr 3: 0; 2006 Qtr 4: 0; 2007 Qtr 1: 34.5725; 2007 Qtr 2: 0; 2007 Qtr 3: 0; 2007 Qtr 4: 0; 2008 Qtr 1: 0; 2008 Qtr 2: 0; 2008 Qtr 3: 0; 2008 Qtr 4: 0 | 34.5725
0 | 234304-Lighting-Remove 4 Ft Lamp (De-Lamp) - Tr2 | COFL00AVDEL01 | 7 | Commercial | 01-ALC-AllCommercial-IntLight | 0 |  |  |  |  | 28.2538 | 12.3653 | 0 | 0 | 0 | 15.8885 | 100.2216 |  | kWh | 0.031059 | -0.16413 | Commercial |  | Annual | [5 empty] | 11 | 0.96 |  |  |  | 0 | 0 | 12.7372 | 0 | 0 | 0 | 0 | 0 | 0 | 0 | 0 | 0 | 2006 Qtr 1: 0; 2006 Qtr 2: 0; 2006 Qtr 3: 0; 2006 Qtr 4: 0; 2007 Qtr 1: 12.7372; 2007 Qtr 2: 0; 2007 Qtr 3: 0; 2007 Qtr 4: 0; 2008 Qtr 1: 0; 2008 Qtr 2: 0; 2008 Qtr 3: 0; 2008 Qtr 4: 0 | 12.7372
0 | 234304-Lighting-Remove 4 Ft Lamp (De-Lamp) - Tr2 | COFL00AVDEL01 | 7 | Commercial | 01-ALC-AllCommercial-IntLight | 0 |  |  |  |  | 28.2538 | 12.3653 | 0 | 0 | 0 | 15.8885 | 100.2216 |  | kWh | 0.031059 | -0.16413 | Commercial |  | Annual | [5 empty] | 11 | 0.96 |  |  |  | 0 | 0 | 1.8196 | 0 | 0 | 0 | 0 | 0 | 0 | 0 | 0 | 0 | 2006 Qtr 1: 0; 2006 Qtr 2: 0; 2006 Qtr 3: 0; 2006 Qtr 4: 0; 2007 Qtr 1: 1.8196; 2007 Qtr 2: 0; 2007 Qtr 3: 0; 2007 Qtr 4: 0; 2008 Qtr 1: 0; 2008 Qtr 2: 0; 2008 Qtr 3: 0; 2008 Qtr 4: 0 | 1.8196
0 | 234331-Premium T8 with T12 40 Watt Baseline - Tr2 |  | 7 | Commercial | 01-ALC-AllCommercial-IntLight | 0 |  |  |  |  | 13.9591 | 9.8923 | 0 | 0 | 0 | 4.0668 | 31.1202 |  | kWh | 0.0096442 | -0.050965 | Commercial |  | Annual | [5 empty] | 11 | 0.96 |  |  |  | 0 | 0 | 50.9489 | 0 | 0 | 0 | 0 | 0 | 0 | 0 | 0 | 0 | 2006 Qtr 1: 0; 2006 Qtr 2: 0; 2006 Qtr 3: 0; 2006 Qtr 4: 0; 2007 Qtr 1: 0; 2007 Qtr 2: 0; 2007 Qtr 3: 0; 2007 Qtr 4: 50.9489; 2008 Qtr 1: 0; 2008 Qtr 2: 0; 2008 Qtr 3: 0; 2008 Qtr 4: 0 | 50.9489
0 | 234304-Lighting-Remove 4 Ft Lamp (De-Lamp) - Tr2 | COFL00AVDEL01 | 7 | Commercial | 01-ALC-AllCommercial-IntLight | 0 |  |  |  |  | 28.2538 | 12.3653 | 0 | 0 | 0 | 15.8885 | 100.2216 |  | kWh | 0.031059 | -0.16413 | Commercial |  | Annual | [5 empty] | 11 | 0.96 |  |  |  | 0 | 0 | 50.9489 | 0 | 0 | 0 | 0 | 0 | 0 | 0 | 0 | 0 | 2006 Qtr 1: 0; 2006 Qtr 2: 0; 2006 Qtr 3: 0; 2006 Qtr 4: 0; 2007 Qtr 1: 0; 2007 Qtr 2: 0; 2007 Qtr 3: 0; 2007 Qtr 4: 50.9489; 2008 Qtr 1: 0; 2008 Qtr 2: 0; 2008 Qtr 3: 0; 2008 Qtr 4: 0 | 50.9489
0 | 234330-Premium T8 with T12 40 Watt Baseline - Tr1 |  | System | Commercial | 01-ALC-AllCommercial-IntLight | 0 |  |  |  |  | 13.9589 | 13.1897 | 0 | 0 | 0 | 0.76922 | 40.547 |  | kWh | 0.0073476 | -0.066403 | Commercial |  | Annual | [5 empty] | 11 | 0.96 |  |  |  | 0 | 0 | 34.5725 | 0 | 0 | 0 | 0 | 0 | 0 | 0 | 0 | 0 | 2006 Qtr 1: 0; 2006 Qtr 2: 0; 2006 Qtr 3: 0; 2006 Qtr 4: 0; 2007 Qtr 1: 0; 2007 Qtr 2: 0; 2007 Qtr 3: 0; 2007 Qtr 4: 34.5725; 2008 Qtr 1: 0; 2008 Qtr 2: 0; 2008 Qtr 3: 0; 2008 Qtr 4: 0 | 34.5725
0 | 234201-Lighting-2 Ft 2nd Gen T-8 with Elec Ballast-Tr1 |  | System | Commercial | 01-ALC-AllCommercial-IntLight | 0 |  |  |  |  | 23.0819 | 10.9914 | 0 | 0 | 0 | 12.0905 | 25.8116 |  | kWh | 0.0046773 | -0.042271 | Commercial |  | Annual | [5 empty] | 11 | 0.96 |  |  |  | 0 | 0 | 9.098 | 0 | 0 | 0 | 0 | 0 | 0 | 0 | 0 | 0 | 2006 Qtr 1: 0; 2006 Qtr 2: 0; 2006 Qtr 3: 0; 2006 Qtr 4: 0; 2007 Qtr 1: 0; 2007 Qtr 2: 0; 2007 Qtr 3: 0; 2007 Qtr 4: 9.098; 2008 Qtr 1: 0; 2008 Qtr 2: 0; 2008 Qtr 3: 0; 2008 Qtr 4: 0 | 9.098
0 | 234330-Premium T8 with T12 40 Watt Baseline - Tr1 |  | 7 | Commercial | 01-ALC-AllCommercial-IntLight | 0 |  |  |  |  | 13.9589 | 13.1897 | 0 | 0 | 0 | 0.76922 | 30.14 |  | kWh | 0.0093405 | -0.04936 | Commercial |  | Annual | [5 empty] | 11 | 0.96 |  |  |  | 0 | 0 | 25.4745 | 0 | 0 | 0 | 0 | 0 | 0 | 0 | 0 | 0 | 2006 Qtr 1: 0; 2006 Qtr 2: 0; 2006 Qtr 3: 0; 2006 Qtr 4: 0; 2007 Qtr 1: 0; 2007 Qtr 2: 0; 2007 Qtr 3: 0; 2007 Qtr 4: 25.4745; 2008 Qtr 1: 0; 2008 Qtr 2: 0; 2008 Qtr 3: 0; 2008 Qtr 4: 0 | 25.4745
0 | 234303-Lighting-Remove 4 Ft Lamp (De-Lamp) - Tr1 | COFL00AVDEL01 | 7 | Commercial | 01-ALC-AllCommercial-IntLight | 0 |  |  |  |  | 28.2518 | 16.4871 | 0 | 0 | 0 | 11.7647 | 100.2216 |  | kWh | 0.031059 | -0.16413 | Commercial |  | Annual | [5 empty] | 11 | 0.96 |  |  |  | 0 | 0 | 10.9176 | 0 | 0 | 0 | 0 | 0 | 0 | 0 | 0 | 0 | 2006 Qtr 1: 0; 2006 Qtr 2: 0; 2006 Qtr 3: 0; 2006 Qtr 4: 0; 2007 Qtr 1: 0; 2007 Qtr 2: 0; 2007 Qtr 3: 0; 2007 Qtr 4: 10.9176; 2008 Qtr 1: 0; 2008 Qtr 2: 0; 2008 Qtr 3: 0; 2008 Qtr 4: 0 | 10.9176
0 | 234330-Premium T8 with T12 40 Watt Baseline - Tr1 |  | 7 | Commercial | 01-ALC-AllCommercial-IntLight | 0 |  |  |  |  | 13.9589 | 13.1897 | 0 | 0 | 0 | 0.76922 | 30.14 |  | kWh | 0.0093405 | -0.04936 | Commercial |  | Annual | [5 empty] | 11 | 0.96 |  |  |  | 0 | 0 | 67.3254 | 0 | 0 | 0 | 0 | 0 | 0 | 0 | 0 | 0 | 2006 Qtr 1: 0; 2006 Qtr 2: 0; 2006 Qtr 3: 0; 2006 Qtr 4: 0; 2007 Qtr 1: 0; 2007 Qtr 2: 0; 2007 Qtr 3: 0; 2007 Qtr 4: 67.3254; 2008 Qtr 1: 0; 2008 Qtr 2: 0; 2008 Qtr 3: 0; 2008 Qtr 4: 0 | 67.3254
0 | 234303-Lighting-Remove 4 Ft Lamp (De-Lamp) - Tr1 | COFL00AVDEL01 | 7 | Commercial | 01-ALC-AllCommercial-IntLight | 0 |  |  |  |  | 28.2518 | 16.4871 | 0 | 0 | 0 | 11.7647 | 100.2216 |  | kWh | 0.031059 | -0.16413 | Commercial |  | Annual | [5 empty] | 11 | 0.96 |  |  |  | 0 | 0 | 65.5058 | 0 | 0 | 0 | 0 | 0 | 0 | 0 | 0 | 0 | 2006 Qtr 1: 0; 2006 Qtr 2: 0; 2006 Qtr 3: 0; 2006 Qtr 4: 0; 2007 Qtr 1: 0; 2007 Qtr 2: 0; 2007 Qtr 3: 0; 2007 Qtr 4: 65.5058; 2008 Qtr 1: 0; 2008 Qtr 2: 0; 2008 Qtr 3: 0; 2008 Qtr 4: 0 | 65.5058
0 | 234330-Premium T8 with T12 40 Watt Baseline - Tr1 |  | 7 | Commercial | 01-ALC-AllCommercial-IntLight | 0 |  |  |  |  | 13.9589 | 13.1897 | 0 | 0 | 0 | 0.76922 | 30.14 |  | kWh | 0.0093405 | -0.04936 | Commercial |  | Annual | [5 empty] | 11 | 0.96 |  |  |  | 0 | 0 | 16.3764 | 0 | 0 | 0 | 0 | 0 | 0 | 0 | 0 | 0 | 2006 Qtr 1: 0; 2006 Qtr 2: 0; 2006 Qtr 3: 0; 2006 Qtr 4: 0; 2007 Qtr 1: 0; 2007 Qtr 2: 0; 2007 Qtr 3: 0; 2007 Qtr 4: 16.3764; 2008 Qtr 1: 0; 2008 Qtr 2: 0; 2008 Qtr 3: 0; 2008 Qtr 4: 0 | 16.3764
0 | 234303-Lighting-Remove 4 Ft Lamp (De-Lamp) - Tr1 | COFL00AVDEL01 | 7 | Commercial | 01-ALC-AllCommercial-IntLight | 0 |  |  |  |  | 28.2518 | 16.4871 | 0 | 0 | 0 | 11.7647 | 100.2216 |  | kWh | 0.031059 | -0.16413 | Commercial |  | Annual | [5 empty] | 11 | 0.96 |  |  |  | 0 | 0 | 16.3764 | 0 | 0 | 0 | 0 | 0 | 0 | 0 | 0 | 0 | 2006 Qtr 1: 0; 2006 Qtr 2: 0; 2006 Qtr 3: 0; 2006 Qtr 4: 0; 2007 Qtr 1: 0; 2007 Qtr 2: 0; 2007 Qtr 3: 0; 2007 Qtr 4: 16.3764; 2008 Qtr 1: 0; 2008 Qtr 2: 0; 2008 Qtr 3: 0; 2008 Qtr 4: 0 | 16.3764
0 | 234207-Lighting-8 Ft T-8 with Elec Ballast-Tr1 |  | 7 | Commercial | 01-ALC-AllCommercial-IntLight | 0 |  |  |  |  | 35.7163 | 21.9828 | 0 | 0 | 0 | 13.7335 | 24.9942 |  | kWh | 0.0077458 | -0.040932 | Commercial |  | Annual | [5 empty] | 11 | 0.96 |  |  |  | 0 | 0 | 10.9176 | 0 | 0 | 0 | 0 | 0 | 0 | 0 | 0 | 0 | 2006 Qtr 1: 0; 2006 Qtr 2: 0; 2006 Qtr 3: 0; 2006 Qtr 4: 0; 2007 Qtr 1: 0; 2007 Qtr 2: 0; 2007 Qtr 3: 0; 2007 Qtr 4: 10.9176; 2008 Qtr 1: 0; 2008 Qtr 2: 0; 2008 Qtr 3: 0; 2008 Qtr 4: 0 | 10.9176
0 | 234330-Premium T8 with T12 40 Watt Baseline - Tr1 |  | 7 | Commercial | 01-ALC-AllCommercial-IntLight | 0 |  |  |  |  | 13.9589 | 13.1897 | 0 | 0 | 0 | 0.76922 | 27.8282 |  | kWh | 0.0094846 | -0.045574 | Commercial |  | Annual | [5 empty] | 11 | 0.96 |  |  |  | 0 | 0 | 40.0313 | 0 | 0 | 0 | 0 | 0 | 0 | 0 | 0 | 0 | 2006 Qtr 1: 0; 2006 Qtr 2: 0; 2006 Qtr 3: 0; 2006 Qtr 4: 0; 2007 Qtr 1: 0; 2007 Qtr 2: 0; 2007 Qtr 3: 0; 2007 Qtr 4: 40.0313; 2008 Qtr 1: 0; 2008 Qtr 2: 0; 2008 Qtr 3: 0; 2008 Qtr 4: 0 | 40.0313
0 | 234303-Lighting-Remove 4 Ft Lamp (De-Lamp) - Tr1 | COFL00AVDEL01 | 7 | Commercial | 01-ALC-AllCommercial-IntLight | 0 |  |  |  |  | 28.2518 | 16.4871 | 0 | 0 | 0 | 11.7647 | 92.5345 |  | kWh | 0.031538 | -0.15154 | Commercial |  | Annual | [5 empty] | 11 | 0.96 |  |  |  | 0 | 0 | 32.7529 | 0 | 0 | 0 | 0 | 0 | 0 | 0 | 0 | 0 | 2006 Qtr 1: 0; 2006 Qtr 2: 0; 2006 Qtr 3: 0; 2006 Qtr 4: 0; 2007 Qtr 1: 0; 2007 Qtr 2: 0; 2007 Qtr 3: 0; 2007 Qtr 4: 32.7529; 2008 Qtr 1: 0; 2008 Qtr 2: 0; 2008 Qtr 3: 0; 2008 Qtr 4: 0 | 32.7529
0 | 234330-Premium T8 with T12 40 Watt Baseline - Tr1 |  | 7 | Commercial | 01-ALC-AllCommercial-IntLight | 0 |  |  |  |  | 13.9589 | 13.1897 | 0 | 0 | 0 | 0.76922 | 30.14 |  | kWh | 0.0093405 | -0.04936 | Commercial |  | Annual | [5 empty] | 11 | 0.96 |  |  |  | 0 | 0 | 23.6549 | 0 | 0 | 0 | 0 | 0 | 0 | 0 | 0 | 0 | 2006 Qtr 1: 0; 2006 Qtr 2: 0; 2006 Qtr 3: 0; 2006 Qtr 4: 0; 2007 Qtr 1: 0; 2007 Qtr 2: 0; 2007 Qtr 3: 0; 2007 Qtr 4: 23.6549; 2008 Qtr 1: 0; 2008 Qtr 2: 0; 2008 Qtr 3: 0; 2008 Qtr 4: 0 | 23.6549
0 | 234303-Lighting-Remove 4 Ft Lamp (De-Lamp) - Tr1 | COFL00AVDEL01 | 7 | Commercial | 01-ALC-AllCommercial-IntLight | 0 |  |  |  |  | 28.2518 | 16.4871 | 0 | 0 | 0 | 11.7647 | 100.2216 |  | kWh | 0.031059 | -0.16413 | Commercial |  | Annual | [5 empty] | 11 | 0.96 |  |  |  | 0 | 0 | 14.5568 | 0 | 0 | 0 | 0 | 0 | 0 | 0 | 0 | 0 | 2006 Qtr 1: 0; 2006 Qtr 2: 0; 2006 Qtr 3: 0; 2006 Qtr 4: 0; 2007 Qtr 1: 0; 2007 Qtr 2: 0; 2007 Qtr 3: 0; 2007 Qtr 4: 14.5568; 2008 Qtr 1: 0; 2008 Qtr 2: 0; 2008 Qtr 3: 0; 2008 Qtr 4: 0 | 14.5568
0 | 234303-Lighting-Remove 4 Ft Lamp (De-Lamp) - Tr1 | COFL00AVDEL01 | 7 | Commercial | 01-ALC-AllCommercial-IntLight | 0 |  |  |  |  | 28.2518 | 16.4871 | 0 | 0 | 0 | 11.7647 | 100.2216 |  | kWh | 0.031059 | -0.16413 | Commercial |  | Annual | [5 empty] | 11 | 0.96 |  |  |  | 0 | 0 | 65.5058 | 0 | 0 | 0 | 0 | 0 | 0 | 0 | 0 | 0 | 2006 Qtr 1: 0; 2006 Qtr 2: 0; 2006 Qtr 3: 0; 2006 Qtr 4: 0; 2007 Qtr 1: 0; 2007 Qtr 2: 0; 2007 Qtr 3: 0; 2007 Qtr 4: 65.5058; 2008 Qtr 1: 0; 2008 Qtr 2: 0; 2008 Qtr 3: 0; 2008 Qtr 4: 0 | 65.5058
0 | 234330-Premium T8 with T12 40 Watt Baseline - Tr1 |  | 7 | Commercial | 01-ALC-AllCommercial-IntLight | 0 |  |  |  |  | 13.9589 | 13.1897 | 0 | 0 | 0 | 0.76922 | 30.14 |  | kWh | 0.0093405 | -0.04936 | Commercial |  | Annual | [5 empty] | 11 | 0.96 |  |  |  | 0 | 0 | 110.9959 | 0 | 0 | 0 | 0 | 0 | 0 | 0 | 0 | 0 | 2006 Qtr 1: 0; 2006 Qtr 2: 0; 2006 Qtr 3: 0; 2006 Qtr 4: 0; 2007 Qtr 1: 0; 2007 Qtr 2: 0; 2007 Qtr 3: 0; 2007 Qtr 4: 110.9959; 2008 Qtr 1: 0; 2008 Qtr 2: 0; 2008 Qtr 3: 0; 2008 Qtr 4: 0 | 110.9959
0 | 234330-Premium T8 with T12 40 Watt Baseline - Tr1 |  | 7 | Commercial | 01-ALC-AllCommercial-IntLight | 0 |  |  |  |  | 13.9589 | 13.1897 | 0 | 0 | 0 | 0.76922 | 27.8282 |  | kWh | 0.0094846 | -0.045574 | Commercial |  | Annual | [5 empty] | 11 | 0.96 |  |  |  | 0 | 0 | 50.9489 | 0 | 0 | 0 | 0 | 0 | 0 | 0 | 0 | 0 | 2006 Qtr 1: 0; 2006 Qtr 2: 0; 2006 Qtr 3: 0; 2006 Qtr 4: 0; 2007 Qtr 1: 0; 2007 Qtr 2: 0; 2007 Qtr 3: 0; 2007 Qtr 4: 50.9489; 2008 Qtr 1: 0; 2008 Qtr 2: 0; 2008 Qtr 3: 0; 2008 Qtr 4: 0 | 50.9489
0 | 234330-Premium T8 with T12 40 Watt Baseline - Tr1 |  | 7 | Commercial | 01-ALC-AllCommercial-IntLight | 0 |  |  |  |  | 13.9589 | 13.1897 | 0 | 0 | 0 | 0.76922 | 30.14 |  | kWh | 0.0093405 | -0.04936 | Commercial |  | Annual | [5 empty] | 11 | 0.96 |  |  |  | 0 | 0 | 36.3921 | 0 | 0 | 0 | 0 | 0 | 0 | 0 | 0 | 0 | 2006 Qtr 1: 0; 2006 Qtr 2: 0; 2006 Qtr 3: 0; 2006 Qtr 4: 0; 2007 Qtr 1: 0; 2007 Qtr 2: 0; 2007 Qtr 3: 0; 2007 Qtr 4: 36.3921; 2008 Qtr 1: 0; 2008 Qtr 2: 0; 2008 Qtr 3: 0; 2008 Qtr 4: 0 | 36.3921
0 | 234303-Lighting-Remove 4 Ft Lamp (De-Lamp) - Tr1 | COFL00AVDEL01 | 7 | Commercial | 01-ALC-AllCommercial-IntLight | 0 |  |  |  |  | 28.2518 | 16.4871 | 0 | 0 | 0 | 11.7647 | 100.2216 |  | kWh | 0.031059 | -0.16413 | Commercial |  | Annual | [5 empty] | 11 | 0.96 |  |  |  | 0 | 0 | 18.196 | 0 | 0 | 0 | 0 | 0 | 0 | 0 | 0 | 0 | 2006 Qtr 1: 0; 2006 Qtr 2: 0; 2006 Qtr 3: 0; 2006 Qtr 4: 0; 2007 Qtr 1: 0; 2007 Qtr 2: 0; 2007 Qtr 3: 0; 2007 Qtr 4: 18.196; 2008 Qtr 1: 0; 2008 Qtr 2: 0; 2008 Qtr 3: 0; 2008 Qtr 4: 0 | 18.196
0 | 234330-Premium T8 with T12 40 Watt Baseline - Tr1 |  | 7 | Commercial | 01-ALC-AllCommercial-IntLight | 0 |  |  |  |  | 13.9589 | 13.1897 | 0 | 0 | 0 | 0.76922 | 30.14 |  | kWh | 0.0093405 | -0.04936 | Commercial |  | Annual | [5 empty] | 11 | 0.96 |  |  |  | 0 | 0 | 25.4745 | 0 | 0 | 0 | 0 | 0 | 0 | 0 | 0 | 0 | 2006 Qtr 1: 0; 2006 Qtr 2: 0; 2006 Qtr 3: 0; 2006 Qtr 4: 0; 2007 Qtr 1: 0; 2007 Qtr 2: 0; 2007 Qtr 3: 0; 2007 Qtr 4: 25.4745; 2008 Qtr 1: 0; 2008 Qtr 2: 0; 2008 Qtr 3: 0; 2008 Qtr 4: 0 | 25.4745
0 | 234303-Lighting-Remove 4 Ft Lamp (De-Lamp) - Tr1 | COFL00AVDEL01 | 7 | Commercial | 01-ALC-AllCommercial-IntLight | 0 |  |  |  |  | 28.2518 | 16.4871 | 0 | 0 | 0 | 11.7647 | 100.2216 |  | kWh | 0.031059 | -0.16413 | Commercial |  | Annual | [5 empty] | 11 | 0.96 |  |  |  | 0 | 0 | 12.7372 | 0 | 0 | 0 | 0 | 0 | 0 | 0 | 0 | 0 | 2006 Qtr 1: 0; 2006 Qtr 2: 0; 2006 Qtr 3: 0; 2006 Qtr 4: 0; 2007 Qtr 1: 0; 2007 Qtr 2: 0; 2007 Qtr 3: 0; 2007 Qtr 4: 12.7372; 2008 Qtr 1: 0; 2008 Qtr 2: 0; 2008 Qtr 3: 0; 2008 Qtr 4: 0 | 12.7372
0 | 234330-Premium T8 with T12 40 Watt Baseline - Tr1 |  | 7 | Commercial | 01-ALC-AllCommercial-IntLight | 0 |  |  |  |  | 13.9589 | 13.1897 | 0 | 0 | 0 | 0.76922 | 30.14 |  | kWh | 0.0093405 | -0.04936 | Commercial |  | Annual | [5 empty] | 11 | 0.96 |  |  |  | 0 | 0 | 20.0156 | 0 | 0 | 0 | 0 | 0 | 0 | 0 | 0 | 0 | 2006 Qtr 1: 0; 2006 Qtr 2: 0; 2006 Qtr 3: 0; 2006 Qtr 4: 0; 2007 Qtr 1: 0; 2007 Qtr 2: 0; 2007 Qtr 3: 0; 2007 Qtr 4: 20.0156; 2008 Qtr 1: 0; 2008 Qtr 2: 0; 2008 Qtr 3: 0; 2008 Qtr 4: 0 | 20.0156
0 | 234303-Lighting-Remove 4 Ft Lamp (De-Lamp) - Tr1 | COFL00AVDEL01 | 7 | Commercial | 01-ALC-AllCommercial-IntLight | 0 |  |  |  |  | 28.2518 | 16.4871 | 0 | 0 | 0 | 11.7647 | 100.2216 |  | kWh | 0.031059 | -0.16413 | Commercial |  | Annual | [5 empty] | 11 | 0.96 |  |  |  | 0 | 0 | 10.0078 | 0 | 0 | 0 | 0 | 0 | 0 | 0 | 0 | 0 | 2006 Qtr 1: 0; 2006 Qtr 2: 0; 2006 Qtr 3: 0; 2006 Qtr 4: 0; 2007 Qtr 1: 0; 2007 Qtr 2: 0; 2007 Qtr 3: 0; 2007 Qtr 4: 10.0078; 2008 Qtr 1: 0; 2008 Qtr 2: 0; 2008 Qtr 3: 0; 2008 Qtr 4: 0 | 10.0078
0 | 234330-Premium T8 with T12 40 Watt Baseline - Tr1 |  | 7 | Commercial | 01-ALC-AllCommercial-IntLight | 0 |  |  |  |  | 13.9589 | 13.1897 | 0 | 0 | 0 | 0.76922 | 30.14 |  | kWh | 0.0093405 | -0.04936 | Commercial |  | Annual | [5 empty] | 11 | 0.96 |  |  |  | 0 | 0 | 54.5881 | 0 | 0 | 0 | 0 | 0 | 0 | 0 | 0 | 0 | 2006 Qtr 1: 0; 2006 Qtr 2: 0; 2006 Qtr 3: 0; 2006 Qtr 4: 0; 2007 Qtr 1: 0; 2007 Qtr 2: 0; 2007 Qtr 3: 0; 2007 Qtr 4: 54.5881; 2008 Qtr 1: 0; 2008 Qtr 2: 0; 2008 Qtr 3: 0; 2008 Qtr 4: 0 | 54.5881
0 | 234303-Lighting-Remove 4 Ft Lamp (De-Lamp) - Tr1 | COFL00AVDEL01 | 7 | Commercial | 01-ALC-AllCommercial-IntLight | 0 |  |  |  |  | 28.2518 | 16.4871 | 0 | 0 | 0 | 11.7647 | 100.2216 |  | kWh | 0.031059 | -0.16413 | Commercial |  | Annual | [5 empty] | 11 | 0.96 |  |  |  | 0 | 0 | 27.2941 | 0 | 0 | 0 | 0 | 0 | 0 | 0 | 0 | 0 | 2006 Qtr 1: 0; 2006 Qtr 2: 0; 2006 Qtr 3: 0; 2006 Qtr 4: 0; 2007 Qtr 1: 0; 2007 Qtr 2: 0; 2007 Qtr 3: 0; 2007 Qtr 4: 27.2941; 2008 Qtr 1: 0; 2008 Qtr 2: 0; 2008 Qtr 3: 0; 2008 Qtr 4: 0 | 27.2941
0 | 234330-Premium T8 with T12 40 Watt Baseline - Tr1 |  | 7 | Commercial | 01-ALC-AllCommercial-IntLight | 0 |  |  |  |  | 13.9589 | 13.1897 | 0 | 0 | 0 | 0.76922 | 30.14 |  | kWh | 0.0093405 | -0.04936 | Commercial |  | Annual | [5 empty] | 11 | 0.96 |  |  |  | 0 | 0 | 20.0156 | 0 | 0 | 0 | 0 | 0 | 0 | 0 | 0 | 0 | 2006 Qtr 1: 0; 2006 Qtr 2: 0; 2006 Qtr 3: 0; 2006 Qtr 4: 0; 2007 Qtr 1: 0; 2007 Qtr 2: 0; 2007 Qtr 3: 0; 2007 Qtr 4: 20.0156; 2008 Qtr 1: 0; 2008 Qtr 2: 0; 2008 Qtr 3: 0; 2008 Qtr 4: 0 | 20.0156
0 | 234303-Lighting-Remove 4 Ft Lamp (De-Lamp) - Tr1 | COFL00AVDEL01 | 7 | Commercial | 01-ALC-AllCommercial-IntLight | 0 |  |  |  |  | 28.2518 | 16.4871 | 0 | 0 | 0 | 11.7647 | 100.2216 |  | kWh | 0.031059 | -0.16413 | Commercial |  | Annual | [5 empty] | 11 | 0.96 |  |  |  | 0 | 0 | 10.0078 | 0 | 0 | 0 | 0 | 0 | 0 | 0 | 0 | 0 | 2006 Qtr 1: 0; 2006 Qtr 2: 0; 2006 Qtr 3: 0; 2006 Qtr 4: 0; 2007 Qtr 1: 0; 2007 Qtr 2: 0; 2007 Qtr 3: 0; 2007 Qtr 4: 10.0078; 2008 Qtr 1: 0; 2008 Qtr 2: 0; 2008 Qtr 3: 0; 2008 Qtr 4: 0 | 10.0078
0 | 234330-Premium T8 with T12 40 Watt Baseline - Tr1 |  | 7 | Commercial | 01-ALC-AllCommercial-IntLight | 0 |  |  |  |  | 13.9589 | 13.1897 | 0 | 0 | 0 | 0.76922 | 30.14 |  | kWh | 0.0093405 | -0.04936 | Commercial |  | Annual | [5 empty] | 11 | 0.96 |  |  |  | 0 | 0 | 9.098 | 0 | 0 | 0 | 0 | 0 | 0 | 0 | 0 | 0 | 2006 Qtr 1: 0; 2006 Qtr 2: 0; 2006 Qtr 3: 0; 2006 Qtr 4: 0; 2007 Qtr 1: 0; 2007 Qtr 2: 0; 2007 Qtr 3: 0; 2007 Qtr 4: 9.098; 2008 Qtr 1: 0; 2008 Qtr 2: 0; 2008 Qtr 3: 0; 2008 Qtr 4: 0 | 9.098
0 | 234303-Lighting-Remove 4 Ft Lamp (De-Lamp) - Tr1 | COFL00AVDEL01 | 7 | Commercial | 01-ALC-AllCommercial-IntLight | 0 |  |  |  |  | 28.2518 | 16.4871 | 0 | 0 | 0 | 11.7647 | 100.2216 |  | kWh | 0.031059 | -0.16413 | Commercial |  | Annual | [5 empty] | 11 | 0.96 |  |  |  | 0 | 0 | 4.549 | 0 | 0 | 0 | 0 | 0 | 0 | 0 | 0 | 0 | 2006 Qtr 1: 0; 2006 Qtr 2: 0; 2006 Qtr 3: 0; 2006 Qtr 4: 0; 2007 Qtr 1: 0; 2007 Qtr 2: 0; 2007 Qtr 3: 0; 2007 Qtr 4: 4.549; 2008 Qtr 1: 0; 2008 Qtr 2: 0; 2008 Qtr 3: 0; 2008 Qtr 4: 0 | 4.549
0 | 234330-Premium T8 with T12 40 Watt Baseline - Tr1 |  | 7 | Commercial | 01-ALC-AllCommercial-IntLight | 0 |  |  |  |  | 13.9589 | 13.1897 | 0 | 0 | 0 | 0.76922 | 30.14 |  | kWh | 0.0093405 | -0.04936 | Commercial |  | Annual | [5 empty] | 11 | 0.96 |  |  |  | 0 | 0 | 25.4745 | 0 | 0 | 0 | 0 | 0 | 0 | 0 | 0 | 0 | 2006 Qtr 1: 0; 2006 Qtr 2: 0; 2006 Qtr 3: 0; 2006 Qtr 4: 0; 2007 Qtr 1: 0; 2007 Qtr 2: 0; 2007 Qtr 3: 0; 2007 Qtr 4: 25.4745; 2008 Qtr 1: 0; 2008 Qtr 2: 0; 2008 Qtr 3: 0; 2008 Qtr 4: 0 | 25.4745
0 | 234303-Lighting-Remove 4 Ft Lamp (De-Lamp) - Tr1 | COFL00AVDEL01 | 7 | Commercial | 01-ALC-AllCommercial-IntLight | 0 |  |  |  |  | 28.2518 | 16.4871 | 0 | 0 | 0 | 11.7647 | 100.2216 |  | kWh | 0.031059 | -0.16413 | Commercial |  | Annual | [5 empty] | 11 | 0.96 |  |  |  | 0 | 0 | 12.7372 | 0 | 0 | 0 | 0 | 0 | 0 | 0 | 0 | 0 | 2006 Qtr 1: 0; 2006 Qtr 2: 0; 2006 Qtr 3: 0; 2006 Qtr 4: 0; 2007 Qtr 1: 0; 2007 Qtr 2: 0; 2007 Qtr 3: 0; 2007 Qtr 4: 12.7372; 2008 Qtr 1: 0; 2008 Qtr 2: 0; 2008 Qtr 3: 0; 2008 Qtr 4: 0 | 12.7372
0 | 234330-Premium T8 with T12 40 Watt Baseline - Tr1 |  | 10 | Commercial | 01-ALC-AllCommercial-IntLight | 0 |  |  |  |  | 13.9589 | 13.1897 | 0 | 0 | 0 | 0.76922 | 33.262 |  | kWh | 0.0095047 | -0.054473 | Commercial |  | Annual | [5 empty] | 11 | 0.96 |  |  |  | 0 | 0 | 229.2701 | 0 | 0 | 0 | 0 | 0 | 0 | 0 | 0 | 0 | 2006 Qtr 1: 0; 2006 Qtr 2: 0; 2006 Qtr 3: 0; 2006 Qtr 4: 0; 2007 Qtr 1: 0; 2007 Qtr 2: 0; 2007 Qtr 3: 0; 2007 Qtr 4: 229.2701; 2008 Qtr 1: 0; 2008 Qtr 2: 0; 2008 Qtr 3: 0; 2008 Qtr 4: 0 | 229.2701
0 | 234330-Premium T8 with T12 40 Watt Baseline - Tr1 |  | 7 | Commercial | 01-ALC-AllCommercial-IntLight | 0 |  |  |  |  | 13.9589 | 13.1897 | 0 | 0 | 0 | 0.76922 | 32.1182 |  | kWh | 0.010339 | -0.052599 | Commercial |  | Annual | [5 empty] | 11 | 0.96 |  |  |  | 0 | 0 | 69.145 | 0 | 0 | 0 | 0 | 0 | 0 | 0 | 0 | 0 | 2006 Qtr 1: 0; 2006 Qtr 2: 0; 2006 Qtr 3: 0; 2006 Qtr 4: 0; 2007 Qtr 1: 0; 2007 Qtr 2: 0; 2007 Qtr 3: 0; 2007 Qtr 4: 69.145; 2008 Qtr 1: 0; 2008 Qtr 2: 0; 2008 Qtr 3: 0; 2008 Qtr 4: 0 | 69.145
0 | 234330-Premium T8 with T12 40 Watt Baseline - Tr1 |  | 7 | Commercial | 01-ALC-AllCommercial-IntLight | 0 |  |  |  |  | 13.9589 | 13.1897 | 0 | 0 | 0 | 0.76922 | 34.727 |  | kWh | 0.010491 | -0.056872 | Commercial |  | Annual | [5 empty] | 11 | 0.96 |  |  |  | 0 | 0 | 23.6549 | 0 | 0 | 0 | 0 | 0 | 0 | 0 | 0 | 0 | 2006 Qtr 1: 0; 2006 Qtr 2: 0; 2006 Qtr 3: 0; 2006 Qtr 4: 0; 2007 Qtr 1: 23.6549; 2007 Qtr 2: 0; 2007 Qtr 3: 0; 2007 Qtr 4: 0; 2008 Qtr 1: 0; 2008 Qtr 2: 0; 2008 Qtr 3: 0; 2008 Qtr 4: 0 | 23.6549
0 | 234303-Lighting-Remove 4 Ft Lamp (De-Lamp) - Tr1 | COFL00AVDEL01 | 7 | Commercial | 01-ALC-AllCommercial-IntLight | 0 |  |  |  |  | 28.2518 | 16.4871 | 0 | 0 | 0 | 11.7647 | 115.4744 |  | kWh | 0.034885 | -0.18911 | Commercial |  | Annual | [5 empty] | 11 | 0.96 |  |  |  | 0 | 0 | 23.6549 | 0 | 0 | 0 | 0 | 0 | 0 | 0 | 0 | 0 | 2006 Qtr 1: 0; 2006 Qtr 2: 0; 2006 Qtr 3: 0; 2006 Qtr 4: 0; 2007 Qtr 1: 23.6549; 2007 Qtr 2: 0; 2007 Qtr 3: 0; 2007 Qtr 4: 0; 2008 Qtr 1: 0; 2008 Qtr 2: 0; 2008 Qtr 3: 0; 2008 Qtr 4: 0 | 23.6549
0 | 234330-Premium T8 with T12 40 Watt Baseline - Tr1 |  | 7 | Commercial | 01-ALC-AllCommercial-IntLight | 0 |  |  |  |  | 13.9589 | 13.1897 | 0 | 0 | 0 | 0.76922 | 49.1557 |  | kWh | 0.009871 | -0.080501 | Commercial |  | Annual | [5 empty] | 11 | 0.96 |  |  |  | 0 | 0 | 18.196 | 0 | 0 | 0 | 0 | 0 | 0 | 0 | 0 | 0 | 2006 Qtr 1: 0; 2006 Qtr 2: 0; 2006 Qtr 3: 0; 2006 Qtr 4: 0; 2007 Qtr 1: 18.196; 2007 Qtr 2: 0; 2007 Qtr 3: 0; 2007 Qtr 4: 0; 2008 Qtr 1: 0; 2008 Qtr 2: 0; 2008 Qtr 3: 0; 2008 Qtr 4: 0 | 18.196
0 | 234303-Lighting-Remove 4 Ft Lamp (De-Lamp) - Tr1 | COFL00AVDEL01 | 7 | Commercial | 01-ALC-AllCommercial-IntLight | 0 |  |  |  |  | 28.2518 | 16.4871 | 0 | 0 | 0 | 11.7647 | 163.4528 |  | kWh | 0.032823 | -0.26768 | Commercial |  | Annual | [5 empty] | 11 | 0.96 |  |  |  | 0 | 0 | 16.3764 | 0 | 0 | 0 | 0 | 0 | 0 | 0 | 0 | 0 | 2006 Qtr 1: 0; 2006 Qtr 2: 0; 2006 Qtr 3: 0; 2006 Qtr 4: 0; 2007 Qtr 1: 16.3764; 2007 Qtr 2: 0; 2007 Qtr 3: 0; 2007 Qtr 4: 0; 2008 Qtr 1: 0; 2008 Qtr 2: 0; 2008 Qtr 3: 0; 2008 Qtr 4: 0 | 16.3764
0 | 234126-Refrigeration - Efficient Evap Fan Motor Electronically Commutated Motor (ECM) | Averaged DEER Msrs | 7 | Commercial | 01-ALC-AllCommercial-Refrig | 0 |  |  |  |  | 6.7904 | 150 | 0 | 0 | 0 | -143.2096 | 116.369 |  | kWh | 0.015845 | -0.11528 | Commercial |  | Annual | [5 empty] | 15 | 0.96 |  |  |  | 0 | 0 | 1 | 0 | 0 | 0 | 0 | 0 | 0 | 0 | 0 | 0 | 2006 Qtr 1: 0; 2006 Qtr 2: 0; 2006 Qtr 3: 0; 2006 Qtr 4: 0; 2007 Qtr 1: 1; 2007 Qtr 2: 0; 2007 Qtr 3: 0; 2007 Qtr 4: 0; 2008 Qtr 1: 0; 2008 Qtr 2: 0; 2008 Qtr 3: 0; 2008 Qtr 4: 0 | 1
0 | 234331-Premium T8 with T12 40 Watt Baseline - Tr2 |  | 7 | Commercial | 01-ALC-AllCommercial-IntLight | 0 |  |  |  |  | 13.9591 | 9.8923 | 0 | 0 | 0 | 4.0668 | 35.8564 |  | kWh | 0.010832 | -0.058721 | Commercial |  | Annual | [5 empty] | 11 | 0.96 |  |  |  | 0 | 0 | 30.0235 | 0 | 0 | 0 | 0 | 0 | 0 | 0 | 0 | 0 | 2006 Qtr 1: 0; 2006 Qtr 2: 0; 2006 Qtr 3: 0; 2006 Qtr 4: 0; 2007 Qtr 1: 0; 2007 Qtr 2: 0; 2007 Qtr 3: 0; 2007 Qtr 4: 30.0235; 2008 Qtr 1: 0; 2008 Qtr 2: 0; 2008 Qtr 3: 0; 2008 Qtr 4: 0 | 30.0235
0 | 234304-Lighting-Remove 4 Ft Lamp (De-Lamp) - Tr2 | COFL00AVDEL01 | 7 | Commercial | 01-ALC-AllCommercial-IntLight | 0 |  |  |  |  | 28.2538 | 12.3653 | 0 | 0 | 0 | 15.8885 | 115.4744 |  | kWh | 0.034885 | -0.18911 | Commercial |  | Annual | [5 empty] | 11 | 0.96 |  |  |  | 0 | 0 | 10.0078 | 0 | 0 | 0 | 0 | 0 | 0 | 0 | 0 | 0 | 2006 Qtr 1: 0; 2006 Qtr 2: 0; 2006 Qtr 3: 0; 2006 Qtr 4: 0; 2007 Qtr 1: 0; 2007 Qtr 2: 0; 2007 Qtr 3: 0; 2007 Qtr 4: 10.0078; 2008 Qtr 1: 0; 2008 Qtr 2: 0; 2008 Qtr 3: 0; 2008 Qtr 4: 0 | 10.0078
0 | 234330-Premium T8 with T12 40 Watt Baseline - Tr1 |  | 10 | Commercial | 01-ALC-AllCommercial-IntLight | 0 |  |  |  |  | 13.9589 | 13.1897 | 0 | 0 | 0 | 0.76922 | 34.727 |  | kWh | 0.010491 | -0.056872 | Commercial |  | Annual | [5 empty] | 11 | 0.96 |  |  |  | 0 | 0 | 34.5725 | 0 | 0 | 0 | 0 | 0 | 0 | 0 | 0 | 0 | 2006 Qtr 1: 0; 2006 Qtr 2: 0; 2006 Qtr 3: 0; 2006 Qtr 4: 0; 2007 Qtr 1: 0; 2007 Qtr 2: 0; 2007 Qtr 3: 0; 2007 Qtr 4: 34.5725; 2008 Qtr 1: 0; 2008 Qtr 2: 0; 2008 Qtr 3: 0; 2008 Qtr 4: 0 | 34.5725
0 | 234303-Lighting-Remove 4 Ft Lamp (De-Lamp) - Tr1 | COFL00AVDEL01 | 10 | Commercial | 01-ALC-AllCommercial-IntLight | 0 |  |  |  |  | 28.2518 | 16.4871 | 0 | 0 | 0 | 11.7647 | 115.4744 |  | kWh | 0.034885 | -0.18911 | Commercial |  | Annual | [5 empty] | 11 | 0.96 |  |  |  | 0 | 0 | 17.2862 | 0 | 0 | 0 | 0 | 0 | 0 | 0 | 0 | 0 | 2006 Qtr 1: 0; 2006 Qtr 2: 0; 2006 Qtr 3: 0; 2006 Qtr 4: 0; 2007 Qtr 1: 0; 2007 Qtr 2: 0; 2007 Qtr 3: 0; 2007 Qtr 4: 17.2862; 2008 Qtr 1: 0; 2008 Qtr 2: 0; 2008 Qtr 3: 0; 2008 Qtr 4: 0 | 17.2862
0 | 234202-Lighting-2 Ft 2nd Gen T-8 with Elec Ballast-Tr2 |  | 7 | Commercial | 01-ALC-AllCommercial-IntLight | 0 |  |  |  |  | 23.0819 | 8.2436 | 0 | 0 | 0 | 14.8384 | 19.1867 |  | kWh | 0.005946 | -0.031422 | Commercial |  | Annual | [5 empty] | 11 | 0.96 |  |  |  | 0 | 0 | 41.8509 | 0 | 0 | 0 | 0 | 0 | 0 | 0 | 0 | 0 | 2006 Qtr 1: 0; 2006 Qtr 2: 0; 2006 Qtr 3: 0; 2006 Qtr 4: 0; 2007 Qtr 1: 41.8509; 2007 Qtr 2: 0; 2007 Qtr 3: 0; 2007 Qtr 4: 0; 2008 Qtr 1: 0; 2008 Qtr 2: 0; 2008 Qtr 3: 0; 2008 Qtr 4: 0 | 41.8509
0 | 234331-Premium T8 with T12 40 Watt Baseline - Tr2 |  | 7 | Commercial | 01-ALC-AllCommercial-IntLight | 0 |  |  |  |  | 13.9591 | 9.8923 | 0 | 0 | 0 | 4.0668 | 31.1202 |  | kWh | 0.0096442 | -0.050965 | Commercial |  | Annual | [5 empty] | 11 | 0.96 |  |  |  | 0 | 0 | 30.9333 | 0 | 0 | 0 | 0 | 0 | 0 | 0 | 0 | 0 | 2006 Qtr 1: 0; 2006 Qtr 2: 0; 2006 Qtr 3: 0; 2006 Qtr 4: 0; 2007 Qtr 1: 30.9333; 2007 Qtr 2: 0; 2007 Qtr 3: 0; 2007 Qtr 4: 0; 2008 Qtr 1: 0; 2008 Qtr 2: 0; 2008 Qtr 3: 0; 2008 Qtr 4: 0 | 30.9333
0 | 234304-Lighting-Remove 4 Ft Lamp (De-Lamp) - Tr2 | COFL00AVDEL01 | 7 | Commercial | 01-ALC-AllCommercial-IntLight | 0 |  |  |  |  | 28.2538 | 12.3653 | 0 | 0 | 0 | 15.8885 | 100.2216 |  | kWh | 0.031059 | -0.16413 | Commercial |  | Annual | [5 empty] | 11 | 0.96 |  |  |  | 0 | 0 | 30.9333 | 0 | 0 | 0 | 0 | 0 | 0 | 0 | 0 | 0 | 2006 Qtr 1: 0; 2006 Qtr 2: 0; 2006 Qtr 3: 0; 2006 Qtr 4: 0; 2007 Qtr 1: 30.9333; 2007 Qtr 2: 0; 2007 Qtr 3: 0; 2007 Qtr 4: 0; 2008 Qtr 1: 0; 2008 Qtr 2: 0; 2008 Qtr 3: 0; 2008 Qtr 4: 0 | 30.9333
0 | 234330-Premium T8 with T12 40 Watt Baseline - Tr1 |  | 7 | Commercial | 07-ESE-Education–SecondarySchool-LIT_INT | 0 |  |  |  |  | 13.9589 | 13.1897 | 0 | 0 | 0 | 0.76922 | 16.9969 |  | kWh | 0.0036571 | -0.069689 | Commercial |  | Annual | [5 empty] | 11 | 0.96 |  |  |  | 0 | 0 | 87.341 | 0 | 0 | 0 | 0 | 0 | 0 | 0 | 0 | 0 | 2006 Qtr 1: 0; 2006 Qtr 2: 0; 2006 Qtr 3: 0; 2006 Qtr 4: 0; 2007 Qtr 1: 0; 2007 Qtr 2: 0; 2007 Qtr 3: 0; 2007 Qtr 4: 87.341; 2008 Qtr 1: 0; 2008 Qtr 2: 0; 2008 Qtr 3: 0; 2008 Qtr 4: 0 | 87.341
0 | 234330-Premium T8 with T12 40 Watt Baseline - Tr1 |  | 7 | Commercial | 07-ESE-Education–SecondarySchool-LIT_INT | 0 |  |  |  |  | 13.9589 | 13.1897 | 0 | 0 | 0 | 0.76922 | 16.9969 |  | kWh | 0.0036571 | -0.069689 | Commercial |  | Annual | [5 empty] | 11 | 0.96 |  |  |  | 0 | 0 | 32.7529 | 0 | 0 | 0 | 0 | 0 | 0 | 0 | 0 | 0 | 2006 Qtr 1: 0; 2006 Qtr 2: 0; 2006 Qtr 3: 0; 2006 Qtr 4: 0; 2007 Qtr 1: 0; 2007 Qtr 2: 0; 2007 Qtr 3: 0; 2007 Qtr 4: 32.7529; 2008 Qtr 1: 0; 2008 Qtr 2: 0; 2008 Qtr 3: 0; 2008 Qtr 4: 0 | 32.7529
0 | 234331-Premium T8 with T12 40 Watt Baseline - Tr2 |  | 10 | Commercial | 01-ALC-AllCommercial-IntLight | 0 |  |  |  |  | 13.9591 | 9.8923 | 0 | 0 | 0 | 4.0668 | 41.8656 |  | kWh | 0.0075865 | -0.068563 | Commercial |  | Annual | [5 empty] | 11 | 0.96 |  |  |  | 0 | 0 | 54.5881 | 0 | 0 | 0 | 0 | 0 | 0 | 0 | 0 | 0 | 2006 Qtr 1: 0; 2006 Qtr 2: 0; 2006 Qtr 3: 0; 2006 Qtr 4: 0; 2007 Qtr 1: 0; 2007 Qtr 2: 0; 2007 Qtr 3: 0; 2007 Qtr 4: 54.5881; 2008 Qtr 1: 0; 2008 Qtr 2: 0; 2008 Qtr 3: 0; 2008 Qtr 4: 0 | 54.5881
0 | 234330-Premium T8 with T12 40 Watt Baseline - Tr1 |  | 7 | Commercial | 23-RTL-Retail–SingleStorylarge-LIT_INT | 0 |  |  |  |  | 13.9589 | 13.1897 | 0 | 0 | 0 | 0.76922 | 35.6051 |  | kWh | 0.010639 | -0.048435 | Commercial |  | Annual | [5 empty] | 11 | 0.96 |  |  |  | 0 | 0 | 69.145 | 0 | 0 | 0 | 0 | 0 | 0 | 0 | 0 | 0 | 2006 Qtr 1: 0; 2006 Qtr 2: 0; 2006 Qtr 3: 0; 2006 Qtr 4: 0; 2007 Qtr 1: 0; 2007 Qtr 2: 0; 2007 Qtr 3: 0; 2007 Qtr 4: 69.145; 2008 Qtr 1: 0; 2008 Qtr 2: 0; 2008 Qtr 3: 0; 2008 Qtr 4: 0 | 69.145
0 | 234330-Premium T8 with T12 40 Watt Baseline - Tr1 |  | 7 | Commercial | 01-ALC-AllCommercial-IntLight | 0 |  |  |  |  | 13.9589 | 13.1897 | 0 | 0 | 0 | 0.76922 | 40.547 |  | kWh | 0.0073476 | -0.066403 | Commercial |  | Annual | [5 empty] | 11 | 0.96 |  |  |  | 0 | 0 | 43.6705 | 0 | 0 | 0 | 0 | 0 | 0 | 0 | 0 | 0 | 2006 Qtr 1: 0; 2006 Qtr 2: 0; 2006 Qtr 3: 0; 2006 Qtr 4: 0; 2007 Qtr 1: 0; 2007 Qtr 2: 0; 2007 Qtr 3: 0; 2007 Qtr 4: 43.6705; 2008 Qtr 1: 0; 2008 Qtr 2: 0; 2008 Qtr 3: 0; 2008 Qtr 4: 0 | 43.6705
0 | 234353-Water Heating-Commercial Boiler |  | 7 | Commercial | 21-RSD-Restaurant–SitDown-PROC_OTH | 0 |  |  |  |  | 3.57 | 0.25 | 0 | 0 | 0 | 3.32 | 0 |  | kWh | 0 | 0.46 | Commercial |  | Annual | [5 empty] | 20 | 0.96 |  |  |  | 0 | 0 | 7876 | 0 | 0 | 0 | 0 | 0 | 0 | 0 | 0 | 0 | 2006 Qtr 1: 0; 2006 Qtr 2: 0; 2006 Qtr 3: 0; 2006 Qtr 4: 0; 2007 Qtr 1: 0; 2007 Qtr 2: 0; 2007 Qtr 3: 7876; 2007 Qtr 4: 0; 2008 Qtr 1: 0; 2008 Qtr 2: 0; 2008 Qtr 3: 0; 2008 Qtr 4: 0 | 7876
0 | 234331-Premium T8 with T12 40 Watt Baseline - Tr2 |  | 10 | Commercial | 01-ALC-AllCommercial-IntLight | 0 |  |  |  |  | 13.9591 | 9.8923 | 0 | 0 | 0 | 4.0668 | 17.3182 |  | kWh | 0.0040066 | -0.028362 | Commercial |  | Annual | [5 empty] | 11 | 0.96 |  |  |  | 0 | 0 | 90.9802 | 0 | 0 | 0 | 0 | 0 | 0 | 0 | 0 | 0 | 2006 Qtr 1: 0; 2006 Qtr 2: 0; 2006 Qtr 3: 0; 2006 Qtr 4: 0; 2007 Qtr 1: 0; 2007 Qtr 2: 0; 2007 Qtr 3: 0; 2007 Qtr 4: 90.9802; 2008 Qtr 1: 0; 2008 Qtr 2: 0; 2008 Qtr 3: 0; 2008 Qtr 4: 0 | 90.9802
0 | 234304-Lighting-Remove 4 Ft Lamp (De-Lamp) - Tr2 | COFL00AVDEL01 | 10 | Commercial | 01-ALC-AllCommercial-IntLight | 0 |  |  |  |  | 28.2538 | 12.3653 | 0 | 0 | 0 | 15.8885 | 55.7729 |  | kWh | 0.012903 | -0.091338 | Commercial |  | Annual | [5 empty] | 11 | 0.96 |  |  |  | 0 | 0 | 90.9802 | 0 | 0 | 0 | 0 | 0 | 0 | 0 | 0 | 0 | 2006 Qtr 1: 0; 2006 Qtr 2: 0; 2006 Qtr 3: 0; 2006 Qtr 4: 0; 2007 Qtr 1: 0; 2007 Qtr 2: 0; 2007 Qtr 3: 0; 2007 Qtr 4: 90.9802; 2008 Qtr 1: 0; 2008 Qtr 2: 0; 2008 Qtr 3: 0; 2008 Qtr 4: 0 | 90.9802
0 | 234331-Premium T8 with T12 40 Watt Baseline - Tr2 |  | 10 | Commercial | 01-ALC-AllCommercial-IntLight | 0 |  |  |  |  | 13.9591 | 9.8923 | 0 | 0 | 0 | 4.0668 | 31.1202 |  | kWh | 0.0096442 | -0.050965 | Commercial |  | Annual | [5 empty] | 11 | 0.96 |  |  |  | 0 | 0 | 60.0469 | 0 | 0 | 0 | 0 | 0 | 0 | 0 | 0 | 0 | 2006 Qtr 1: 0; 2006 Qtr 2: 0; 2006 Qtr 3: 0; 2006 Qtr 4: 0; 2007 Qtr 1: 0; 2007 Qtr 2: 0; 2007 Qtr 3: 60.0469; 2007 Qtr 4: 0; 2008 Qtr 1: 0; 2008 Qtr 2: 0; 2008 Qtr 3: 0; 2008 Qtr 4: 0 | 60.0469
0 | 234304-Lighting-Remove 4 Ft Lamp (De-Lamp) - Tr2 | COFL00AVDEL01 | 10 | Commercial | 01-ALC-AllCommercial-IntLight | 0 |  |  |  |  | 28.2538 | 12.3653 | 0 | 0 | 0 | 15.8885 | 100.2216 |  | kWh | 0.031059 | -0.16413 | Commercial |  | Annual | [5 empty] | 11 | 0.96 |  |  |  | 0 | 0 | 5.4588 | 0 | 0 | 0 | 0 | 0 | 0 | 0 | 0 | 0 | 2006 Qtr 1: 0; 2006 Qtr 2: 0; 2006 Qtr 3: 0; 2006 Qtr 4: 0; 2007 Qtr 1: 0; 2007 Qtr 2: 0; 2007 Qtr 3: 5.4588; 2007 Qtr 4: 0; 2008 Qtr 1: 0; 2008 Qtr 2: 0; 2008 Qtr 3: 0; 2008 Qtr 4: 0 | 5.4588
0 | 234331-Premium T8 with T12 40 Watt Baseline - Tr2 |  | 10 | Commercial | 01-ALC-AllCommercial-IntLight | 0 |  |  |  |  | 13.9591 | 9.8923 | 0 | 0 | 0 | 4.0668 | 33.1627 |  | kWh | 0.010675 | -0.05431 | Commercial |  | Annual | [5 empty] | 11 | 0.96 |  |  |  | 0 | 0 | 47.3097 | 0 | 0 | 0 | 0 | 0 | 0 | 0 | 0 | 0 | 2006 Qtr 1: 0; 2006 Qtr 2: 0; 2006 Qtr 3: 0; 2006 Qtr 4: 0; 2007 Qtr 1: 0; 2007 Qtr 2: 0; 2007 Qtr 3: 0; 2007 Qtr 4: 47.3097; 2008 Qtr 1: 0; 2008 Qtr 2: 0; 2008 Qtr 3: 0; 2008 Qtr 4: 0 | 47.3097
0 | 234304-Lighting-Remove 4 Ft Lamp (De-Lamp) - Tr2 | COFL00AVDEL01 | 10 | Commercial | 01-ALC-AllCommercial-IntLight | 0 |  |  |  |  | 28.2538 | 12.3653 | 0 | 0 | 0 | 15.8885 | 106.7995 |  | kWh | 0.03438 | -0.1749 | Commercial |  | Annual | [5 empty] | 11 | 0.96 |  |  |  | 0 | 0 | 20.0156 | 0 | 0 | 0 | 0 | 0 | 0 | 0 | 0 | 0 | 2006 Qtr 1: 0; 2006 Qtr 2: 0; 2006 Qtr 3: 0; 2006 Qtr 4: 0; 2007 Qtr 1: 0; 2007 Qtr 2: 0; 2007 Qtr 3: 0; 2007 Qtr 4: 20.0156; 2008 Qtr 1: 0; 2008 Qtr 2: 0; 2008 Qtr 3: 0; 2008 Qtr 4: 0 | 20.0156
0 | 234332-Premium T8 with T12 40 Watt Baseline - Tr3 |  | 7 | Commercial | 01-ALC-AllCommercial-IntLight | 0 |  |  |  |  | 13.9591 | 7.1444 | 0 | 0 | 0 | 6.8147 | 31.0986 |  | kWh | 0.0088865 | -0.05093 | Commercial |  | Annual | [5 empty] | 11 | 0.96 |  |  |  | 0 | 0 | 41.8509 | 0 | 0 | 0 | 0 | 0 | 0 | 0 | 0 | 0 | 2006 Qtr 1: 0; 2006 Qtr 2: 0; 2006 Qtr 3: 0; 2006 Qtr 4: 0; 2007 Qtr 1: 0; 2007 Qtr 2: 0; 2007 Qtr 3: 0; 2007 Qtr 4: 41.8509; 2008 Qtr 1: 0; 2008 Qtr 2: 0; 2008 Qtr 3: 0; 2008 Qtr 4: 0 | 41.8509
0 | 234308-Lighting-Remove 8 Ft Lamp (De-Lamp) - Tr3 | CRTL00AVDEL02 | 7 | Commercial | 01-ALC-AllCommercial-IntLight | 0 |  |  |  |  | 28.4737 | 11.8158 | 0 | 0 | 0 | 16.6579 | 182.5355 |  | kWh | 0.05216 | -0.29894 | Commercial |  | Annual | [5 empty] | 11 | 0.96 |  |  |  | 0 | 0 | 10.9176 | 0 | 0 | 0 | 0 | 0 | 0 | 0 | 0 | 0 | 2006 Qtr 1: 0; 2006 Qtr 2: 0; 2006 Qtr 3: 0; 2006 Qtr 4: 0; 2007 Qtr 1: 0; 2007 Qtr 2: 0; 2007 Qtr 3: 0; 2007 Qtr 4: 10.9176; 2008 Qtr 1: 0; 2008 Qtr 2: 0; 2008 Qtr 3: 0; 2008 Qtr 4: 0 | 10.9176
0 | 234305-Lighting-Remove 4 Ft Lamp (De-Lamp) - Tr3 | COFL00AVDEL01 | 7 | Commercial | 01-ALC-AllCommercial-IntLight | 0 |  |  |  |  | 28.2538 | 8.7931 | 0 | 0 | 0 | 19.4607 | 110.603 |  | kWh | 0.031605 | -0.18113 | Commercial |  | Annual | [5 empty] | 11 | 0.96 |  |  |  | 0 | 0 | 10.0078 | 0 | 0 | 0 | 0 | 0 | 0 | 0 | 0 | 0 | 2006 Qtr 1: 0; 2006 Qtr 2: 0; 2006 Qtr 3: 0; 2006 Qtr 4: 0; 2007 Qtr 1: 0; 2007 Qtr 2: 0; 2007 Qtr 3: 0; 2007 Qtr 4: 10.0078; 2008 Qtr 1: 0; 2008 Qtr 2: 0; 2008 Qtr 3: 0; 2008 Qtr 4: 0 | 10.0078
0 | 234331-Premium T8 with T12 40 Watt Baseline - Tr2 |  | 7 | Commercial | 01-ALC-AllCommercial-IntLight | 0 |  |  |  |  | 13.9591 | 9.8923 | 0 | 0 | 0 | 4.0668 | 31.1202 |  | kWh | 0.0096442 | -0.050965 | Commercial |  | Annual | [5 empty] | 11 | 0.96 |  |  |  | 0 | 0 | 54.5881 | 0 | 0 | 0 | 0 | 0 | 0 | 0 | 0 | 0 | 2006 Qtr 1: 0; 2006 Qtr 2: 0; 2006 Qtr 3: 0; 2006 Qtr 4: 0; 2007 Qtr 1: 0; 2007 Qtr 2: 0; 2007 Qtr 3: 0; 2007 Qtr 4: 54.5881; 2008 Qtr 1: 0; 2008 Qtr 2: 0; 2008 Qtr 3: 0; 2008 Qtr 4: 0 | 54.5881
0 | 234304-Lighting-Remove 4 Ft Lamp (De-Lamp) - Tr2 | COFL00AVDEL01 | 7 | Commercial | 01-ALC-AllCommercial-IntLight | 0 |  |  |  |  | 28.2538 | 12.3653 | 0 | 0 | 0 | 15.8885 | 100.2216 |  | kWh | 0.031059 | -0.16413 | Commercial |  | Annual | [5 empty] | 11 | 0.96 |  |  |  | 0 | 0 | 54.5881 | 0 | 0 | 0 | 0 | 0 | 0 | 0 | 0 | 0 | 2006 Qtr 1: 0; 2006 Qtr 2: 0; 2006 Qtr 3: 0; 2006 Qtr 4: 0; 2007 Qtr 1: 0; 2007 Qtr 2: 0; 2007 Qtr 3: 0; 2007 Qtr 4: 54.5881; 2008 Qtr 1: 0; 2008 Qtr 2: 0; 2008 Qtr 3: 0; 2008 Qtr 4: 0 | 54.5881
0 | 234330-Premium T8 with T12 40 Watt Baseline - Tr1 |  | 7 | Commercial | 01-ALC-AllCommercial-IntLight | 0 |  |  |  |  | 13.9589 | 13.1897 | 0 | 0 | 0 | 0.76922 | 16.7728 |  | kWh | 0.0038804 | -0.027468 | Commercial |  | Annual | [5 empty] | 11 | 0.96 |  |  |  | 0 | 0 | 78.243 | 0 | 0 | 0 | 0 | 0 | 0 | 0 | 0 | 0 | 2006 Qtr 1: 0; 2006 Qtr 2: 0; 2006 Qtr 3: 0; 2006 Qtr 4: 0; 2007 Qtr 1: 0; 2007 Qtr 2: 0; 2007 Qtr 3: 0; 2007 Qtr 4: 78.243; 2008 Qtr 1: 0; 2008 Qtr 2: 0; 2008 Qtr 3: 0; 2008 Qtr 4: 0 | 78.243
0 | 234303-Lighting-Remove 4 Ft Lamp (De-Lamp) - Tr1 | COFL00AVDEL01 | 7 | Commercial | 01-ALC-AllCommercial-IntLight | 0 |  |  |  |  | 28.2518 | 16.4871 | 0 | 0 | 0 | 11.7647 | 55.7729 |  | kWh | 0.012903 | -0.091338 | Commercial |  | Annual | [5 empty] | 11 | 0.96 |  |  |  | 0 | 0 | 78.243 | 0 | 0 | 0 | 0 | 0 | 0 | 0 | 0 | 0 | 2006 Qtr 1: 0; 2006 Qtr 2: 0; 2006 Qtr 3: 0; 2006 Qtr 4: 0; 2007 Qtr 1: 0; 2007 Qtr 2: 0; 2007 Qtr 3: 0; 2007 Qtr 4: 78.243; 2008 Qtr 1: 0; 2008 Qtr 2: 0; 2008 Qtr 3: 0; 2008 Qtr 4: 0 | 78.243
0 | 234049-Lighting-LED Exit Sign New Sign | CALC00AVETS01 | 7 | Commercial | 02-ASM-Assembly-Exit | 0 |  |  |  |  | 65.3696 | 45 | 0 | 0 | 0 | 20.3696 | 351.311 |  | kWh | 0 | 0 | Commercial |  | Annual | [5 empty] | 16 | 0.96 |  |  |  | 0 | 0 | 3 | 0 | 0 | 0 | 0 | 0 | 0 | 0 | 0 | 0 | 2006 Qtr 1: 0; 2006 Qtr 2: 0; 2006 Qtr 3: 0; 2006 Qtr 4: 0; 2007 Qtr 1: 0; 2007 Qtr 2: 0; 2007 Qtr 3: 0; 2007 Qtr 4: 3; 2008 Qtr 1: 0; 2008 Qtr 2: 0; 2008 Qtr 3: 0; 2008 Qtr 4: 0 | 3
0 | 234330-Premium T8 with T12 40 Watt Baseline - Tr1 |  | 10 | Commercial | 01-ALC-AllCommercial-IntLight | 0 |  |  |  |  | 13.9589 | 13.1897 | 0 | 0 | 0 | 0.76922 | 16.7728 |  | kWh | 0.0038804 | -0.027468 | Commercial |  | Annual | [5 empty] | 11 | 0.96 |  |  |  | 0 | 0 | 383.9365 | 0 | 0 | 0 | 0 | 0 | 0 | 0 | 0 | 0 | 2006 Qtr 1: 0; 2006 Qtr 2: 0; 2006 Qtr 3: 0; 2006 Qtr 4: 0; 2007 Qtr 1: 383.9365; 2007 Qtr 2: 0; 2007 Qtr 3: 0; 2007 Qtr 4: 0; 2008 Qtr 1: 0; 2008 Qtr 2: 0; 2008 Qtr 3: 0; 2008 Qtr 4: 0 | 383.9365
0 | 234303-Lighting-Remove 4 Ft Lamp (De-Lamp) - Tr1 | COFL00AVDEL01 | 10 | Commercial | 01-ALC-AllCommercial-IntLight | 0 |  |  |  |  | 28.2518 | 16.4871 | 0 | 0 | 0 | 11.7647 | 55.7729 |  | kWh | 0.012903 | -0.091338 | Commercial |  | Annual | [5 empty] | 11 | 0.96 |  |  |  | 0 | 0 | 383.9365 | 0 | 0 | 0 | 0 | 0 | 0 | 0 | 0 | 0 | 2006 Qtr 1: 0; 2006 Qtr 2: 0; 2006 Qtr 3: 0; 2006 Qtr 4: 0; 2007 Qtr 1: 383.9365; 2007 Qtr 2: 0; 2007 Qtr 3: 0; 2007 Qtr 4: 0; 2008 Qtr 1: 0; 2008 Qtr 2: 0; 2008 Qtr 3: 0; 2008 Qtr 4: 0 | 383.9365
0 | 234331-Premium T8 with T12 40 Watt Baseline - Tr2 |  | 10 | Commercial | 01-ALC-AllCommercial-IntLight | 0 |  |  |  |  | 13.9591 | 9.8923 | 0 | 0 | 0 | 4.0668 | 17.3182 |  | kWh | 0.0040066 | -0.028362 | Commercial |  | Annual | [5 empty] | 11 | 0.96 |  |  |  | 0 | 0 | 61.8665 | 0 | 0 | 0 | 0 | 0 | 0 | 0 | 0 | 0 | 2006 Qtr 1: 0; 2006 Qtr 2: 0; 2006 Qtr 3: 0; 2006 Qtr 4: 0; 2007 Qtr 1: 0; 2007 Qtr 2: 0; 2007 Qtr 3: 0; 2007 Qtr 4: 61.8665; 2008 Qtr 1: 0; 2008 Qtr 2: 0; 2008 Qtr 3: 0; 2008 Qtr 4: 0 | 61.8665
0 | 234304-Lighting-Remove 4 Ft Lamp (De-Lamp) - Tr2 | COFL00AVDEL01 | 10 | Commercial | 01-ALC-AllCommercial-IntLight | 0 |  |  |  |  | 28.2538 | 12.3653 | 0 | 0 | 0 | 15.8885 | 55.7729 |  | kWh | 0.012903 | -0.091338 | Commercial |  | Annual | [5 empty] | 11 | 0.96 |  |  |  | 0 | 0 | 61.8665 | 0 | 0 | 0 | 0 | 0 | 0 | 0 | 0 | 0 | 2006 Qtr 1: 0; 2006 Qtr 2: 0; 2006 Qtr 3: 0; 2006 Qtr 4: 0; 2007 Qtr 1: 0; 2007 Qtr 2: 0; 2007 Qtr 3: 0; 2007 Qtr 4: 61.8665; 2008 Qtr 1: 0; 2008 Qtr 2: 0; 2008 Qtr 3: 0; 2008 Qtr 4: 0 | 61.8665
0 | 234330-Premium T8 with T12 40 Watt Baseline - Tr1 |  | 7 | Commercial | 14-MLI-Manufacturing–LightIndustry-LIGHT | 0 |  |  |  |  | 13.9589 | 13.1897 | 0 | 0 | 0 | 0.76922 | 30.1346 |  | kWh | 0.0093123 | -0.038961 | Commercial |  | Annual | [5 empty] | 11 | 0.96 |  |  |  | 0 | 0 | 87.341 | 0 | 0 | 0 | 0 | 0 | 0 | 0 | 0 | 0 | 2006 Qtr 1: 0; 2006 Qtr 2: 0; 2006 Qtr 3: 0; 2006 Qtr 4: 0; 2007 Qtr 1: 87.341; 2007 Qtr 2: 0; 2007 Qtr 3: 0; 2007 Qtr 4: 0; 2008 Qtr 1: 0; 2008 Qtr 2: 0; 2008 Qtr 3: 0; 2008 Qtr 4: 0 | 87.341
0 | 234303-Lighting-Remove 4 Ft Lamp (De-Lamp) - Tr1 | COFL00AVDEL01 | 7 | Commercial | 14-MLI-Manufacturing–LightIndustry-LIGHT | 0 |  |  |  |  | 28.2518 | 16.4871 | 0 | 0 | 0 | 11.7647 | 100.2037 |  | kWh | 0.030965 | -0.12955 | Commercial |  | Annual | [5 empty] | 11 | 0.96 |  |  |  | 0 | 0 | 27.2941 | 0 | 0 | 0 | 0 | 0 | 0 | 0 | 0 | 0 | 2006 Qtr 1: 0; 2006 Qtr 2: 0; 2006 Qtr 3: 0; 2006 Qtr 4: 0; 2007 Qtr 1: 27.2941; 2007 Qtr 2: 0; 2007 Qtr 3: 0; 2007 Qtr 4: 0; 2008 Qtr 1: 0; 2008 Qtr 2: 0; 2008 Qtr 3: 0; 2008 Qtr 4: 0 | 27.2941
0 | 234330-Premium T8 with T12 40 Watt Baseline - Tr1 |  | 7 | Commercial | 14-MLI-Manufacturing–LightIndustry-LIGHT | 0 |  |  |  |  | 13.9589 | 13.1897 | 0 | 0 | 0 | 0.76922 | 30.1346 |  | kWh | 0.0093123 | -0.038961 | Commercial |  | Annual | [5 empty] | 11 | 0.96 |  |  |  | 0 | 0 | 54.5881 | 0 | 0 | 0 | 0 | 0 | 0 | 0 | 0 | 0 | 2006 Qtr 1: 0; 2006 Qtr 2: 0; 2006 Qtr 3: 0; 2006 Qtr 4: 0; 2007 Qtr 1: 0; 2007 Qtr 2: 0; 2007 Qtr 3: 0; 2007 Qtr 4: 54.5881; 2008 Qtr 1: 0; 2008 Qtr 2: 0; 2008 Qtr 3: 0; 2008 Qtr 4: 0 | 54.5881
0 | 234303-Lighting-Remove 4 Ft Lamp (De-Lamp) - Tr1 | COFL00AVDEL01 | 7 | Commercial | 14-MLI-Manufacturing–LightIndustry-LIGHT | 0 |  |  |  |  | 28.2518 | 16.4871 | 0 | 0 | 0 | 11.7647 | 100.2037 |  | kWh | 0.030965 | -0.12955 | Commercial |  | Annual | [5 empty] | 11 | 0.96 |  |  |  | 0 | 0 | 32.7529 | 0 | 0 | 0 | 0 | 0 | 0 | 0 | 0 | 0 | 2006 Qtr 1: 0; 2006 Qtr 2: 0; 2006 Qtr 3: 0; 2006 Qtr 4: 0; 2007 Qtr 1: 0; 2007 Qtr 2: 0; 2007 Qtr 3: 0; 2007 Qtr 4: 32.7529; 2008 Qtr 1: 0; 2008 Qtr 2: 0; 2008 Qtr 3: 0; 2008 Qtr 4: 0 | 32.7529
0 | 234126-Refrigeration - Efficient Evap Fan Motor Electronically Commutated Motor (ECM) | Averaged DEER Msrs | 7 | Commercial | 01-ALC-AllCommercial-Refrig | 0 |  |  |  |  | 6.7904 | 150 | 0 | 0 | 0 | -143.2096 | 116.369 |  | kWh | 0.015845 | -0.11528 | Commercial |  | Annual | [5 empty] | 15 | 0.96 |  |  |  | 0 | 0 | 8 | 0 | 0 | 0 | 0 | 0 | 0 | 0 | 0 | 0 | 2006 Qtr 1: 0; 2006 Qtr 2: 0; 2006 Qtr 3: 0; 2006 Qtr 4: 0; 2007 Qtr 1: 0; 2007 Qtr 2: 0; 2007 Qtr 3: 0; 2007 Qtr 4: 8; 2008 Qtr 1: 0; 2008 Qtr 2: 0; 2008 Qtr 3: 0; 2008 Qtr 4: 0 | 8
0 | 234126-Refrigeration - Efficient Evap Fan Motor Electronically Commutated Motor (ECM) | Averaged DEER Msrs | 7 | Commercial | 01-ALC-AllCommercial-Refrig | 0 |  |  |  |  | 6.7904 | 150 | 0 | 0 | 0 | -143.2096 | 116.369 |  | kWh | 0.015845 | -0.11528 | Commercial |  | Annual | [5 empty] | 15 | 0.96 |  |  |  | 0 | 0 | 6 | 0 | 0 | 0 | 0 | 0 | 0 | 0 | 0 | 0 | 2006 Qtr 1: 0; 2006 Qtr 2: 0; 2006 Qtr 3: 0; 2006 Qtr 4: 0; 2007 Qtr 1: 0; 2007 Qtr 2: 0; 2007 Qtr 3: 0; 2007 Qtr 4: 6; 2008 Qtr 1: 0; 2008 Qtr 2: 0; 2008 Qtr 3: 0; 2008 Qtr 4: 0 | 6
0 | 234126-Refrigeration - Efficient Evap Fan Motor Electronically Commutated Motor (ECM) | Averaged DEER Msrs | 7 | Commercial | 01-ALC-AllCommercial-Refrig | 0 |  |  |  |  | 6.7904 | 150 | 0 | 0 | 0 | -143.2096 | 116.369 |  | kWh | 0.015845 | -0.11528 | Commercial |  | Annual | [5 empty] | 15 | 0.96 |  |  |  | 0 | 0 | 11 | 0 | 0 | 0 | 0 | 0 | 0 | 0 | 0 | 0 | 2006 Qtr 1: 0; 2006 Qtr 2: 0; 2006 Qtr 3: 0; 2006 Qtr 4: 0; 2007 Qtr 1: 0; 2007 Qtr 2: 0; 2007 Qtr 3: 11; 2007 Qtr 4: 0; 2008 Qtr 1: 0; 2008 Qtr 2: 0; 2008 Qtr 3: 0; 2008 Qtr 4: 0 | 11
0 | 234126-Refrigeration - Efficient Evap Fan Motor Electronically Commutated Motor (ECM) | Averaged DEER Msrs | 7 | Commercial | 01-ALC-AllCommercial-Refrig | 0 |  |  |  |  | 6.7904 | 150 | 0 | 0 | 0 | -143.2096 | 116.369 |  | kWh | 0.015845 | -0.11528 | Commercial |  | Annual | [5 empty] | 15 | 0.96 |  |  |  | 0 | 0 | 3 | 0 | 0 | 0 | 0 | 0 | 0 | 0 | 0 | 0 | 2006 Qtr 1: 0; 2006 Qtr 2: 0; 2006 Qtr 3: 0; 2006 Qtr 4: 0; 2007 Qtr 1: 0; 2007 Qtr 2: 0; 2007 Qtr 3: 0; 2007 Qtr 4: 3; 2008 Qtr 1: 0; 2008 Qtr 2: 0; 2008 Qtr 3: 0; 2008 Qtr 4: 0 | 3
0 | 234126-Refrigeration - Efficient Evap Fan Motor Electronically Commutated Motor (ECM) | Averaged DEER Msrs | 7 | Commercial | 01-ALC-AllCommercial-Refrig | 0 |  |  |  |  | 6.7904 | 150 | 0 | 0 | 0 | -143.2096 | 116.369 |  | kWh | 0.015845 | -0.11528 | Commercial |  | Annual | [5 empty] | 15 | 0.96 |  |  |  | 0 | 0 | 13 | 0 | 0 | 0 | 0 | 0 | 0 | 0 | 0 | 0 | 2006 Qtr 1: 0; 2006 Qtr 2: 0; 2006 Qtr 3: 0; 2006 Qtr 4: 0; 2007 Qtr 1: 0; 2007 Qtr 2: 0; 2007 Qtr 3: 0; 2007 Qtr 4: 13; 2008 Qtr 1: 0; 2008 Qtr 2: 0; 2008 Qtr 3: 0; 2008 Qtr 4: 0 | 13
0 | 234126-Refrigeration - Efficient Evap Fan Motor Electronically Commutated Motor (ECM) | Averaged DEER Msrs | 10 | Commercial | 09-GRO-Grocery-REFG | 0 |  |  |  |  | 6.7904 | 150 | 0 | 0 | 0 | -143.2096 | 116.369 |  | kWh | 0.015845 | -0.11528 | Commercial |  | Annual | [5 empty] | 15 | 0.96 |  |  |  | 0 | 0 | 4 | 0 | 0 | 0 | 0 | 0 | 0 | 0 | 0 | 0 | 2006 Qtr 1: 0; 2006 Qtr 2: 0; 2006 Qtr 3: 0; 2006 Qtr 4: 0; 2007 Qtr 1: 0; 2007 Qtr 2: 0; 2007 Qtr 3: 0; 2007 Qtr 4: 4; 2008 Qtr 1: 0; 2008 Qtr 2: 0; 2008 Qtr 3: 0; 2008 Qtr 4: 0 | 4
0 | 234126-Refrigeration - Efficient Evap Fan Motor Electronically Commutated Motor (ECM) | Averaged DEER Msrs | 10 | Commercial | 01-ALC-AllCommercial-Refrig | 0 |  |  |  |  | 6.7904 | 150 | 0 | 0 | 0 | -143.2096 | 116.369 |  | kWh | 0.015845 | -0.11528 | Commercial |  | Annual | [5 empty] | 15 | 0.96 |  |  |  | 0 | 0 | 6 | 0 | 0 | 0 | 0 | 0 | 0 | 0 | 0 | 0 | 2006 Qtr 1: 0; 2006 Qtr 2: 0; 2006 Qtr 3: 0; 2006 Qtr 4: 0; 2007 Qtr 1: 0; 2007 Qtr 2: 0; 2007 Qtr 3: 0; 2007 Qtr 4: 6; 2008 Qtr 1: 0; 2008 Qtr 2: 0; 2008 Qtr 3: 0; 2008 Qtr 4: 0 | 6
0 | 234126-Refrigeration - Efficient Evap Fan Motor Electronically Commutated Motor (ECM) | Averaged DEER Msrs | 10 | Commercial | 01-ALC-AllCommercial-Refrig | 0 |  |  |  |  | 6.7904 | 150 | 0 | 0 | 0 | -143.2096 | 116.369 |  | kWh | 0.015845 | -0.11528 | Commercial |  | Annual | [5 empty] | 15 | 0.96 |  |  |  | 0 | 0 | 9 | 0 | 0 | 0 | 0 | 0 | 0 | 0 | 0 | 0 | 2006 Qtr 1: 0; 2006 Qtr 2: 0; 2006 Qtr 3: 0; 2006 Qtr 4: 0; 2007 Qtr 1: 0; 2007 Qtr 2: 0; 2007 Qtr 3: 0; 2007 Qtr 4: 9; 2008 Qtr 1: 0; 2008 Qtr 2: 0; 2008 Qtr 3: 0; 2008 Qtr 4: 0 | 9
0 | 234332-Premium T8 with T12 40 Watt Baseline - Tr3 |  | 7 | Commercial | 01-ALC-AllCommercial-IntLight | 0 |  |  |  |  | 13.9591 | 7.1444 | 0 | 0 | 0 | 6.8147 | 36.0426 |  | kWh | 0.011584 | -0.059026 | Commercial |  | Annual | [5 empty] | 11 | 0.96 |  |  |  | 0 | 0 | 30.9333 | 0 | 0 | 0 | 0 | 0 | 0 | 0 | 0 | 0 | 2006 Qtr 1: 0; 2006 Qtr 2: 0; 2006 Qtr 3: 0; 2006 Qtr 4: 0; 2007 Qtr 1: 0; 2007 Qtr 2: 0; 2007 Qtr 3: 0; 2007 Qtr 4: 30.9333; 2008 Qtr 1: 0; 2008 Qtr 2: 0; 2008 Qtr 3: 0; 2008 Qtr 4: 0 | 30.9333
0 | 234305-Lighting-Remove 4 Ft Lamp (De-Lamp) - Tr3 | COFL00AVDEL01 | 7 | Commercial | 01-ALC-AllCommercial-IntLight | 0 |  |  |  |  | 28.2538 | 8.7931 | 0 | 0 | 0 | 19.4607 | 128.1864 |  | kWh | 0.0412 | -0.20993 | Commercial |  | Annual | [5 empty] | 11 | 0.96 |  |  |  | 0 | 0 | 30.9333 | 0 | 0 | 0 | 0 | 0 | 0 | 0 | 0 | 0 | 2006 Qtr 1: 0; 2006 Qtr 2: 0; 2006 Qtr 3: 0; 2006 Qtr 4: 0; 2007 Qtr 1: 0; 2007 Qtr 2: 0; 2007 Qtr 3: 0; 2007 Qtr 4: 30.9333; 2008 Qtr 1: 0; 2008 Qtr 2: 0; 2008 Qtr 3: 0; 2008 Qtr 4: 0 | 30.9333
0 | 234329-Premium T8 with T12 34Watt Baseline - Tr3 |  | 7 | Commercial | 01-ALC-AllCommercial-IntLight | 0 |  |  |  |  | 13.9591 | 4.6713 | 0 | 0 | 0 | 9.2877 | 40.4304 |  | kWh | 0.012995 | -0.066212 | Commercial |  | Annual | [5 empty] | 11 | 0.96 |  |  |  | 0 | 0 | 1.8196 | 0 | 0 | 0 | 0 | 0 | 0 | 0 | 0 | 0 | 2006 Qtr 1: 0; 2006 Qtr 2: 0; 2006 Qtr 3: 0; 2006 Qtr 4: 0; 2007 Qtr 1: 0; 2007 Qtr 2: 0; 2007 Qtr 3: 0; 2007 Qtr 4: 1.8196; 2008 Qtr 1: 0; 2008 Qtr 2: 0; 2008 Qtr 3: 0; 2008 Qtr 4: 0 | 1.8196
0 | 234330-Premium T8 with T12 40 Watt Baseline - Tr1 |  | 10 | Commercial | 01-ALC-AllCommercial-IntLight | 0 |  |  |  |  | 13.9589 | 13.1897 | 0 | 0 | 0 | 0.76922 | 30.14 |  | kWh | 0.0093405 | -0.04936 | Commercial |  | Annual | [5 empty] | 11 | 0.96 |  |  |  | 0 | 0 | 161.035 | 0 | 0 | 0 | 0 | 0 | 0 | 0 | 0 | 0 | 2006 Qtr 1: 0; 2006 Qtr 2: 0; 2006 Qtr 3: 0; 2006 Qtr 4: 0; 2007 Qtr 1: 0; 2007 Qtr 2: 0; 2007 Qtr 3: 0; 2007 Qtr 4: 161.035; 2008 Qtr 1: 0; 2008 Qtr 2: 0; 2008 Qtr 3: 0; 2008 Qtr 4: 0 | 161.035
0 | 234303-Lighting-Remove 4 Ft Lamp (De-Lamp) - Tr1 | COFL00AVDEL01 | 10 | Commercial | 01-ALC-AllCommercial-IntLight | 0 |  |  |  |  | 28.2518 | 16.4871 | 0 | 0 | 0 | 11.7647 | 100.2216 |  | kWh | 0.031059 | -0.16413 | Commercial |  | Annual | [5 empty] | 11 | 0.96 |  |  |  | 0 | 0 | 104.6272 | 0 | 0 | 0 | 0 | 0 | 0 | 0 | 0 | 0 | 2006 Qtr 1: 0; 2006 Qtr 2: 0; 2006 Qtr 3: 0; 2006 Qtr 4: 0; 2007 Qtr 1: 0; 2007 Qtr 2: 0; 2007 Qtr 3: 0; 2007 Qtr 4: 104.6272; 2008 Qtr 1: 0; 2008 Qtr 2: 0; 2008 Qtr 3: 0; 2008 Qtr 4: 0 | 104.6272
0 | 234049-Lighting-LED Exit Sign New Sign | CALC00AVETS01 | 10 | Commercial | 02-ASM-Assembly-Exit | 0 |  |  |  |  | 65.3696 | 45 | 0 | 0 | 0 | 20.3696 | 351.311 |  | kWh | 0 | 0 | Commercial |  | Annual | [5 empty] | 16 | 0.96 |  |  |  | 0 | 0 | 1 | 0 | 0 | 0 | 0 | 0 | 0 | 0 | 0 | 0 | 2006 Qtr 1: 0; 2006 Qtr 2: 0; 2006 Qtr 3: 0; 2006 Qtr 4: 0; 2007 Qtr 1: 0; 2007 Qtr 2: 0; 2007 Qtr 3: 0; 2007 Qtr 4: 1; 2008 Qtr 1: 0; 2008 Qtr 2: 0; 2008 Qtr 3: 0; 2008 Qtr 4: 0 | 1
0 | 234330-Premium T8 with T12 40 Watt Baseline - Tr1 |  | 10 | Commercial | 01-ALC-AllCommercial-IntLight | 0 |  |  |  |  | 13.9589 | 13.1897 | 0 | 0 | 0 | 0.76922 | 30.14 |  | kWh | 0.0093405 | -0.04936 | Commercial |  | Annual | [5 empty] | 11 | 0.96 |  |  |  | 0 | 0 | 21.8353 | 0 | 0 | 0 | 0 | 0 | 0 | 0 | 0 | 0 | 2006 Qtr 1: 0; 2006 Qtr 2: 0; 2006 Qtr 3: 0; 2006 Qtr 4: 0; 2007 Qtr 1: 0; 2007 Qtr 2: 0; 2007 Qtr 3: 0; 2007 Qtr 4: 21.8353; 2008 Qtr 1: 0; 2008 Qtr 2: 0; 2008 Qtr 3: 0; 2008 Qtr 4: 0 | 21.8353
0 | 234303-Lighting-Remove 4 Ft Lamp (De-Lamp) - Tr1 | COFL00AVDEL01 | 10 | Commercial | 01-ALC-AllCommercial-IntLight | 0 |  |  |  |  | 28.2518 | 16.4871 | 0 | 0 | 0 | 11.7647 | 100.2216 |  | kWh | 0.031059 | -0.16413 | Commercial |  | Annual | [5 empty] | 11 | 0.96 |  |  |  | 0 | 0 | 21.8353 | 0 | 0 | 0 | 0 | 0 | 0 | 0 | 0 | 0 | 2006 Qtr 1: 0; 2006 Qtr 2: 0; 2006 Qtr 3: 0; 2006 Qtr 4: 0; 2007 Qtr 1: 0; 2007 Qtr 2: 0; 2007 Qtr 3: 0; 2007 Qtr 4: 21.8353; 2008 Qtr 1: 0; 2008 Qtr 2: 0; 2008 Qtr 3: 0; 2008 Qtr 4: 0 | 21.8353
0 | 234332-Premium T8 with T12 40 Watt Baseline - Tr3 |  | 10 | Commercial | 01-ALC-AllCommercial-IntLight | 0 |  |  |  |  | 13.9591 | 7.1444 | 0 | 0 | 0 | 6.8147 | 28.1797 |  | kWh | 0.008733 | -0.046149 | Commercial |  | Annual | [5 empty] | 11 | 0.96 |  |  |  | 0 | 0 | 21.8353 | 0 | 0 | 0 | 0 | 0 | 0 | 0 | 0 | 0 | 2006 Qtr 1: 0; 2006 Qtr 2: 0; 2006 Qtr 3: 0; 2006 Qtr 4: 0; 2007 Qtr 1: 0; 2007 Qtr 2: 0; 2007 Qtr 3: 0; 2007 Qtr 4: 21.8353; 2008 Qtr 1: 0; 2008 Qtr 2: 0; 2008 Qtr 3: 0; 2008 Qtr 4: 0 | 21.8353
0 | 234305-Lighting-Remove 4 Ft Lamp (De-Lamp) - Tr3 | COFL00AVDEL01 | 10 | Commercial | 01-ALC-AllCommercial-IntLight | 0 |  |  |  |  | 28.2538 | 8.7931 | 0 | 0 | 0 | 19.4607 | 100.2216 |  | kWh | 0.031059 | -0.16413 | Commercial |  | Annual | [5 empty] | 11 | 0.96 |  |  |  | 0 | 0 | 21.8353 | 0 | 0 | 0 | 0 | 0 | 0 | 0 | 0 | 0 | 2006 Qtr 1: 0; 2006 Qtr 2: 0; 2006 Qtr 3: 0; 2006 Qtr 4: 0; 2007 Qtr 1: 0; 2007 Qtr 2: 0; 2007 Qtr 3: 0; 2007 Qtr 4: 21.8353; 2008 Qtr 1: 0; 2008 Qtr 2: 0; 2008 Qtr 3: 0; 2008 Qtr 4: 0 | 21.8353
0 | 234330-Premium T8 with T12 40 Watt Baseline - Tr1 |  | 10 | Commercial | 01-ALC-AllCommercial-IntLight | 0 |  |  |  |  | 13.9589 | 13.1897 | 0 | 0 | 0 | 0.76922 | 30.14 |  | kWh | 0.0093405 | -0.04936 | Commercial |  | Annual | [5 empty] | 11 | 0.96 |  |  |  | 0 | 0 | 34.5725 | 0 | 0 | 0 | 0 | 0 | 0 | 0 | 0 | 0 | 2006 Qtr 1: 0; 2006 Qtr 2: 0; 2006 Qtr 3: 0; 2006 Qtr 4: 0; 2007 Qtr 1: 0; 2007 Qtr 2: 0; 2007 Qtr 3: 0; 2007 Qtr 4: 34.5725; 2008 Qtr 1: 0; 2008 Qtr 2: 0; 2008 Qtr 3: 0; 2008 Qtr 4: 0 | 34.5725
0 | 234303-Lighting-Remove 4 Ft Lamp (De-Lamp) - Tr1 | COFL00AVDEL01 | 10 | Commercial | 01-ALC-AllCommercial-IntLight | 0 |  |  |  |  | 28.2518 | 16.4871 | 0 | 0 | 0 | 11.7647 | 100.2216 |  | kWh | 0.031059 | -0.16413 | Commercial |  | Annual | [5 empty] | 11 | 0.96 |  |  |  | 0 | 0 | 34.5725 | 0 | 0 | 0 | 0 | 0 | 0 | 0 | 0 | 0 | 2006 Qtr 1: 0; 2006 Qtr 2: 0; 2006 Qtr 3: 0; 2006 Qtr 4: 0; 2007 Qtr 1: 0; 2007 Qtr 2: 0; 2007 Qtr 3: 0; 2007 Qtr 4: 34.5725; 2008 Qtr 1: 0; 2008 Qtr 2: 0; 2008 Qtr 3: 0; 2008 Qtr 4: 0 | 34.5725
0 | 234330-Premium T8 with T12 40 Watt Baseline - Tr1 |  | 10 | Commercial | 01-ALC-AllCommercial-IntLight | 0 |  |  |  |  | 13.9589 | 13.1897 | 0 | 0 | 0 | 0.76922 | 30.14 |  | kWh | 0.0093405 | -0.04936 | Commercial |  | Annual | [5 empty] | 11 | 0.96 |  |  |  | 0 | 0 | 54.5881 | 0 | 0 | 0 | 0 | 0 | 0 | 0 | 0 | 0 | 2006 Qtr 1: 0; 2006 Qtr 2: 0; 2006 Qtr 3: 0; 2006 Qtr 4: 0; 2007 Qtr 1: 0; 2007 Qtr 2: 0; 2007 Qtr 3: 0; 2007 Qtr 4: 54.5881; 2008 Qtr 1: 0; 2008 Qtr 2: 0; 2008 Qtr 3: 0; 2008 Qtr 4: 0 | 54.5881
0 | 234303-Lighting-Remove 4 Ft Lamp (De-Lamp) - Tr1 | COFL00AVDEL01 | 10 | Commercial | 01-ALC-AllCommercial-IntLight | 0 |  |  |  |  | 28.2518 | 16.4871 | 0 | 0 | 0 | 11.7647 | 100.2216 |  | kWh | 0.031059 | -0.16413 | Commercial |  | Annual | [5 empty] | 11 | 0.96 |  |  |  | 0 | 0 | 54.5881 | 0 | 0 | 0 | 0 | 0 | 0 | 0 | 0 | 0 | 2006 Qtr 1: 0; 2006 Qtr 2: 0; 2006 Qtr 3: 0; 2006 Qtr 4: 0; 2007 Qtr 1: 0; 2007 Qtr 2: 0; 2007 Qtr 3: 0; 2007 Qtr 4: 54.5881; 2008 Qtr 1: 0; 2008 Qtr 2: 0; 2008 Qtr 3: 0; 2008 Qtr 4: 0 | 54.5881
0 | 234330-Premium T8 with T12 40 Watt Baseline - Tr1 |  | System | Commercial | 14-MLI-Manufacturing–LightIndustry-LIGHT | 0 |  |  |  |  | 13.9589 | 13.1897 | 0 | 0 | 0 | 0.76922 | 30.2508 |  | kWh | 0.0093108 | -0.043226 | Commercial |  | Annual | [5 empty] | 11 | 0.96 |  |  |  | 0 | 0 | 50.0391 | 0 | 0 | 0 | 0 | 0 | 0 | 0 | 0 | 0 | 2006 Qtr 1: 0; 2006 Qtr 2: 0; 2006 Qtr 3: 0; 2006 Qtr 4: 0; 2007 Qtr 1: 0; 2007 Qtr 2: 0; 2007 Qtr 3: 0; 2007 Qtr 4: 50.0391; 2008 Qtr 1: 0; 2008 Qtr 2: 0; 2008 Qtr 3: 0; 2008 Qtr 4: 0 | 50.0391
0 | 234303-Lighting-Remove 4 Ft Lamp (De-Lamp) - Tr1 | COFL00AVDEL01 | System | Commercial | 14-MLI-Manufacturing–LightIndustry-LIGHT | 0 |  |  |  |  | 28.2518 | 16.4871 | 0 | 0 | 0 | 11.7647 | 100.5901 |  | kWh | 0.03096 | -0.14374 | Commercial |  | Annual | [5 empty] | 11 | 0.96 |  |  |  | 0 | 0 | 28.2039 | 0 | 0 | 0 | 0 | 0 | 0 | 0 | 0 | 0 | 2006 Qtr 1: 0; 2006 Qtr 2: 0; 2006 Qtr 3: 0; 2006 Qtr 4: 0; 2007 Qtr 1: 0; 2007 Qtr 2: 0; 2007 Qtr 3: 0; 2007 Qtr 4: 28.2039; 2008 Qtr 1: 0; 2008 Qtr 2: 0; 2008 Qtr 3: 0; 2008 Qtr 4: 0 | 28.2039
0 | 234294-Lighting-Occupancy Sensor-Wallbox Lghtng Snsr-Tr1 | CALC00AVOCC01 | System | Commercial | 14-MLI-Manufacturing–LightIndustry-LIGHT | 0 |  |  |  |  | 42.2727 | 40 | 0 | 0 | 0 | 2.2727 | 213.759 |  | kWh | 0.17617 | 0 | Commercial |  | Annual | [5 empty] | 8 | 0.96 |  |  |  | 0 | 0 | 2 | 0 | 0 | 0 | 0 | 0 | 0 | 0 | 0 | 0 | 2006 Qtr 1: 0; 2006 Qtr 2: 0; 2006 Qtr 3: 0; 2006 Qtr 4: 0; 2007 Qtr 1: 0; 2007 Qtr 2: 0; 2007 Qtr 3: 0; 2007 Qtr 4: 2; 2008 Qtr 1: 0; 2008 Qtr 2: 0; 2008 Qtr 3: 0; 2008 Qtr 4: 0 | 2
0 | 234049-Lighting-LED Exit Sign New Sign | CALC00AVETS01 | System | Commercial | 02-ASM-Assembly-Exit | 0 |  |  |  |  | 65.3696 | 45 | 0 | 0 | 0 | 20.3696 | 351.311 |  | kWh | 0 | 0 | Commercial |  | Annual | [5 empty] | 16 | 0.96 |  |  |  | 0 | 0 | 1 | 0 | 0 | 0 | 0 | 0 | 0 | 0 | 0 | 0 | 2006 Qtr 1: 0; 2006 Qtr 2: 0; 2006 Qtr 3: 0; 2006 Qtr 4: 0; 2007 Qtr 1: 0; 2007 Qtr 2: 0; 2007 Qtr 3: 0; 2007 Qtr 4: 1; 2008 Qtr 1: 0; 2008 Qtr 2: 0; 2008 Qtr 3: 0; 2008 Qtr 4: 0 | 1
0 | 234330-Premium T8 with T12 40 Watt Baseline - Tr1 |  | 10 | Commercial | 01-ALC-AllCommercial-IntLight | 0 |  |  |  |  | 13.9589 | 13.1897 | 0 | 0 | 0 | 0.76922 | 30.14 |  | kWh | 0.0093405 | -0.04936 | Commercial |  | Annual | [5 empty] | 11 | 0.96 |  |  |  | 0 | 0 | 129.1919 | 0 | 0 | 0 | 0 | 0 | 0 | 0 | 0 | 0 | 2006 Qtr 1: 0; 2006 Qtr 2: 0; 2006 Qtr 3: 0; 2006 Qtr 4: 0; 2007 Qtr 1: 0; 2007 Qtr 2: 0; 2007 Qtr 3: 0; 2007 Qtr 4: 129.1919; 2008 Qtr 1: 0; 2008 Qtr 2: 0; 2008 Qtr 3: 0; 2008 Qtr 4: 0 | 129.1919
0 | 234303-Lighting-Remove 4 Ft Lamp (De-Lamp) - Tr1 | COFL00AVDEL01 | 10 | Commercial | 01-ALC-AllCommercial-IntLight | 0 |  |  |  |  | 28.2518 | 16.4871 | 0 | 0 | 0 | 11.7647 | 100.2216 |  | kWh | 0.031059 | -0.16413 | Commercial |  | Annual | [5 empty] | 11 | 0.96 |  |  |  | 0 | 0 | 127.3723 | 0 | 0 | 0 | 0 | 0 | 0 | 0 | 0 | 0 | 2006 Qtr 1: 0; 2006 Qtr 2: 0; 2006 Qtr 3: 0; 2006 Qtr 4: 0; 2007 Qtr 1: 0; 2007 Qtr 2: 0; 2007 Qtr 3: 0; 2007 Qtr 4: 127.3723; 2008 Qtr 1: 0; 2008 Qtr 2: 0; 2008 Qtr 3: 0; 2008 Qtr 4: 0 | 127.3723
0 | 234330-Premium T8 with T12 40 Watt Baseline - Tr1 |  | 10 | Commercial | 01-ALC-AllCommercial-IntLight | 0 |  |  |  |  | 13.9589 | 13.1897 | 0 | 0 | 0 | 0.76922 | 30.14 |  | kWh | 0.0093405 | -0.04936 | Commercial |  | Annual | [5 empty] | 11 | 0.96 |  |  |  | 0 | 0 | 81.8822 | 0 | 0 | 0 | 0 | 0 | 0 | 0 | 0 | 0 | 2006 Qtr 1: 0; 2006 Qtr 2: 0; 2006 Qtr 3: 0; 2006 Qtr 4: 0; 2007 Qtr 1: 0; 2007 Qtr 2: 0; 2007 Qtr 3: 0; 2007 Qtr 4: 81.8822; 2008 Qtr 1: 0; 2008 Qtr 2: 0; 2008 Qtr 3: 0; 2008 Qtr 4: 0 | 81.8822
0 | 234303-Lighting-Remove 4 Ft Lamp (De-Lamp) - Tr1 | COFL00AVDEL01 | 10 | Commercial | 01-ALC-AllCommercial-IntLight | 0 |  |  |  |  | 28.2518 | 16.4871 | 0 | 0 | 0 | 11.7647 | 100.2216 |  | kWh | 0.031059 | -0.16413 | Commercial |  | Annual | [5 empty] | 11 | 0.96 |  |  |  | 0 | 0 | 81.8822 | 0 | 0 | 0 | 0 | 0 | 0 | 0 | 0 | 0 | 2006 Qtr 1: 0; 2006 Qtr 2: 0; 2006 Qtr 3: 0; 2006 Qtr 4: 0; 2007 Qtr 1: 0; 2007 Qtr 2: 0; 2007 Qtr 3: 0; 2007 Qtr 4: 81.8822; 2008 Qtr 1: 0; 2008 Qtr 2: 0; 2008 Qtr 3: 0; 2008 Qtr 4: 0 | 81.8822
0 | 234049-Lighting-LED Exit Sign New Sign | CALC00AVETS01 | 10 | Commercial | 02-ASM-Assembly-Exit | 0 |  |  |  |  | 65.3696 | 45 | 0 | 0 | 0 | 20.3696 | 351.311 |  | kWh | 0 | 0 | Commercial |  | Annual | [5 empty] | 16 | 0.96 |  |  |  | 0 | 0 | 3 | 0 | 0 | 0 | 0 | 0 | 0 | 0 | 0 | 0 | 2006 Qtr 1: 0; 2006 Qtr 2: 0; 2006 Qtr 3: 0; 2006 Qtr 4: 0; 2007 Qtr 1: 0; 2007 Qtr 2: 0; 2007 Qtr 3: 0; 2007 Qtr 4: 3; 2008 Qtr 1: 0; 2008 Qtr 2: 0; 2008 Qtr 3: 0; 2008 Qtr 4: 0 | 3
0 | 234330-Premium T8 with T12 40 Watt Baseline - Tr1 |  | 10 | Commercial | 01-ALC-AllCommercial-IntLight | 0 |  |  |  |  | 13.9589 | 13.1897 | 0 | 0 | 0 | 0.76922 | 30.14 |  | kWh | 0.0093405 | -0.04936 | Commercial |  | Annual | [5 empty] | 11 | 0.96 |  |  |  | 0 | 0 | 83.7018 | 0 | 0 | 0 | 0 | 0 | 0 | 0 | 0 | 0 | 2006 Qtr 1: 0; 2006 Qtr 2: 0; 2006 Qtr 3: 0; 2006 Qtr 4: 0; 2007 Qtr 1: 0; 2007 Qtr 2: 0; 2007 Qtr 3: 0; 2007 Qtr 4: 83.7018; 2008 Qtr 1: 0; 2008 Qtr 2: 0; 2008 Qtr 3: 0; 2008 Qtr 4: 0 | 83.7018
0 | 234303-Lighting-Remove 4 Ft Lamp (De-Lamp) - Tr1 | COFL00AVDEL01 | 10 | Commercial | 01-ALC-AllCommercial-IntLight | 0 |  |  |  |  | 28.2518 | 16.4871 | 0 | 0 | 0 | 11.7647 | 100.2216 |  | kWh | 0.031059 | -0.16413 | Commercial |  | Annual | [5 empty] | 11 | 0.96 |  |  |  | 0 | 0 | 83.7018 | 0 | 0 | 0 | 0 | 0 | 0 | 0 | 0 | 0 | 2006 Qtr 1: 0; 2006 Qtr 2: 0; 2006 Qtr 3: 0; 2006 Qtr 4: 0; 2007 Qtr 1: 0; 2007 Qtr 2: 0; 2007 Qtr 3: 0; 2007 Qtr 4: 83.7018; 2008 Qtr 1: 0; 2008 Qtr 2: 0; 2008 Qtr 3: 0; 2008 Qtr 4: 0 | 83.7018
0 | 234330-Premium T8 with T12 40 Watt Baseline - Tr1 |  | 7 | Commercial | 01-ALC-AllCommercial-IntLight | 0 |  |  |  |  | 13.9589 | 13.1897 | 0 | 0 | 0 | 0.76922 | 34.727 |  | kWh | 0.010491 | -0.056872 | Commercial |  | Annual | [5 empty] | 11 | 0.96 |  |  |  | 0 | 0 | 12.7372 | 0 | 0 | 0 | 0 | 0 | 0 | 0 | 0 | 0 | 2006 Qtr 1: 0; 2006 Qtr 2: 0; 2006 Qtr 3: 0; 2006 Qtr 4: 0; 2007 Qtr 1: 0; 2007 Qtr 2: 0; 2007 Qtr 3: 0; 2007 Qtr 4: 12.7372; 2008 Qtr 1: 0; 2008 Qtr 2: 0; 2008 Qtr 3: 0; 2008 Qtr 4: 0 | 12.7372
0 | 234207-Lighting-8 Ft T-8 with Elec Ballast-Tr1 |  | 7 | Commercial | 01-ALC-AllCommercial-IntLight | 0 |  |  |  |  | 35.7163 | 21.9828 | 0 | 0 | 0 | 13.7335 | 28.798 |  | kWh | 0.0086999 | -0.047162 | Commercial |  | Annual | [5 empty] | 11 | 0.96 |  |  |  | 0 | 0 | 14.5568 | 0 | 0 | 0 | 0 | 0 | 0 | 0 | 0 | 0 | 2006 Qtr 1: 0; 2006 Qtr 2: 0; 2006 Qtr 3: 0; 2006 Qtr 4: 0; 2007 Qtr 1: 0; 2007 Qtr 2: 0; 2007 Qtr 3: 0; 2007 Qtr 4: 14.5568; 2008 Qtr 1: 0; 2008 Qtr 2: 0; 2008 Qtr 3: 0; 2008 Qtr 4: 0 | 14.5568
0 | 234330-Premium T8 with T12 40 Watt Baseline - Tr1 |  | 7 | Commercial | 01-ALC-AllCommercial-IntLight | 0 |  |  |  |  | 13.9589 | 13.1897 | 0 | 0 | 0 | 0.76922 | 65.4159 |  | kWh | 0.012906 | -0.10713 | Commercial |  | Annual | [5 empty] | 11 | 0.96 |  |  |  | 0 | 0 | 83.7018 | 0 | 0 | 0 | 0 | 0 | 0 | 0 | 0 | 0 | 2006 Qtr 1: 0; 2006 Qtr 2: 0; 2006 Qtr 3: 0; 2006 Qtr 4: 0; 2007 Qtr 1: 0; 2007 Qtr 2: 0; 2007 Qtr 3: 0; 2007 Qtr 4: 83.7018; 2008 Qtr 1: 0; 2008 Qtr 2: 0; 2008 Qtr 3: 0; 2008 Qtr 4: 0 | 83.7018
0 | 234330-Premium T8 with T12 40 Watt Baseline - Tr1 |  | 7 | Commercial | 01-ALC-AllCommercial-IntLight | 0 |  |  |  |  | 13.9589 | 13.1897 | 0 | 0 | 0 | 0.76922 | 65.4159 |  | kWh | 0.012906 | -0.10713 | Commercial |  | Annual | [5 empty] | 11 | 0.96 |  |  |  | 0 | 0 | 70.9646 | 0 | 0 | 0 | 0 | 0 | 0 | 0 | 0 | 0 | 2006 Qtr 1: 0; 2006 Qtr 2: 0; 2006 Qtr 3: 0; 2006 Qtr 4: 0; 2007 Qtr 1: 0; 2007 Qtr 2: 0; 2007 Qtr 3: 0; 2007 Qtr 4: 70.9646; 2008 Qtr 1: 0; 2008 Qtr 2: 0; 2008 Qtr 3: 0; 2008 Qtr 4: 0 | 70.9646
0 | 234303-Lighting-Remove 4 Ft Lamp (De-Lamp) - Tr1 | COFL00AVDEL01 | 7 | Commercial | 01-ALC-AllCommercial-IntLight | 0 |  |  |  |  | 28.2518 | 16.4871 | 0 | 0 | 0 | 11.7647 | 217.5212 |  | kWh | 0.042914 | -0.35623 | Commercial |  | Annual | [5 empty] | 11 | 0.96 |  |  |  | 0 | 0 | 1.8196 | 0 | 0 | 0 | 0 | 0 | 0 | 0 | 0 | 0 | 2006 Qtr 1: 0; 2006 Qtr 2: 0; 2006 Qtr 3: 0; 2006 Qtr 4: 0; 2007 Qtr 1: 0; 2007 Qtr 2: 0; 2007 Qtr 3: 0; 2007 Qtr 4: 1.8196; 2008 Qtr 1: 0; 2008 Qtr 2: 0; 2008 Qtr 3: 0; 2008 Qtr 4: 0 | 1.8196
0 | 234330-Premium T8 with T12 40 Watt Baseline - Tr1 |  | 14 | Commercial | 01-ALC-AllCommercial-IntLight | 0 |  |  |  |  | 13.9589 | 13.1897 | 0 | 0 | 0 | 0.76922 | 65.4159 |  | kWh | 0.012906 | -0.10713 | Commercial |  | Annual | [5 empty] | 11 | 0.96 |  |  |  | 0 | 0 | 18.196 | 0 | 0 | 0 | 0 | 0 | 0 | 0 | 0 | 0 | 2006 Qtr 1: 0; 2006 Qtr 2: 0; 2006 Qtr 3: 0; 2006 Qtr 4: 0; 2007 Qtr 1: 0; 2007 Qtr 2: 0; 2007 Qtr 3: 0; 2007 Qtr 4: 18.196; 2008 Qtr 1: 0; 2008 Qtr 2: 0; 2008 Qtr 3: 0; 2008 Qtr 4: 0 | 18.196
0 | 234207-Lighting-8 Ft T-8 with Elec Ballast-Tr1 |  | 14 | Commercial | 01-ALC-AllCommercial-IntLight | 0 |  |  |  |  | 35.7163 | 21.9828 | 0 | 0 | 0 | 13.7335 | 54.2473 |  | kWh | 0.010702 | -0.08884 | Commercial |  | Annual | [5 empty] | 11 | 0.96 |  |  |  | 0 | 0 | 21.8353 | 0 | 0 | 0 | 0 | 0 | 0 | 0 | 0 | 0 | 2006 Qtr 1: 0; 2006 Qtr 2: 0; 2006 Qtr 3: 0; 2006 Qtr 4: 0; 2007 Qtr 1: 0; 2007 Qtr 2: 0; 2007 Qtr 3: 0; 2007 Qtr 4: 21.8353; 2008 Qtr 1: 0; 2008 Qtr 2: 0; 2008 Qtr 3: 0; 2008 Qtr 4: 0 | 21.8353
0 | 234303-Lighting-Remove 4 Ft Lamp (De-Lamp) - Tr1 | COFL00AVDEL01 | 14 | Commercial | 01-ALC-AllCommercial-IntLight | 0 |  |  |  |  | 28.2518 | 16.4871 | 0 | 0 | 0 | 11.7647 | 217.5212 |  | kWh | 0.042914 | -0.35623 | Commercial |  | Annual | [5 empty] | 11 | 0.96 |  |  |  | 0 | 0 | 18.196 | 0 | 0 | 0 | 0 | 0 | 0 | 0 | 0 | 0 | 2006 Qtr 1: 0; 2006 Qtr 2: 0; 2006 Qtr 3: 0; 2006 Qtr 4: 0; 2007 Qtr 1: 0; 2007 Qtr 2: 0; 2007 Qtr 3: 0; 2007 Qtr 4: 18.196; 2008 Qtr 1: 0; 2008 Qtr 2: 0; 2008 Qtr 3: 0; 2008 Qtr 4: 0 | 18.196
0 | 234330-Premium T8 with T12 40 Watt Baseline - Tr1 |  | 7 | Commercial | 01-ALC-AllCommercial-IntLight | 0 |  |  |  |  | 13.9589 | 13.1897 | 0 | 0 | 0 | 0.76922 | 65.4159 |  | kWh | 0.012906 | -0.10713 | Commercial |  | Annual | [5 empty] | 11 | 0.96 |  |  |  | 0 | 0 | 76.4234 | 0 | 0 | 0 | 0 | 0 | 0 | 0 | 0 | 0 | 2006 Qtr 1: 0; 2006 Qtr 2: 0; 2006 Qtr 3: 0; 2006 Qtr 4: 0; 2007 Qtr 1: 0; 2007 Qtr 2: 0; 2007 Qtr 3: 0; 2007 Qtr 4: 76.4234; 2008 Qtr 1: 0; 2008 Qtr 2: 0; 2008 Qtr 3: 0; 2008 Qtr 4: 0 | 76.4234
0 | 234330-Premium T8 with T12 40 Watt Baseline - Tr1 |  | 7 | Commercial | 01-ALC-AllCommercial-IntLight | 0 |  |  |  |  | 13.9589 | 13.1897 | 0 | 0 | 0 | 0.76922 | 16.7728 |  | kWh | 0.0038804 | -0.027468 | Commercial |  | Annual | [5 empty] | 11 | 0.96 |  |  |  | 0 | 0 | 67.3254 | 0 | 0 | 0 | 0 | 0 | 0 | 0 | 0 | 0 | 2006 Qtr 1: 0; 2006 Qtr 2: 0; 2006 Qtr 3: 0; 2006 Qtr 4: 0; 2007 Qtr 1: 0; 2007 Qtr 2: 0; 2007 Qtr 3: 0; 2007 Qtr 4: 67.3254; 2008 Qtr 1: 0; 2008 Qtr 2: 0; 2008 Qtr 3: 0; 2008 Qtr 4: 0 | 67.3254
0 | 234207-Lighting-8 Ft T-8 with Elec Ballast-Tr1 |  | 7 | Commercial | 01-ALC-AllCommercial-IntLight | 0 |  |  |  |  | 35.7163 | 21.9828 | 0 | 0 | 0 | 13.7335 | 13.9091 |  | kWh | 0.0032179 | -0.022779 | Commercial |  | Annual | [5 empty] | 11 | 0.96 |  |  |  | 0 | 0 | 32.7529 | 0 | 0 | 0 | 0 | 0 | 0 | 0 | 0 | 0 | 2006 Qtr 1: 0; 2006 Qtr 2: 0; 2006 Qtr 3: 0; 2006 Qtr 4: 0; 2007 Qtr 1: 0; 2007 Qtr 2: 0; 2007 Qtr 3: 0; 2007 Qtr 4: 32.7529; 2008 Qtr 1: 0; 2008 Qtr 2: 0; 2008 Qtr 3: 0; 2008 Qtr 4: 0 | 32.7529
0 | 234331-Premium T8 with T12 40 Watt Baseline - Tr2 |  | 7 | Commercial | 01-ALC-AllCommercial-IntLight | 0 |  |  |  |  | 13.9591 | 9.8923 | 0 | 0 | 0 | 4.0668 | 35.8564 |  | kWh | 0.010832 | -0.058721 | Commercial |  | Annual | [5 empty] | 11 | 0.96 |  |  |  | 0 | 0 | 3.6392 | 0 | 0 | 0 | 0 | 0 | 0 | 0 | 0 | 0 | 2006 Qtr 1: 0; 2006 Qtr 2: 0; 2006 Qtr 3: 0; 2006 Qtr 4: 0; 2007 Qtr 1: 0; 2007 Qtr 2: 0; 2007 Qtr 3: 0; 2007 Qtr 4: 3.6392; 2008 Qtr 1: 0; 2008 Qtr 2: 0; 2008 Qtr 3: 0; 2008 Qtr 4: 0 | 3.6392
0 | 234174-Food Service - Ice Machine Air-Cooled 101-200 |  | 7 | Commercial | 01-ALC-AllCommercial-Refrig | 0 |  |  |  |  | 296 | 600 | 0 | 0 | 0 | -304 | 3613.5 |  | kWh | 0.4125 | 0 | Commercial |  | Annual | [5 empty] | 12 | 0.96 |  |  |  | 0 | 0 | 1 | 0 | 0 | 0 | 0 | 0 | 0 | 0 | 0 | 0 | 2006 Qtr 1: 0; 2006 Qtr 2: 0; 2006 Qtr 3: 0; 2006 Qtr 4: 0; 2007 Qtr 1: 0; 2007 Qtr 2: 0; 2007 Qtr 3: 0; 2007 Qtr 4: 1; 2008 Qtr 1: 0; 2008 Qtr 2: 0; 2008 Qtr 3: 0; 2008 Qtr 4: 0 | 1
0 | 234303-Lighting-Remove 4 Ft Lamp (De-Lamp) - Tr1 | COFL00AVDEL01 | 10 | Commercial | 01-ALC-AllCommercial-IntLight | 0 |  |  |  |  | 28.2518 | 16.4871 | 0 | 0 | 0 | 11.7647 | 100.2216 |  | kWh | 0.031059 | -0.16413 | Commercial |  | Annual | [5 empty] | 11 | 0.96 |  |  |  | 0 | 0 | 20.0156 | 0 | 0 | 0 | 0 | 0 | 0 | 0 | 0 | 0 | 2006 Qtr 1: 0; 2006 Qtr 2: 0; 2006 Qtr 3: 0; 2006 Qtr 4: 0; 2007 Qtr 1: 0; 2007 Qtr 2: 0; 2007 Qtr 3: 0; 2007 Qtr 4: 20.0156; 2008 Qtr 1: 0; 2008 Qtr 2: 0; 2008 Qtr 3: 0; 2008 Qtr 4: 0 | 20.0156
0 | 234303-Lighting-Remove 4 Ft Lamp (De-Lamp) - Tr1 | COFL00AVDEL01 | 10 | Commercial | 01-ALC-AllCommercial-IntLight | 0 |  |  |  |  | 28.2518 | 16.4871 | 0 | 0 | 0 | 11.7647 | 100.2216 |  | kWh | 0.031059 | -0.16413 | Commercial |  | Annual | [5 empty] | 11 | 0.96 |  |  |  | 0 | 0 | 18.196 | 0 | 0 | 0 | 0 | 0 | 0 | 0 | 0 | 0 | 2006 Qtr 1: 0; 2006 Qtr 2: 0; 2006 Qtr 3: 0; 2006 Qtr 4: 0; 2007 Qtr 1: 0; 2007 Qtr 2: 0; 2007 Qtr 3: 0; 2007 Qtr 4: 18.196; 2008 Qtr 1: 0; 2008 Qtr 2: 0; 2008 Qtr 3: 0; 2008 Qtr 4: 0 | 18.196
0 | 234303-Lighting-Remove 4 Ft Lamp (De-Lamp) - Tr1 | COFL00AVDEL01 | 10 | Commercial | 01-ALC-AllCommercial-IntLight | 0 |  |  |  |  | 28.2518 | 16.4871 | 0 | 0 | 0 | 11.7647 | 100.2216 |  | kWh | 0.031059 | -0.16413 | Commercial |  | Annual | [5 empty] | 11 | 0.96 |  |  |  | 0 | 0 | 20.0156 | 0 | 0 | 0 | 0 | 0 | 0 | 0 | 0 | 0 | 2006 Qtr 1: 0; 2006 Qtr 2: 0; 2006 Qtr 3: 0; 2006 Qtr 4: 0; 2007 Qtr 1: 0; 2007 Qtr 2: 0; 2007 Qtr 3: 0; 2007 Qtr 4: 20.0156; 2008 Qtr 1: 0; 2008 Qtr 2: 0; 2008 Qtr 3: 0; 2008 Qtr 4: 0 | 20.0156
0 | 234330-Premium T8 with T12 40 Watt Baseline - Tr1 |  | 7 | Commercial | 01-ALC-AllCommercial-IntLight | 0 |  |  |  |  | 13.9589 | 13.1897 | 0 | 0 | 0 | 0.76922 | 49.1557 |  | kWh | 0.009871 | -0.080501 | Commercial |  | Annual | [5 empty] | 11 | 0.96 |  |  |  | 0 | 0 | 61.8665 | 0 | 0 | 0 | 0 | 0 | 0 | 0 | 0 | 0 | 2006 Qtr 1: 0; 2006 Qtr 2: 0; 2006 Qtr 3: 0; 2006 Qtr 4: 0; 2007 Qtr 1: 0; 2007 Qtr 2: 0; 2007 Qtr 3: 0; 2007 Qtr 4: 61.8665; 2008 Qtr 1: 0; 2008 Qtr 2: 0; 2008 Qtr 3: 0; 2008 Qtr 4: 0 | 61.8665
0 | 234330-Premium T8 with T12 40 Watt Baseline - Tr1 |  | 10 | Commercial | 01-ALC-AllCommercial-IntLight | 0 |  |  |  |  | 13.9589 | 13.1897 | 0 | 0 | 0 | 0.76922 | 30.14 |  | kWh | 0.0093405 | -0.04936 | Commercial |  | Annual | [5 empty] | 11 | 0.96 |  |  |  | 0 | 0 | 109.1763 | 0 | 0 | 0 | 0 | 0 | 0 | 0 | 0 | 0 | 2006 Qtr 1: 0; 2006 Qtr 2: 0; 2006 Qtr 3: 0; 2006 Qtr 4: 0; 2007 Qtr 1: 0; 2007 Qtr 2: 0; 2007 Qtr 3: 0; 2007 Qtr 4: 109.1763; 2008 Qtr 1: 0; 2008 Qtr 2: 0; 2008 Qtr 3: 0; 2008 Qtr 4: 0 | 109.1763
0 | 234303-Lighting-Remove 4 Ft Lamp (De-Lamp) - Tr1 | COFL00AVDEL01 | 10 | Commercial | 01-ALC-AllCommercial-IntLight | 0 |  |  |  |  | 28.2518 | 16.4871 | 0 | 0 | 0 | 11.7647 | 100.2216 |  | kWh | 0.031059 | -0.16413 | Commercial |  | Annual | [5 empty] | 11 | 0.96 |  |  |  | 0 | 0 | 101.8978 | 0 | 0 | 0 | 0 | 0 | 0 | 0 | 0 | 0 | 2006 Qtr 1: 0; 2006 Qtr 2: 0; 2006 Qtr 3: 0; 2006 Qtr 4: 0; 2007 Qtr 1: 0; 2007 Qtr 2: 0; 2007 Qtr 3: 0; 2007 Qtr 4: 101.8978; 2008 Qtr 1: 0; 2008 Qtr 2: 0; 2008 Qtr 3: 0; 2008 Qtr 4: 0 | 101.8978
0 | 234049-Lighting-LED Exit Sign New Sign | CALC00AVETS01 | 10 | Commercial | 02-ASM-Assembly-Exit | 0 |  |  |  |  | 65.3696 | 45 | 0 | 0 | 0 | 20.3696 | 351.311 |  | kWh | 0 | 0 | Commercial |  | Annual | [5 empty] | 16 | 0.96 |  |  |  | 0 | 0 | 2 | 0 | 0 | 0 | 0 | 0 | 0 | 0 | 0 | 0 | 2006 Qtr 1: 0; 2006 Qtr 2: 0; 2006 Qtr 3: 0; 2006 Qtr 4: 0; 2007 Qtr 1: 0; 2007 Qtr 2: 0; 2007 Qtr 3: 0; 2007 Qtr 4: 2; 2008 Qtr 1: 0; 2008 Qtr 2: 0; 2008 Qtr 3: 0; 2008 Qtr 4: 0 | 2
0 | 234126-Refrigeration - Efficient Evap Fan Motor Electronically Commutated Motor (ECM) | Averaged DEER Msrs | 7 | Commercial | 01-ALC-AllCommercial-Refrig | 0 |  |  |  |  | 6.7904 | 150 | 0 | 0 | 0 | -143.2096 | 116.369 |  | kWh | 0.015845 | -0.11528 | Commercial |  | Annual | [5 empty] | 15 | 0.96 |  |  |  | 0 | 0 | 2 | 0 | 0 | 0 | 0 | 0 | 0 | 0 | 0 | 0 | 2006 Qtr 1: 0; 2006 Qtr 2: 0; 2006 Qtr 3: 0; 2006 Qtr 4: 0; 2007 Qtr 1: 0; 2007 Qtr 2: 0; 2007 Qtr 3: 0; 2007 Qtr 4: 2; 2008 Qtr 1: 0; 2008 Qtr 2: 0; 2008 Qtr 3: 0; 2008 Qtr 4: 0 | 2
0 | 234361-Lighting-IntrHiByLnrFlscntFxtr244wrplc400w(TrI)Tr2 |  | 10 | Commercial | 14-MLI-Manufacturing–LightIndustry-LIGHT | 0 |  |  |  |  | 328.193 | 115.3803 | 0 | 0 | 0 | 212.8126 | 856.3815 |  | kWh | 0.18656 | -1.2985 | Commercial |  | Annual | [5 empty] | 11 | 0.96 |  |  |  | 0 | 0 | 36.0763 | 0 | 0 | 0 | 0 | 0 | 0 | 0 | 0 | 0 | 2006 Qtr 1: 0; 2006 Qtr 2: 0; 2006 Qtr 3: 0; 2006 Qtr 4: 0; 2007 Qtr 1: 0; 2007 Qtr 2: 0; 2007 Qtr 3: 0; 2007 Qtr 4: 36.0763; 2008 Qtr 1: 0; 2008 Qtr 2: 0; 2008 Qtr 3: 0; 2008 Qtr 4: 0 | 36.0763
0 | 234049-Lighting-LED Exit Sign New Sign | CALC00AVETS01 | 10 | Commercial | 02-ASM-Assembly-Exit | 0 |  |  |  |  | 65.3696 | 45 | 0 | 0 | 0 | 20.3696 | 351.311 |  | kWh | 0 | 0 | Commercial |  | Annual | [5 empty] | 16 | 0.96 |  |  |  | 0 | 0 | 1 | 0 | 0 | 0 | 0 | 0 | 0 | 0 | 0 | 0 | 2006 Qtr 1: 0; 2006 Qtr 2: 0; 2006 Qtr 3: 0; 2006 Qtr 4: 0; 2007 Qtr 1: 0; 2007 Qtr 2: 0; 2007 Qtr 3: 0; 2007 Qtr 4: 1; 2008 Qtr 1: 0; 2008 Qtr 2: 0; 2008 Qtr 3: 0; 2008 Qtr 4: 0 | 1
0 | 234126-Refrigeration - Efficient Evap Fan Motor Electronically Commutated Motor (ECM) | Averaged DEER Msrs | 7 | Commercial | 01-ALC-AllCommercial-Refrig | 0 |  |  |  |  | 6.7904 | 150 | 0 | 0 | 0 | -143.2096 | 116.369 |  | kWh | 0.015845 | -0.11528 | Commercial |  | Annual | [5 empty] | 15 | 0.96 |  |  |  | 0 | 0 | 5 | 0 | 0 | 0 | 0 | 0 | 0 | 0 | 0 | 0 | 2006 Qtr 1: 0; 2006 Qtr 2: 0; 2006 Qtr 3: 0; 2006 Qtr 4: 0; 2007 Qtr 1: 0; 2007 Qtr 2: 0; 2007 Qtr 3: 0; 2007 Qtr 4: 5; 2008 Qtr 1: 0; 2008 Qtr 2: 0; 2008 Qtr 3: 0; 2008 Qtr 4: 0 | 5
0 | 234330-Premium T8 with T12 40 Watt Baseline - Tr1 |  | 7 | Commercial | 01-ALC-AllCommercial-IntLight | 0 |  |  |  |  | 13.9589 | 13.1897 | 0 | 0 | 0 | 0.76922 | 34.727 |  | kWh | 0.010491 | -0.056872 | Commercial |  | Annual | [5 empty] | 11 | 0.96 |  |  |  | 0 | 0 | 92.7998 | 0 | 0 | 0 | 0 | 0 | 0 | 0 | 0 | 0 | 2006 Qtr 1: 0; 2006 Qtr 2: 0; 2006 Qtr 3: 0; 2006 Qtr 4: 0; 2007 Qtr 1: 0; 2007 Qtr 2: 0; 2007 Qtr 3: 0; 2007 Qtr 4: 92.7998; 2008 Qtr 1: 0; 2008 Qtr 2: 0; 2008 Qtr 3: 0; 2008 Qtr 4: 0 | 92.7998
0 | 234303-Lighting-Remove 4 Ft Lamp (De-Lamp) - Tr1 | COFL00AVDEL01 | 7 | Commercial | 01-ALC-AllCommercial-IntLight | 0 |  |  |  |  | 28.2518 | 16.4871 | 0 | 0 | 0 | 11.7647 | 115.4744 |  | kWh | 0.034885 | -0.18911 | Commercial |  | Annual | [5 empty] | 11 | 0.96 |  |  |  | 0 | 0 | 89.1606 | 0 | 0 | 0 | 0 | 0 | 0 | 0 | 0 | 0 | 2006 Qtr 1: 0; 2006 Qtr 2: 0; 2006 Qtr 3: 0; 2006 Qtr 4: 0; 2007 Qtr 1: 0; 2007 Qtr 2: 0; 2007 Qtr 3: 0; 2007 Qtr 4: 89.1606; 2008 Qtr 1: 0; 2008 Qtr 2: 0; 2008 Qtr 3: 0; 2008 Qtr 4: 0 | 89.1606
0 | 234331-Premium T8 with T12 40 Watt Baseline - Tr2 |  | 10 | Commercial | 01-ALC-AllCommercial-IntLight | 0 |  |  |  |  | 13.9591 | 9.8923 | 0 | 0 | 0 | 4.0668 | 35.8564 |  | kWh | 0.010832 | -0.058721 | Commercial |  | Annual | [5 empty] | 11 | 0.96 |  |  |  | 0 | 0 | 5.4588 | 0 | 0 | 0 | 0 | 0 | 0 | 0 | 0 | 0 | 2006 Qtr 1: 0; 2006 Qtr 2: 0; 2006 Qtr 3: 0; 2006 Qtr 4: 0; 2007 Qtr 1: 5.4588; 2007 Qtr 2: 0; 2007 Qtr 3: 0; 2007 Qtr 4: 0; 2008 Qtr 1: 0; 2008 Qtr 2: 0; 2008 Qtr 3: 0; 2008 Qtr 4: 0 | 5.4588
0 | 234330-Premium T8 with T12 40 Watt Baseline - Tr1 |  | System | Commercial | 01-ALC-AllCommercial-IntLight | 0 |  |  |  |  | 13.9589 | 13.1897 | 0 | 0 | 0 | 0.76922 | 27.8282 |  | kWh | 0.0094846 | -0.045574 | Commercial |  | Annual | [5 empty] | 11 | 0.96 |  |  |  | 0 | 0 | 109.1763 | 0 | 0 | 0 | 0 | 0 | 0 | 0 | 0 | 0 | 2006 Qtr 1: 0; 2006 Qtr 2: 0; 2006 Qtr 3: 0; 2006 Qtr 4: 0; 2007 Qtr 1: 0; 2007 Qtr 2: 0; 2007 Qtr 3: 0; 2007 Qtr 4: 109.1763; 2008 Qtr 1: 0; 2008 Qtr 2: 0; 2008 Qtr 3: 0; 2008 Qtr 4: 0 | 109.1763
0 | 234303-Lighting-Remove 4 Ft Lamp (De-Lamp) - Tr1 | COFL00AVDEL01 | System | Commercial | 01-ALC-AllCommercial-IntLight | 0 |  |  |  |  | 28.2518 | 16.4871 | 0 | 0 | 0 | 11.7647 | 92.5345 |  | kWh | 0.031538 | -0.15154 | Commercial |  | Annual | [5 empty] | 11 | 0.96 |  |  |  | 0 | 0 | 99.1684 | 0 | 0 | 0 | 0 | 0 | 0 | 0 | 0 | 0 | 2006 Qtr 1: 0; 2006 Qtr 2: 0; 2006 Qtr 3: 0; 2006 Qtr 4: 0; 2007 Qtr 1: 0; 2007 Qtr 2: 0; 2007 Qtr 3: 0; 2007 Qtr 4: 99.1684; 2008 Qtr 1: 0; 2008 Qtr 2: 0; 2008 Qtr 3: 0; 2008 Qtr 4: 0 | 99.1684
0 | 234294-Lighting-Occupancy Sensor-Wallbox Lghtng Snsr-Tr1 | CALC00AVOCC01 | System | Commercial | 01-ALC-AllCommercial-IntLight | 0 |  |  |  |  | 42.2727 | 40 | 0 | 0 | 0 | 2.2727 | 213.759 |  | kWh | 0.17617 | 0 | Commercial |  | Annual | [5 empty] | 8 | 0.96 |  |  |  | 0 | 0 | 4 | 0 | 0 | 0 | 0 | 0 | 0 | 0 | 0 | 0 | 2006 Qtr 1: 0; 2006 Qtr 2: 0; 2006 Qtr 3: 0; 2006 Qtr 4: 0; 2007 Qtr 1: 0; 2007 Qtr 2: 0; 2007 Qtr 3: 0; 2007 Qtr 4: 4; 2008 Qtr 1: 0; 2008 Qtr 2: 0; 2008 Qtr 3: 0; 2008 Qtr 4: 0 | 4
0 | 234330-Premium T8 with T12 40 Watt Baseline - Tr1 |  | System | Commercial | 01-ALC-AllCommercial-IntLight | 0 |  |  |  |  | 13.9589 | 13.1897 | 0 | 0 | 0 | 0.76922 | 30.14 |  | kWh | 0.0093405 | -0.04936 | Commercial |  | Annual | [5 empty] | 11 | 0.96 |  |  |  | 0 | 0 | 30.9333 | 0 | 0 | 0 | 0 | 0 | 0 | 0 | 0 | 0 | 2006 Qtr 1: 0; 2006 Qtr 2: 0; 2006 Qtr 3: 0; 2006 Qtr 4: 0; 2007 Qtr 1: 0; 2007 Qtr 2: 0; 2007 Qtr 3: 0; 2007 Qtr 4: 30.9333; 2008 Qtr 1: 0; 2008 Qtr 2: 0; 2008 Qtr 3: 0; 2008 Qtr 4: 0 | 30.9333
0 | 234207-Lighting-8 Ft T-8 with Elec Ballast-Tr1 |  | System | Commercial | 01-ALC-AllCommercial-IntLight | 0 |  |  |  |  | 35.7163 | 21.9828 | 0 | 0 | 0 | 13.7335 | 24.9942 |  | kWh | 0.0077458 | -0.040932 | Commercial |  | Annual | [5 empty] | 11 | 0.96 |  |  |  | 0 | 0 | 28.2039 | 0 | 0 | 0 | 0 | 0 | 0 | 0 | 0 | 0 | 2006 Qtr 1: 0; 2006 Qtr 2: 0; 2006 Qtr 3: 0; 2006 Qtr 4: 0; 2007 Qtr 1: 0; 2007 Qtr 2: 0; 2007 Qtr 3: 0; 2007 Qtr 4: 28.2039; 2008 Qtr 1: 0; 2008 Qtr 2: 0; 2008 Qtr 3: 0; 2008 Qtr 4: 0 | 28.2039
0 | 234303-Lighting-Remove 4 Ft Lamp (De-Lamp) - Tr1 | COFL00AVDEL01 | System | Commercial | 01-ALC-AllCommercial-IntLight | 0 |  |  |  |  | 28.2518 | 16.4871 | 0 | 0 | 0 | 11.7647 | 100.2216 |  | kWh | 0.031059 | -0.16413 | Commercial |  | Annual | [5 empty] | 11 | 0.96 |  |  |  | 0 | 0 | 30.9333 | 0 | 0 | 0 | 0 | 0 | 0 | 0 | 0 | 0 | 2006 Qtr 1: 0; 2006 Qtr 2: 0; 2006 Qtr 3: 0; 2006 Qtr 4: 0; 2007 Qtr 1: 0; 2007 Qtr 2: 0; 2007 Qtr 3: 0; 2007 Qtr 4: 30.9333; 2008 Qtr 1: 0; 2008 Qtr 2: 0; 2008 Qtr 3: 0; 2008 Qtr 4: 0 | 30.9333
0 | 234294-Lighting-Occupancy Sensor-Wallbox Lghtng Snsr-Tr1 | CALC00AVOCC01 | System | Commercial | 01-ALC-AllCommercial-IntLight | 0 |  |  |  |  | 42.2727 | 40 | 0 | 0 | 0 | 2.2727 | 213.759 |  | kWh | 0.17617 | 0 | Commercial |  | Annual | [5 empty] | 8 | 0.96 |  |  |  | 0 | 0 | 2 | 0 | 0 | 0 | 0 | 0 | 0 | 0 | 0 | 0 | 2006 Qtr 1: 0; 2006 Qtr 2: 0; 2006 Qtr 3: 0; 2006 Qtr 4: 0; 2007 Qtr 1: 0; 2007 Qtr 2: 0; 2007 Qtr 3: 0; 2007 Qtr 4: 2; 2008 Qtr 1: 0; 2008 Qtr 2: 0; 2008 Qtr 3: 0; 2008 Qtr 4: 0 | 2
0 | 234330-Premium T8 with T12 40 Watt Baseline - Tr1 |  | System | Commercial | 01-ALC-AllCommercial-IntLight | 0 |  |  |  |  | 13.9589 | 13.1897 | 0 | 0 | 0 | 0.76922 | 30.14 |  | kWh | 0.0093405 | -0.04936 | Commercial |  | Annual | [5 empty] | 11 | 0.96 |  |  |  | 0 | 0 | 81.8822 | 0 | 0 | 0 | 0 | 0 | 0 | 0 | 0 | 0 | 2006 Qtr 1: 0; 2006 Qtr 2: 0; 2006 Qtr 3: 0; 2006 Qtr 4: 0; 2007 Qtr 1: 0; 2007 Qtr 2: 0; 2007 Qtr 3: 0; 2007 Qtr 4: 81.8822; 2008 Qtr 1: 0; 2008 Qtr 2: 0; 2008 Qtr 3: 0; 2008 Qtr 4: 0 | 81.8822
0 | 234303-Lighting-Remove 4 Ft Lamp (De-Lamp) - Tr1 | COFL00AVDEL01 | System | Commercial | 01-ALC-AllCommercial-IntLight | 0 |  |  |  |  | 28.2518 | 16.4871 | 0 | 0 | 0 | 11.7647 | 100.2216 |  | kWh | 0.031059 | -0.16413 | Commercial |  | Annual | [5 empty] | 11 | 0.96 |  |  |  | 0 | 0 | 81.8822 | 0 | 0 | 0 | 0 | 0 | 0 | 0 | 0 | 0 | 2006 Qtr 1: 0; 2006 Qtr 2: 0; 2006 Qtr 3: 0; 2006 Qtr 4: 0; 2007 Qtr 1: 0; 2007 Qtr 2: 0; 2007 Qtr 3: 0; 2007 Qtr 4: 81.8822; 2008 Qtr 1: 0; 2008 Qtr 2: 0; 2008 Qtr 3: 0; 2008 Qtr 4: 0 | 81.8822
0 | 234207-Lighting-8 Ft T-8 with Elec Ballast-Tr1 |  | System | Commercial | 01-ALC-AllCommercial-IntLight | 0 |  |  |  |  | 35.7163 | 21.9828 | 0 | 0 | 0 | 13.7335 | 24.9942 |  | kWh | 0.0077458 | -0.040932 | Commercial |  | Annual | [5 empty] | 11 | 0.96 |  |  |  | 0 | 0 | 20.0156 | 0 | 0 | 0 | 0 | 0 | 0 | 0 | 0 | 0 | 2006 Qtr 1: 0; 2006 Qtr 2: 0; 2006 Qtr 3: 0; 2006 Qtr 4: 0; 2007 Qtr 1: 0; 2007 Qtr 2: 0; 2007 Qtr 3: 0; 2007 Qtr 4: 20.0156; 2008 Qtr 1: 0; 2008 Qtr 2: 0; 2008 Qtr 3: 0; 2008 Qtr 4: 0 | 20.0156
0 | 234294-Lighting-Occupancy Sensor-Wallbox Lghtng Snsr-Tr1 | CALC00AVOCC01 | System | Commercial | 01-ALC-AllCommercial-IntLight | 0 |  |  |  |  | 42.2727 | 40 | 0 | 0 | 0 | 2.2727 | 213.759 |  | kWh | 0.17617 | 0 | Commercial |  | Annual | [5 empty] | 8 | 0.96 |  |  |  | 0 | 0 | 2 | 0 | 0 | 0 | 0 | 0 | 0 | 0 | 0 | 0 | 2006 Qtr 1: 0; 2006 Qtr 2: 0; 2006 Qtr 3: 0; 2006 Qtr 4: 0; 2007 Qtr 1: 0; 2007 Qtr 2: 0; 2007 Qtr 3: 0; 2007 Qtr 4: 2; 2008 Qtr 1: 0; 2008 Qtr 2: 0; 2008 Qtr 3: 0; 2008 Qtr 4: 0 | 2
0 | 234330-Premium T8 with T12 40 Watt Baseline - Tr1 |  | System | Commercial | 01-ALC-AllCommercial-IntLight | 0 |  |  |  |  | 13.9589 | 13.1897 | 0 | 0 | 0 | 0.76922 | 32.1182 |  | kWh | 0.010339 | -0.052599 | Commercial |  | Annual | [5 empty] | 11 | 0.96 |  |  |  | 0 | 0 | 140.1095 | 0 | 0 | 0 | 0 | 0 | 0 | 0 | 0 | 0 | 2006 Qtr 1: 0; 2006 Qtr 2: 0; 2006 Qtr 3: 0; 2006 Qtr 4: 0; 2007 Qtr 1: 0; 2007 Qtr 2: 0; 2007 Qtr 3: 0; 2007 Qtr 4: 140.1095; 2008 Qtr 1: 0; 2008 Qtr 2: 0; 2008 Qtr 3: 0; 2008 Qtr 4: 0 | 140.1095
0 | 234207-Lighting-8 Ft T-8 with Elec Ballast-Tr1 |  | System | Commercial | 01-ALC-AllCommercial-IntLight | 0 |  |  |  |  | 35.7163 | 21.9828 | 0 | 0 | 0 | 13.7335 | 26.6346 |  | kWh | 0.008574 | -0.043619 | Commercial |  | Annual | [5 empty] | 11 | 0.96 |  |  |  | 0 | 0 | 3.6392 | 0 | 0 | 0 | 0 | 0 | 0 | 0 | 0 | 0 | 2006 Qtr 1: 0; 2006 Qtr 2: 0; 2006 Qtr 3: 0; 2006 Qtr 4: 0; 2007 Qtr 1: 0; 2007 Qtr 2: 0; 2007 Qtr 3: 0; 2007 Qtr 4: 3.6392; 2008 Qtr 1: 0; 2008 Qtr 2: 0; 2008 Qtr 3: 0; 2008 Qtr 4: 0 | 3.6392
0 | 234303-Lighting-Remove 4 Ft Lamp (De-Lamp) - Tr1 | COFL00AVDEL01 | System | Commercial | 01-ALC-AllCommercial-IntLight | 0 |  |  |  |  | 28.2518 | 16.4871 | 0 | 0 | 0 | 11.7647 | 106.7995 |  | kWh | 0.03438 | -0.1749 | Commercial |  | Annual | [5 empty] | 11 | 0.96 |  |  |  | 0 | 0 | 100.0782 | 0 | 0 | 0 | 0 | 0 | 0 | 0 | 0 | 0 | 2006 Qtr 1: 0; 2006 Qtr 2: 0; 2006 Qtr 3: 0; 2006 Qtr 4: 0; 2007 Qtr 1: 0; 2007 Qtr 2: 0; 2007 Qtr 3: 0; 2007 Qtr 4: 100.0782; 2008 Qtr 1: 0; 2008 Qtr 2: 0; 2008 Qtr 3: 0; 2008 Qtr 4: 0 | 100.0782
0 | 234294-Lighting-Occupancy Sensor-Wallbox Lghtng Snsr-Tr1 | CALC00AVOCC01 | System | Commercial | 01-ALC-AllCommercial-IntLight | 0 |  |  |  |  | 42.2727 | 40 | 0 | 0 | 0 | 2.2727 | 213.759 |  | kWh | 0.17617 | 0 | Commercial |  | Annual | [5 empty] | 8 | 0.96 |  |  |  | 0 | 0 | 4 | 0 | 0 | 0 | 0 | 0 | 0 | 0 | 0 | 0 | 2006 Qtr 1: 0; 2006 Qtr 2: 0; 2006 Qtr 3: 0; 2006 Qtr 4: 0; 2007 Qtr 1: 0; 2007 Qtr 2: 0; 2007 Qtr 3: 0; 2007 Qtr 4: 4; 2008 Qtr 1: 0; 2008 Qtr 2: 0; 2008 Qtr 3: 0; 2008 Qtr 4: 0 | 4
0 | 234331-Premium T8 with T12 40 Watt Baseline - Tr2 |  | System | Commercial | 18-OFS-Office–Small-IntLight | 0 |  |  |  |  | 13.9591 | 9.8923 | 0 | 0 | 0 | 4.0668 | 32.5783 |  | kWh | 0.0098009 | -0.0113 | Commercial |  | Annual | [5 empty] | 11 | 0.96 |  |  |  | 0 | 0 | 18.196 | 0 | 0 | 0 | 0 | 0 | 0 | 0 | 0 | 0 | 2006 Qtr 1: 0; 2006 Qtr 2: 0; 2006 Qtr 3: 0; 2006 Qtr 4: 0; 2007 Qtr 1: 0; 2007 Qtr 2: 0; 2007 Qtr 3: 0; 2007 Qtr 4: 18.196; 2008 Qtr 1: 0; 2008 Qtr 2: 0; 2008 Qtr 3: 0; 2008 Qtr 4: 0 | 18.196
0 | 234304-Lighting-Remove 4 Ft Lamp (De-Lamp) - Tr2 | COFL00AVDEL01 | System | Commercial | 18-OFS-Office–Small-IntLight | 0 |  |  |  |  | 28.2538 | 12.3653 | 0 | 0 | 0 | 15.8885 | 104.9175 |  | kWh | 0.031564 | -0.036392 | Commercial |  | Annual | [5 empty] | 11 | 0.96 |  |  |  | 0 | 0 | 9.098 | 0 | 0 | 0 | 0 | 0 | 0 | 0 | 0 | 0 | 2006 Qtr 1: 0; 2006 Qtr 2: 0; 2006 Qtr 3: 0; 2006 Qtr 4: 0; 2007 Qtr 1: 0; 2007 Qtr 2: 0; 2007 Qtr 3: 0; 2007 Qtr 4: 9.098; 2008 Qtr 1: 0; 2008 Qtr 2: 0; 2008 Qtr 3: 0; 2008 Qtr 4: 0 | 9.098
0 | 234208-Lighting-8 Ft T-8 with Elec Ballast-Tr2 |  | System | Commercial | 18-OFS-Office–Small-IntLight | 0 |  |  |  |  | 35.7165 | 16.4871 | 0 | 0 | 0 | 19.2294 | 26.4218 |  | kWh | 0.0079488 | -0.0091646 | Commercial |  | Annual | [5 empty] | 11 | 0.96 |  |  |  | 0 | 0 | 2.7294 | 0 | 0 | 0 | 0 | 0 | 0 | 0 | 0 | 0 | 2006 Qtr 1: 0; 2006 Qtr 2: 0; 2006 Qtr 3: 0; 2006 Qtr 4: 0; 2007 Qtr 1: 0; 2007 Qtr 2: 0; 2007 Qtr 3: 0; 2007 Qtr 4: 2.7294; 2008 Qtr 1: 0; 2008 Qtr 2: 0; 2008 Qtr 3: 0; 2008 Qtr 4: 0 | 2.7294
0 | 234003-A/C - Reflective Window Film Inland |  | 7 | Commercial | 01-ALC-AllCommercial-Cooling | 0 |  |  |  |  | 3.12 | 2 | 0 | 0 | 0 | 1.12 | 15.27 |  | kWh | 0.0023 | 0 | Commercial |  | Annual | [5 empty] | 10 | 0.96 |  |  |  | 0 | 0 | 110 | 0 | 0 | 0 | 0 | 0 | 0 | 0 | 0 | 0 | 2006 Qtr 1: 0; 2006 Qtr 2: 0; 2006 Qtr 3: 0; 2006 Qtr 4: 0; 2007 Qtr 1: 110; 2007 Qtr 2: 0; 2007 Qtr 3: 0; 2007 Qtr 4: 0; 2008 Qtr 1: 0; 2008 Qtr 2: 0; 2008 Qtr 3: 0; 2008 Qtr 4: 0 | 110
0 | 234331-Premium T8 with T12 40 Watt Baseline - Tr2 |  | 7 | Commercial | 01-ALC-AllCommercial-IntLight | 0 |  |  |  |  | 13.9591 | 9.8923 | 0 | 0 | 0 | 4.0668 | 35.8564 |  | kWh | 0.010832 | -0.058721 | Commercial |  | Annual | [5 empty] | 11 | 0.96 |  |  |  | 0 | 0 | 54.5881 | 0 | 0 | 0 | 0 | 0 | 0 | 0 | 0 | 0 | 2006 Qtr 1: 0; 2006 Qtr 2: 0; 2006 Qtr 3: 0; 2006 Qtr 4: 0; 2007 Qtr 1: 0; 2007 Qtr 2: 0; 2007 Qtr 3: 0; 2007 Qtr 4: 54.5881; 2008 Qtr 1: 0; 2008 Qtr 2: 0; 2008 Qtr 3: 0; 2008 Qtr 4: 0 | 54.5881
0 | 234126-Refrigeration - Efficient Evap Fan Motor Electronically Commutated Motor (ECM) | Averaged DEER Msrs | 7 | Commercial | 01-ALC-AllCommercial-Refrig | 0 |  |  |  |  | 6.7904 | 150 | 0 | 0 | 0 | -143.2096 | 116.369 |  | kWh | 0.015845 | -0.11528 | Commercial |  | Annual | [5 empty] | 15 | 0.96 |  |  |  | 0 | 0 | 2 | 0 | 0 | 0 | 0 | 0 | 0 | 0 | 0 | 0 | 2006 Qtr 1: 0; 2006 Qtr 2: 0; 2006 Qtr 3: 0; 2006 Qtr 4: 0; 2007 Qtr 1: 2; 2007 Qtr 2: 0; 2007 Qtr 3: 0; 2007 Qtr 4: 0; 2008 Qtr 1: 0; 2008 Qtr 2: 0; 2008 Qtr 3: 0; 2008 Qtr 4: 0 | 2
0 | 234331-Premium T8 with T12 40 Watt Baseline - Tr2 |  | 10 | Commercial | 01-ALC-AllCommercial-IntLight | 0 |  |  |  |  | 13.9591 | 9.8923 | 0 | 0 | 0 | 4.0668 | 41.8656 |  | kWh | 0.0075865 | -0.068563 | Commercial |  | Annual | [5 empty] | 11 | 0.96 |  |  |  | 0 | 0 | 16.3764 | 0 | 0 | 0 | 0 | 0 | 0 | 0 | 0 | 0 | 2006 Qtr 1: 0; 2006 Qtr 2: 0; 2006 Qtr 3: 0; 2006 Qtr 4: 0; 2007 Qtr 1: 0; 2007 Qtr 2: 0; 2007 Qtr 3: 0; 2007 Qtr 4: 16.3764; 2008 Qtr 1: 0; 2008 Qtr 2: 0; 2008 Qtr 3: 0; 2008 Qtr 4: 0 | 16.3764
0 | 234304-Lighting-Remove 4 Ft Lamp (De-Lamp) - Tr2 | COFL00AVDEL01 | 10 | Commercial | 01-ALC-AllCommercial-IntLight | 0 |  |  |  |  | 28.2538 | 12.3653 | 0 | 0 | 0 | 15.8885 | 134.827 |  | kWh | 0.024432 | -0.2208 | Commercial |  | Annual | [5 empty] | 11 | 0.96 |  |  |  | 0 | 0 | 16.3764 | 0 | 0 | 0 | 0 | 0 | 0 | 0 | 0 | 0 | 2006 Qtr 1: 0; 2006 Qtr 2: 0; 2006 Qtr 3: 0; 2006 Qtr 4: 0; 2007 Qtr 1: 0; 2007 Qtr 2: 0; 2007 Qtr 3: 0; 2007 Qtr 4: 16.3764; 2008 Qtr 1: 0; 2008 Qtr 2: 0; 2008 Qtr 3: 0; 2008 Qtr 4: 0 | 16.3764
0 | 234330-Premium T8 with T12 40 Watt Baseline - Tr1 |  | 10 | Commercial | 01-ALC-AllCommercial-IntLight | 0 |  |  |  |  | 13.9589 | 13.1897 | 0 | 0 | 0 | 0.76922 | 40.547 |  | kWh | 0.0073476 | -0.066403 | Commercial |  | Annual | [5 empty] | 11 | 0.96 |  |  |  | 0 | 0 | 14.5568 | 0 | 0 | 0 | 0 | 0 | 0 | 0 | 0 | 0 | 2006 Qtr 1: 0; 2006 Qtr 2: 0; 2006 Qtr 3: 0; 2006 Qtr 4: 0; 2007 Qtr 1: 0; 2007 Qtr 2: 0; 2007 Qtr 3: 0; 2007 Qtr 4: 14.5568; 2008 Qtr 1: 0; 2008 Qtr 2: 0; 2008 Qtr 3: 0; 2008 Qtr 4: 0 | 14.5568
0 | 234303-Lighting-Remove 4 Ft Lamp (De-Lamp) - Tr1 | COFL00AVDEL01 | 10 | Commercial | 01-ALC-AllCommercial-IntLight | 0 |  |  |  |  | 28.2518 | 16.4871 | 0 | 0 | 0 | 11.7647 | 134.827 |  | kWh | 0.024432 | -0.2208 | Commercial |  | Annual | [5 empty] | 11 | 0.96 |  |  |  | 0 | 0 | 14.5568 | 0 | 0 | 0 | 0 | 0 | 0 | 0 | 0 | 0 | 2006 Qtr 1: 0; 2006 Qtr 2: 0; 2006 Qtr 3: 0; 2006 Qtr 4: 0; 2007 Qtr 1: 0; 2007 Qtr 2: 0; 2007 Qtr 3: 0; 2007 Qtr 4: 14.5568; 2008 Qtr 1: 0; 2008 Qtr 2: 0; 2008 Qtr 3: 0; 2008 Qtr 4: 0 | 14.5568
0 | 234330-Premium T8 with T12 40 Watt Baseline - Tr1 |  | 7 | Commercial | 01-ALC-AllCommercial-IntLight | 0 |  |  |  |  | 13.9589 | 13.1897 | 0 | 0 | 0 | 0.76922 | 40.547 |  | kWh | 0.0073476 | -0.066403 | Commercial |  | Annual | [5 empty] | 11 | 0.96 |  |  |  | 0 | 0 | 21.8353 | 0 | 0 | 0 | 0 | 0 | 0 | 0 | 0 | 0 | 2006 Qtr 1: 0; 2006 Qtr 2: 0; 2006 Qtr 3: 0; 2006 Qtr 4: 0; 2007 Qtr 1: 0; 2007 Qtr 2: 0; 2007 Qtr 3: 0; 2007 Qtr 4: 21.8353; 2008 Qtr 1: 0; 2008 Qtr 2: 0; 2008 Qtr 3: 0; 2008 Qtr 4: 0 | 21.8353
0 | 234303-Lighting-Remove 4 Ft Lamp (De-Lamp) - Tr1 | COFL00AVDEL01 | 7 | Commercial | 01-ALC-AllCommercial-IntLight | 0 |  |  |  |  | 28.2518 | 16.4871 | 0 | 0 | 0 | 11.7647 | 134.827 |  | kWh | 0.024432 | -0.2208 | Commercial |  | Annual | [5 empty] | 11 | 0.96 |  |  |  | 0 | 0 | 21.8353 | 0 | 0 | 0 | 0 | 0 | 0 | 0 | 0 | 0 | 2006 Qtr 1: 0; 2006 Qtr 2: 0; 2006 Qtr 3: 0; 2006 Qtr 4: 0; 2007 Qtr 1: 0; 2007 Qtr 2: 0; 2007 Qtr 3: 0; 2007 Qtr 4: 21.8353; 2008 Qtr 1: 0; 2008 Qtr 2: 0; 2008 Qtr 3: 0; 2008 Qtr 4: 0 | 21.8353
0 | 234049-Lighting-LED Exit Sign New Sign | CALC00AVETS01 | 7 | Commercial | 02-ASM-Assembly-Exit | 0 |  |  |  |  | 65.3696 | 45 | 0 | 0 | 0 | 20.3696 | 351.311 |  | kWh | 0 | 0 | Commercial |  | Annual | [5 empty] | 16 | 0.96 |  |  |  | 0 | 0 | 1 | 0 | 0 | 0 | 0 | 0 | 0 | 0 | 0 | 0 | 2006 Qtr 1: 0; 2006 Qtr 2: 0; 2006 Qtr 3: 0; 2006 Qtr 4: 0; 2007 Qtr 1: 0; 2007 Qtr 2: 0; 2007 Qtr 3: 0; 2007 Qtr 4: 1; 2008 Qtr 1: 0; 2008 Qtr 2: 0; 2008 Qtr 3: 0; 2008 Qtr 4: 0 | 1
0 | 234330-Premium T8 with T12 40 Watt Baseline - Tr1 |  | 7 | Commercial | 01-ALC-AllCommercial-IntLight | 0 |  |  |  |  | 13.9589 | 13.1897 | 0 | 0 | 0 | 0.76922 | 34.727 |  | kWh | 0.010491 | -0.056872 | Commercial |  | Annual | [5 empty] | 11 | 0.96 |  |  |  | 0 | 0 | 16.3764 | 0 | 0 | 0 | 0 | 0 | 0 | 0 | 0 | 0 | 2006 Qtr 1: 0; 2006 Qtr 2: 0; 2006 Qtr 3: 0; 2006 Qtr 4: 0; 2007 Qtr 1: 0; 2007 Qtr 2: 0; 2007 Qtr 3: 0; 2007 Qtr 4: 16.3764; 2008 Qtr 1: 0; 2008 Qtr 2: 0; 2008 Qtr 3: 0; 2008 Qtr 4: 0 | 16.3764
0 | 234003-A/C - Reflective Window Film Inland |  | 7 | Commercial | 01-ALC-AllCommercial-Cooling | 0 |  |  |  |  | 3.12 | 2 | 0 | 0 | 0 | 1.12 | 15.27 |  | kWh | 0.0023 | 0 | Commercial |  | Annual | [5 empty] | 10 | 0.96 |  |  |  | 0 | 0 | 636 | 0 | 0 | 0 | 0 | 0 | 0 | 0 | 0 | 0 | 2006 Qtr 1: 0; 2006 Qtr 2: 0; 2006 Qtr 3: 0; 2006 Qtr 4: 0; 2007 Qtr 1: 0; 2007 Qtr 2: 0; 2007 Qtr 3: 0; 2007 Qtr 4: 636; 2008 Qtr 1: 0; 2008 Qtr 2: 0; 2008 Qtr 3: 0; 2008 Qtr 4: 0 | 636
0 | 234330-Premium T8 with T12 40 Watt Baseline - Tr1 |  | 10 | Commercial | 01-ALC-AllCommercial-IntLight | 0 |  |  |  |  | 13.9589 | 13.1897 | 0 | 0 | 0 | 0.76922 | 34.727 |  | kWh | 0.010491 | -0.056872 | Commercial |  | Annual | [5 empty] | 11 | 0.96 |  |  |  | 0 | 0 | 10.9176 | 0 | 0 | 0 | 0 | 0 | 0 | 0 | 0 | 0 | 2006 Qtr 1: 0; 2006 Qtr 2: 0; 2006 Qtr 3: 0; 2006 Qtr 4: 0; 2007 Qtr 1: 0; 2007 Qtr 2: 0; 2007 Qtr 3: 10.9176; 2007 Qtr 4: 0; 2008 Qtr 1: 0; 2008 Qtr 2: 0; 2008 Qtr 3: 0; 2008 Qtr 4: 0 | 10.9176
0 | 234126-Refrigeration - Efficient Evap Fan Motor Electronically Commutated Motor (ECM) | Averaged DEER Msrs | 7 | Commercial | 01-ALC-AllCommercial-Refrig | 0 |  |  |  |  | 6.7904 | 150 | 0 | 0 | 0 | -143.2096 | 116.369 |  | kWh | 0.015845 | -0.11528 | Commercial |  | Annual | [5 empty] | 15 | 0.96 |  |  |  | 0 | 0 | 6 | 0 | 0 | 0 | 0 | 0 | 0 | 0 | 0 | 0 | 2006 Qtr 1: 0; 2006 Qtr 2: 0; 2006 Qtr 3: 0; 2006 Qtr 4: 0; 2007 Qtr 1: 0; 2007 Qtr 2: 0; 2007 Qtr 3: 0; 2007 Qtr 4: 6; 2008 Qtr 1: 0; 2008 Qtr 2: 0; 2008 Qtr 3: 0; 2008 Qtr 4: 0 | 6
0 | 234126-Refrigeration - Efficient Evap Fan Motor Electronically Commutated Motor (ECM) | Averaged DEER Msrs | 7 | Commercial | 01-ALC-AllCommercial-Refrig | 0 |  |  |  |  | 6.7904 | 150 | 0 | 0 | 0 | -143.2096 | 116.369 |  | kWh | 0.015845 | -0.11528 | Commercial |  | Annual | [5 empty] | 15 | 0.96 |  |  |  | 0 | 0 | 1 | 0 | 0 | 0 | 0 | 0 | 0 | 0 | 0 | 0 | 2006 Qtr 1: 0; 2006 Qtr 2: 0; 2006 Qtr 3: 0; 2006 Qtr 4: 0; 2007 Qtr 1: 0; 2007 Qtr 2: 0; 2007 Qtr 3: 0; 2007 Qtr 4: 1; 2008 Qtr 1: 0; 2008 Qtr 2: 0; 2008 Qtr 3: 0; 2008 Qtr 4: 0 | 1
0 | 234330-Premium T8 with T12 40 Watt Baseline - Tr1 |  | 10 | Commercial | 01-ALC-AllCommercial-IntLight | 0 |  |  |  |  | 13.9589 | 13.1897 | 0 | 0 | 0 | 0.76922 | 34.727 |  | kWh | 0.010491 | -0.056872 | Commercial |  | Annual | [5 empty] | 11 | 0.96 |  |  |  | 0 | 0 | 16.3764 | 0 | 0 | 0 | 0 | 0 | 0 | 0 | 0 | 0 | 2006 Qtr 1: 0; 2006 Qtr 2: 0; 2006 Qtr 3: 0; 2006 Qtr 4: 0; 2007 Qtr 1: 0; 2007 Qtr 2: 0; 2007 Qtr 3: 0; 2007 Qtr 4: 16.3764; 2008 Qtr 1: 0; 2008 Qtr 2: 0; 2008 Qtr 3: 0; 2008 Qtr 4: 0 | 16.3764
0 | 234330-Premium T8 with T12 40 Watt Baseline - Tr1 |  | 7 | Commercial | 14-MLI-Manufacturing–LightIndustry-LIGHT | 0 |  |  |  |  | 13.9589 | 13.1897 | 0 | 0 | 0 | 0.76922 | 30.1346 |  | kWh | 0.0093123 | -0.038961 | Commercial |  | Annual | [5 empty] | 11 | 0.96 |  |  |  | 0 | 0 | 218.3525 | 0 | 0 | 0 | 0 | 0 | 0 | 0 | 0 | 0 | 2006 Qtr 1: 0; 2006 Qtr 2: 0; 2006 Qtr 3: 0; 2006 Qtr 4: 0; 2007 Qtr 1: 0; 2007 Qtr 2: 0; 2007 Qtr 3: 0; 2007 Qtr 4: 218.3525; 2008 Qtr 1: 0; 2008 Qtr 2: 0; 2008 Qtr 3: 0; 2008 Qtr 4: 0 | 218.3525
0 | 234330-Premium T8 with T12 40 Watt Baseline - Tr1 |  | 7 | Commercial | 01-ALC-AllCommercial-IntLight | 0 |  |  |  |  | 13.9589 | 13.1897 | 0 | 0 | 0 | 0.76922 | 40.547 |  | kWh | 0.0073476 | -0.066403 | Commercial |  | Annual | [5 empty] | 11 | 0.96 |  |  |  | 0 | 0 | 29.1137 | 0 | 0 | 0 | 0 | 0 | 0 | 0 | 0 | 0 | 2006 Qtr 1: 0; 2006 Qtr 2: 0; 2006 Qtr 3: 0; 2006 Qtr 4: 0; 2007 Qtr 1: 0; 2007 Qtr 2: 0; 2007 Qtr 3: 0; 2007 Qtr 4: 29.1137; 2008 Qtr 1: 0; 2008 Qtr 2: 0; 2008 Qtr 3: 0; 2008 Qtr 4: 0 | 29.1137
0 | 234303-Lighting-Remove 4 Ft Lamp (De-Lamp) - Tr1 | COFL00AVDEL01 | 7 | Commercial | 01-ALC-AllCommercial-IntLight | 0 |  |  |  |  | 28.2518 | 16.4871 | 0 | 0 | 0 | 11.7647 | 134.827 |  | kWh | 0.024432 | -0.2208 | Commercial |  | Annual | [5 empty] | 11 | 0.96 |  |  |  | 0 | 0 | 29.1137 | 0 | 0 | 0 | 0 | 0 | 0 | 0 | 0 | 0 | 2006 Qtr 1: 0; 2006 Qtr 2: 0; 2006 Qtr 3: 0; 2006 Qtr 4: 0; 2007 Qtr 1: 0; 2007 Qtr 2: 0; 2007 Qtr 3: 0; 2007 Qtr 4: 29.1137; 2008 Qtr 1: 0; 2008 Qtr 2: 0; 2008 Qtr 3: 0; 2008 Qtr 4: 0 | 29.1137
0 | 234330-Premium T8 with T12 40 Watt Baseline - Tr1 |  | 10 | Commercial | 01-ALC-AllCommercial-IntLight | 0 |  |  |  |  | 13.9589 | 13.1897 | 0 | 0 | 0 | 0.76922 | 40.547 |  | kWh | 0.0073476 | -0.066403 | Commercial |  | Annual | [5 empty] | 11 | 0.96 |  |  |  | 0 | 0 | 20.0156 | 0 | 0 | 0 | 0 | 0 | 0 | 0 | 0 | 0 | 2006 Qtr 1: 0; 2006 Qtr 2: 0; 2006 Qtr 3: 0; 2006 Qtr 4: 0; 2007 Qtr 1: 0; 2007 Qtr 2: 0; 2007 Qtr 3: 0; 2007 Qtr 4: 20.0156; 2008 Qtr 1: 0; 2008 Qtr 2: 0; 2008 Qtr 3: 0; 2008 Qtr 4: 0 | 20.0156
0 | 234303-Lighting-Remove 4 Ft Lamp (De-Lamp) - Tr1 | COFL00AVDEL01 | 10 | Commercial | 01-ALC-AllCommercial-IntLight | 0 |  |  |  |  | 28.2518 | 16.4871 | 0 | 0 | 0 | 11.7647 | 134.827 |  | kWh | 0.024432 | -0.2208 | Commercial |  | Annual | [5 empty] | 11 | 0.96 |  |  |  | 0 | 0 | 20.0156 | 0 | 0 | 0 | 0 | 0 | 0 | 0 | 0 | 0 | 2006 Qtr 1: 0; 2006 Qtr 2: 0; 2006 Qtr 3: 0; 2006 Qtr 4: 0; 2007 Qtr 1: 0; 2007 Qtr 2: 0; 2007 Qtr 3: 0; 2007 Qtr 4: 20.0156; 2008 Qtr 1: 0; 2008 Qtr 2: 0; 2008 Qtr 3: 0; 2008 Qtr 4: 0 | 20.0156
0 | 234330-Premium T8 with T12 40 Watt Baseline - Tr1 |  | 7 | Commercial | 01-ALC-AllCommercial-IntLight | 0 |  |  |  |  | 13.9589 | 13.1897 | 0 | 0 | 0 | 0.76922 | 40.547 |  | kWh | 0.0073476 | -0.066403 | Commercial |  | Annual | [5 empty] | 11 | 0.96 |  |  |  | 0 | 0 | 30.9333 | 0 | 0 | 0 | 0 | 0 | 0 | 0 | 0 | 0 | 2006 Qtr 1: 0; 2006 Qtr 2: 0; 2006 Qtr 3: 0; 2006 Qtr 4: 0; 2007 Qtr 1: 0; 2007 Qtr 2: 0; 2007 Qtr 3: 0; 2007 Qtr 4: 30.9333; 2008 Qtr 1: 0; 2008 Qtr 2: 0; 2008 Qtr 3: 0; 2008 Qtr 4: 0 | 30.9333
0 | 234303-Lighting-Remove 4 Ft Lamp (De-Lamp) - Tr1 | COFL00AVDEL01 | 7 | Commercial | 01-ALC-AllCommercial-IntLight | 0 |  |  |  |  | 28.2518 | 16.4871 | 0 | 0 | 0 | 11.7647 | 134.827 |  | kWh | 0.024432 | -0.2208 | Commercial |  | Annual | [5 empty] | 11 | 0.96 |  |  |  | 0 | 0 | 29.1137 | 0 | 0 | 0 | 0 | 0 | 0 | 0 | 0 | 0 | 2006 Qtr 1: 0; 2006 Qtr 2: 0; 2006 Qtr 3: 0; 2006 Qtr 4: 0; 2007 Qtr 1: 0; 2007 Qtr 2: 0; 2007 Qtr 3: 0; 2007 Qtr 4: 29.1137; 2008 Qtr 1: 0; 2008 Qtr 2: 0; 2008 Qtr 3: 0; 2008 Qtr 4: 0 | 29.1137
0 | 234330-Premium T8 with T12 40 Watt Baseline - Tr1 |  | 7 | Commercial | 01-ALC-AllCommercial-IntLight | 0 |  |  |  |  | 13.9589 | 13.1897 | 0 | 0 | 0 | 0.76922 | 34.727 |  | kWh | 0.010491 | -0.056872 | Commercial |  | Annual | [5 empty] | 11 | 0.96 |  |  |  | 0 | 0 | 56.4077 | 0 | 0 | 0 | 0 | 0 | 0 | 0 | 0 | 0 | 2006 Qtr 1: 0; 2006 Qtr 2: 0; 2006 Qtr 3: 0; 2006 Qtr 4: 0; 2007 Qtr 1: 0; 2007 Qtr 2: 0; 2007 Qtr 3: 0; 2007 Qtr 4: 56.4077; 2008 Qtr 1: 0; 2008 Qtr 2: 0; 2008 Qtr 3: 0; 2008 Qtr 4: 0 | 56.4077
0 | 234049-Lighting-LED Exit Sign New Sign | CALC00AVETS01 | 7 | Commercial | 02-ASM-Assembly-Exit | 0 |  |  |  |  | 65.3696 | 45 | 0 | 0 | 0 | 20.3696 | 351.311 |  | kWh | 0 | 0 | Commercial |  | Annual | [5 empty] | 16 | 0.96 |  |  |  | 0 | 0 | 1 | 0 | 0 | 0 | 0 | 0 | 0 | 0 | 0 | 0 | 2006 Qtr 1: 0; 2006 Qtr 2: 0; 2006 Qtr 3: 0; 2006 Qtr 4: 0; 2007 Qtr 1: 0; 2007 Qtr 2: 0; 2007 Qtr 3: 0; 2007 Qtr 4: 1; 2008 Qtr 1: 0; 2008 Qtr 2: 0; 2008 Qtr 3: 0; 2008 Qtr 4: 0 | 1
0 | 234331-Premium T8 with T12 40 Watt Baseline - Tr2 |  | 10 | Commercial | 01-ALC-AllCommercial-IntLight | 0 |  |  |  |  | 13.9591 | 9.8923 | 0 | 0 | 0 | 4.0668 | 35.8564 |  | kWh | 0.010832 | -0.058721 | Commercial |  | Annual | [5 empty] | 11 | 0.96 |  |  |  | 0 | 0 | 21.8353 | 0 | 0 | 0 | 0 | 0 | 0 | 0 | 0 | 0 | 2006 Qtr 1: 0; 2006 Qtr 2: 0; 2006 Qtr 3: 0; 2006 Qtr 4: 0; 2007 Qtr 1: 0; 2007 Qtr 2: 0; 2007 Qtr 3: 0; 2007 Qtr 4: 21.8353; 2008 Qtr 1: 0; 2008 Qtr 2: 0; 2008 Qtr 3: 0; 2008 Qtr 4: 0 | 21.8353
0 | 234331-Premium T8 with T12 40 Watt Baseline - Tr2 |  | 7 | Commercial | 01-ALC-AllCommercial-IntLight | 0 |  |  |  |  | 13.9591 | 9.8923 | 0 | 0 | 0 | 4.0668 | 31.1202 |  | kWh | 0.0096442 | -0.050965 | Commercial |  | Annual | [5 empty] | 11 | 0.96 |  |  |  | 0 | 0 | 101.8978 | 0 | 0 | 0 | 0 | 0 | 0 | 0 | 0 | 0 | 2006 Qtr 1: 0; 2006 Qtr 2: 0; 2006 Qtr 3: 0; 2006 Qtr 4: 0; 2007 Qtr 1: 0; 2007 Qtr 2: 0; 2007 Qtr 3: 0; 2007 Qtr 4: 101.8978; 2008 Qtr 1: 0; 2008 Qtr 2: 0; 2008 Qtr 3: 0; 2008 Qtr 4: 0 | 101.8978
0 | 234331-Premium T8 with T12 40 Watt Baseline - Tr2 |  | 10 | Commercial | 01-ALC-AllCommercial-IntLight | 0 |  |  |  |  | 13.9591 | 9.8923 | 0 | 0 | 0 | 4.0668 | 35.8564 |  | kWh | 0.010832 | -0.058721 | Commercial |  | Annual | [5 empty] | 11 | 0.96 |  |  |  | 0 | 0 | 25.4745 | 0 | 0 | 0 | 0 | 0 | 0 | 0 | 0 | 0 | 2006 Qtr 1: 0; 2006 Qtr 2: 0; 2006 Qtr 3: 0; 2006 Qtr 4: 0; 2007 Qtr 1: 0; 2007 Qtr 2: 0; 2007 Qtr 3: 0; 2007 Qtr 4: 25.4745; 2008 Qtr 1: 0; 2008 Qtr 2: 0; 2008 Qtr 3: 0; 2008 Qtr 4: 0 | 25.4745
0 | 234331-Premium T8 with T12 40 Watt Baseline - Tr2 |  | 7 | Commercial | 14-MLI-Manufacturing–LightIndustry-LIGHT | 0 |  |  |  |  | 13.9591 | 9.8923 | 0 | 0 | 0 | 4.0668 | 31.1146 |  | kWh | 0.0096152 | -0.040228 | Commercial |  | Annual | [5 empty] | 11 | 0.96 |  |  |  | 0 | 0 | 25.4745 | 0 | 0 | 0 | 0 | 0 | 0 | 0 | 0 | 0 | 2006 Qtr 1: 0; 2006 Qtr 2: 0; 2006 Qtr 3: 0; 2006 Qtr 4: 0; 2007 Qtr 1: 0; 2007 Qtr 2: 0; 2007 Qtr 3: 0; 2007 Qtr 4: 25.4745; 2008 Qtr 1: 0; 2008 Qtr 2: 0; 2008 Qtr 3: 0; 2008 Qtr 4: 0 | 25.4745
0 | 234304-Lighting-Remove 4 Ft Lamp (De-Lamp) - Tr2 | COFL00AVDEL01 | 7 | Commercial | 14-MLI-Manufacturing–LightIndustry-LIGHT | 0 |  |  |  |  | 28.2538 | 12.3653 | 0 | 0 | 0 | 15.8885 | 100.2037 |  | kWh | 0.030965 | -0.12955 | Commercial |  | Annual | [5 empty] | 11 | 0.96 |  |  |  | 0 | 0 | 12.7372 | 0 | 0 | 0 | 0 | 0 | 0 | 0 | 0 | 0 | 2006 Qtr 1: 0; 2006 Qtr 2: 0; 2006 Qtr 3: 0; 2006 Qtr 4: 0; 2007 Qtr 1: 0; 2007 Qtr 2: 0; 2007 Qtr 3: 0; 2007 Qtr 4: 12.7372; 2008 Qtr 1: 0; 2008 Qtr 2: 0; 2008 Qtr 3: 0; 2008 Qtr 4: 0 | 12.7372
0 | 234049-Lighting-LED Exit Sign New Sign | CALC00AVETS01 | 7 | Commercial | 02-ASM-Assembly-Exit | 0 |  |  |  |  | 65.3696 | 45 | 0 | 0 | 0 | 20.3696 | 351.311 |  | kWh | 0 | 0 | Commercial |  | Annual | [5 empty] | 16 | 0.96 |  |  |  | 0 | 0 | 14 | 0 | 0 | 0 | 0 | 0 | 0 | 0 | 0 | 0 | 2006 Qtr 1: 0; 2006 Qtr 2: 0; 2006 Qtr 3: 0; 2006 Qtr 4: 0; 2007 Qtr 1: 0; 2007 Qtr 2: 0; 2007 Qtr 3: 0; 2007 Qtr 4: 14; 2008 Qtr 1: 0; 2008 Qtr 2: 0; 2008 Qtr 3: 0; 2008 Qtr 4: 0 | 14
0 | 234331-Premium T8 with T12 40 Watt Baseline - Tr2 |  | 7 | Commercial | 18-OFS-Office–Small-IntLight | 0 |  |  |  |  | 13.9591 | 9.8923 | 0 | 0 | 0 | 4.0668 | 37.5041 |  | kWh | 0.010967 | -0.010907 | Commercial |  | Annual | [5 empty] | 11 | 0.96 |  |  |  | 0 | 0 | 138.2899 | 0 | 0 | 0 | 0 | 0 | 0 | 0 | 0 | 0 | 2006 Qtr 1: 0; 2006 Qtr 2: 0; 2006 Qtr 3: 0; 2006 Qtr 4: 0; 2007 Qtr 1: 0; 2007 Qtr 2: 0; 2007 Qtr 3: 0; 2007 Qtr 4: 138.2899; 2008 Qtr 1: 0; 2008 Qtr 2: 0; 2008 Qtr 3: 0; 2008 Qtr 4: 0 | 138.2899
0 | 234059-Motors - VFD - HVAC Fans (per Hp) |  | 7 | Commercial | 01-ALC-AllCommercial-Vent/Fan | 0 |  |  |  |  | 202 | 100 | 0 | 0 | 0 | 102 | 753 |  | kWh | 0 | 0 | Commercial |  | Annual | [5 empty] | 15 | 0.96 |  |  |  | 0 | 0 | 20 | 0 | 0 | 0 | 0 | 0 | 0 | 0 | 0 | 0 | 2006 Qtr 1: 0; 2006 Qtr 2: 0; 2006 Qtr 3: 0; 2006 Qtr 4: 0; 2007 Qtr 1: 20; 2007 Qtr 2: 0; 2007 Qtr 3: 0; 2007 Qtr 4: 0; 2008 Qtr 1: 0; 2008 Qtr 2: 0; 2008 Qtr 3: 0; 2008 Qtr 4: 0 | 20
0 | 234331-Premium T8 with T12 40 Watt Baseline - Tr2 |  | 7 | Commercial | 01-ALC-AllCommercial-IntLight | 0 |  |  |  |  | 13.9591 | 9.8923 | 0 | 0 | 0 | 4.0668 | 31.1202 |  | kWh | 0.0096442 | -0.050965 | Commercial |  | Annual | [5 empty] | 11 | 0.96 |  |  |  | 0 | 0 | 109.1763 | 0 | 0 | 0 | 0 | 0 | 0 | 0 | 0 | 0 | 2006 Qtr 1: 0; 2006 Qtr 2: 0; 2006 Qtr 3: 0; 2006 Qtr 4: 0; 2007 Qtr 1: 0; 2007 Qtr 2: 0; 2007 Qtr 3: 0; 2007 Qtr 4: 109.1763; 2008 Qtr 1: 0; 2008 Qtr 2: 0; 2008 Qtr 3: 0; 2008 Qtr 4: 0 | 109.1763
0 | 234330-Premium T8 with T12 40 Watt Baseline - Tr1 |  | 7 | Commercial | 01-ALC-AllCommercial-IntLight | 0 |  |  |  |  | 13.9589 | 13.1897 | 0 | 0 | 0 | 0.76922 | 34.727 |  | kWh | 0.010491 | -0.056872 | Commercial |  | Annual | [5 empty] | 11 | 0.96 |  |  |  | 0 | 0 | 94.6194 | 0 | 0 | 0 | 0 | 0 | 0 | 0 | 0 | 0 | 2006 Qtr 1: 0; 2006 Qtr 2: 0; 2006 Qtr 3: 0; 2006 Qtr 4: 0; 2007 Qtr 1: 0; 2007 Qtr 2: 0; 2007 Qtr 3: 0; 2007 Qtr 4: 94.6194; 2008 Qtr 1: 0; 2008 Qtr 2: 0; 2008 Qtr 3: 0; 2008 Qtr 4: 0 | 94.6194
0 | 234330-Premium T8 with T12 40 Watt Baseline - Tr1 |  | 7 | Commercial | 01-ALC-AllCommercial-IntLight | 0 |  |  |  |  | 13.9589 | 13.1897 | 0 | 0 | 0 | 0.76922 | 30.14 |  | kWh | 0.0093405 | -0.04936 | Commercial |  | Annual | [5 empty] | 11 | 0.96 |  |  |  | 0 | 0 | 50.9489 | 0 | 0 | 0 | 0 | 0 | 0 | 0 | 0 | 0 | 2006 Qtr 1: 0; 2006 Qtr 2: 0; 2006 Qtr 3: 0; 2006 Qtr 4: 0; 2007 Qtr 1: 0; 2007 Qtr 2: 0; 2007 Qtr 3: 0; 2007 Qtr 4: 50.9489; 2008 Qtr 1: 0; 2008 Qtr 2: 0; 2008 Qtr 3: 0; 2008 Qtr 4: 0 | 50.9489
0 | 234330-Premium T8 with T12 40 Watt Baseline - Tr1 |  | 7 | Commercial | 01-ALC-AllCommercial-IntLight | 0 |  |  |  |  | 13.9589 | 13.1897 | 0 | 0 | 0 | 0.76922 | 34.727 |  | kWh | 0.010491 | -0.056872 | Commercial |  | Annual | [5 empty] | 11 | 0.96 |  |  |  | 0 | 0 | 43.6705 | 0 | 0 | 0 | 0 | 0 | 0 | 0 | 0 | 0 | 2006 Qtr 1: 0; 2006 Qtr 2: 0; 2006 Qtr 3: 0; 2006 Qtr 4: 0; 2007 Qtr 1: 0; 2007 Qtr 2: 0; 2007 Qtr 3: 0; 2007 Qtr 4: 43.6705; 2008 Qtr 1: 0; 2008 Qtr 2: 0; 2008 Qtr 3: 0; 2008 Qtr 4: 0 | 43.6705
0 | 234331-Premium T8 with T12 40 Watt Baseline - Tr2 |  | 7 | Commercial | 01-ALC-AllCommercial-IntLight | 0 |  |  |  |  | 13.9591 | 9.8923 | 0 | 0 | 0 | 4.0668 | 31.1202 |  | kWh | 0.0096442 | -0.050965 | Commercial |  | Annual | [5 empty] | 11 | 0.96 |  |  |  | 0 | 0 | 123.7331 | 0 | 0 | 0 | 0 | 0 | 0 | 0 | 0 | 0 | 2006 Qtr 1: 0; 2006 Qtr 2: 0; 2006 Qtr 3: 0; 2006 Qtr 4: 0; 2007 Qtr 1: 0; 2007 Qtr 2: 0; 2007 Qtr 3: 0; 2007 Qtr 4: 123.7331; 2008 Qtr 1: 0; 2008 Qtr 2: 0; 2008 Qtr 3: 0; 2008 Qtr 4: 0 | 123.7331
0 | 234330-Premium T8 with T12 40 Watt Baseline - Tr1 |  | 7 | Commercial | 01-ALC-AllCommercial-IntLight | 0 |  |  |  |  | 13.9589 | 13.1897 | 0 | 0 | 0 | 0.76922 | 16.7728 |  | kWh | 0.0038804 | -0.027468 | Commercial |  | Annual | [5 empty] | 11 | 0.96 |  |  |  | 0 | 0 | 125.5527 | 0 | 0 | 0 | 0 | 0 | 0 | 0 | 0 | 0 | 2006 Qtr 1: 0; 2006 Qtr 2: 0; 2006 Qtr 3: 0; 2006 Qtr 4: 0; 2007 Qtr 1: 0; 2007 Qtr 2: 0; 2007 Qtr 3: 0; 2007 Qtr 4: 125.5527; 2008 Qtr 1: 0; 2008 Qtr 2: 0; 2008 Qtr 3: 0; 2008 Qtr 4: 0 | 125.5527
0 | 234330-Premium T8 with T12 40 Watt Baseline - Tr1 |  | 7 | Commercial | 01-ALC-AllCommercial-IntLight | 0 |  |  |  |  | 13.9589 | 13.1897 | 0 | 0 | 0 | 0.76922 | 32.1158 |  | kWh | 0.0081987 | -0.052595 | Commercial |  | Annual | [5 empty] | 11 | 0.96 |  |  |  | 0 | 0 | 60.0469 | 0 | 0 | 0 | 0 | 0 | 0 | 0 | 0 | 0 | 2006 Qtr 1: 0; 2006 Qtr 2: 0; 2006 Qtr 3: 0; 2006 Qtr 4: 0; 2007 Qtr 1: 0; 2007 Qtr 2: 0; 2007 Qtr 3: 0; 2007 Qtr 4: 60.0469; 2008 Qtr 1: 0; 2008 Qtr 2: 0; 2008 Qtr 3: 0; 2008 Qtr 4: 0 | 60.0469
0 | 234303-Lighting-Remove 4 Ft Lamp (De-Lamp) - Tr1 | COFL00AVDEL01 | 7 | Commercial | 01-ALC-AllCommercial-IntLight | 0 |  |  |  |  | 28.2518 | 16.4871 | 0 | 0 | 0 | 11.7647 | 106.7914 |  | kWh | 0.027262 | -0.17489 | Commercial |  | Annual | [5 empty] | 11 | 0.96 |  |  |  | 0 | 0 | 60.0469 | 0 | 0 | 0 | 0 | 0 | 0 | 0 | 0 | 0 | 2006 Qtr 1: 0; 2006 Qtr 2: 0; 2006 Qtr 3: 0; 2006 Qtr 4: 0; 2007 Qtr 1: 0; 2007 Qtr 2: 0; 2007 Qtr 3: 0; 2007 Qtr 4: 60.0469; 2008 Qtr 1: 0; 2008 Qtr 2: 0; 2008 Qtr 3: 0; 2008 Qtr 4: 0 | 60.0469
0 | 234049-Lighting-LED Exit Sign New Sign | CALC00AVETS01 | 7 | Commercial | 02-ASM-Assembly-Exit | 0 |  |  |  |  | 65.3696 | 45 | 0 | 0 | 0 | 20.3696 | 351.311 |  | kWh | 0 | 0 | Commercial |  | Annual | [5 empty] | 16 | 0.96 |  |  |  | 0 | 0 | 9 | 0 | 0 | 0 | 0 | 0 | 0 | 0 | 0 | 0 | 2006 Qtr 1: 0; 2006 Qtr 2: 0; 2006 Qtr 3: 0; 2006 Qtr 4: 0; 2007 Qtr 1: 0; 2007 Qtr 2: 0; 2007 Qtr 3: 0; 2007 Qtr 4: 9; 2008 Qtr 1: 0; 2008 Qtr 2: 0; 2008 Qtr 3: 0; 2008 Qtr 4: 0 | 9
0 | 234331-Premium T8 with T12 40 Watt Baseline - Tr2 |  | 7 | Commercial | 01-ALC-AllCommercial-IntLight | 0 |  |  |  |  | 13.9591 | 9.8923 | 0 | 0 | 0 | 4.0668 | 31.1202 |  | kWh | 0.0096442 | -0.050965 | Commercial |  | Annual | [5 empty] | 11 | 0.96 |  |  |  | 0 | 0 | 45.4901 | 0 | 0 | 0 | 0 | 0 | 0 | 0 | 0 | 0 | 2006 Qtr 1: 0; 2006 Qtr 2: 0; 2006 Qtr 3: 0; 2006 Qtr 4: 0; 2007 Qtr 1: 0; 2007 Qtr 2: 0; 2007 Qtr 3: 0; 2007 Qtr 4: 45.4901; 2008 Qtr 1: 0; 2008 Qtr 2: 0; 2008 Qtr 3: 0; 2008 Qtr 4: 0 | 45.4901
0 | 234304-Lighting-Remove 4 Ft Lamp (De-Lamp) - Tr2 | COFL00AVDEL01 | 7 | Commercial | 01-ALC-AllCommercial-IntLight | 0 |  |  |  |  | 28.2538 | 12.3653 | 0 | 0 | 0 | 15.8885 | 100.2216 |  | kWh | 0.031059 | -0.16413 | Commercial |  | Annual | [5 empty] | 11 | 0.96 |  |  |  | 0 | 0 | 45.4901 | 0 | 0 | 0 | 0 | 0 | 0 | 0 | 0 | 0 | 2006 Qtr 1: 0; 2006 Qtr 2: 0; 2006 Qtr 3: 0; 2006 Qtr 4: 0; 2007 Qtr 1: 0; 2007 Qtr 2: 0; 2007 Qtr 3: 0; 2007 Qtr 4: 45.4901; 2008 Qtr 1: 0; 2008 Qtr 2: 0; 2008 Qtr 3: 0; 2008 Qtr 4: 0 | 45.4901
0 | 234126-Refrigeration - Efficient Evap Fan Motor Electronically Commutated Motor (ECM) | Averaged DEER Msrs | 7 | Commercial | 01-ALC-AllCommercial-Refrig | 0 |  |  |  |  | 6.7904 | 150 | 0 | 0 | 0 | -143.2096 | 116.369 |  | kWh | 0.015845 | -0.11528 | Commercial |  | Annual | [5 empty] | 15 | 0.96 |  |  |  | 0 | 0 | 2 | 0 | 0 | 0 | 0 | 0 | 0 | 0 | 0 | 0 | 2006 Qtr 1: 0; 2006 Qtr 2: 0; 2006 Qtr 3: 0; 2006 Qtr 4: 0; 2007 Qtr 1: 0; 2007 Qtr 2: 0; 2007 Qtr 3: 0; 2007 Qtr 4: 2; 2008 Qtr 1: 0; 2008 Qtr 2: 0; 2008 Qtr 3: 0; 2008 Qtr 4: 0 | 2
0 | 234126-Refrigeration - Efficient Evap Fan Motor Electronically Commutated Motor (ECM) | Averaged DEER Msrs | 7 | Commercial | 01-ALC-AllCommercial-Refrig | 0 |  |  |  |  | 6.7904 | 150 | 0 | 0 | 0 | -143.2096 | 116.369 |  | kWh | 0.015845 | -0.11528 | Commercial |  | Annual | [5 empty] | 15 | 0.96 |  |  |  | 0 | 0 | 4 | 0 | 0 | 0 | 0 | 0 | 0 | 0 | 0 | 0 | 2006 Qtr 1: 0; 2006 Qtr 2: 0; 2006 Qtr 3: 0; 2006 Qtr 4: 0; 2007 Qtr 1: 0; 2007 Qtr 2: 0; 2007 Qtr 3: 0; 2007 Qtr 4: 4; 2008 Qtr 1: 0; 2008 Qtr 2: 0; 2008 Qtr 3: 0; 2008 Qtr 4: 0 | 4
0 | 234330-Premium T8 with T12 40 Watt Baseline - Tr1 |  | 7 | Commercial | 01-ALC-AllCommercial-IntLight | 0 |  |  |  |  | 13.9589 | 13.1897 | 0 | 0 | 0 | 0.76922 | 40.547 |  | kWh | 0.0073476 | -0.066403 | Commercial |  | Annual | [5 empty] | 11 | 0.96 |  |  |  | 0 | 0 | 28.2039 | 0 | 0 | 0 | 0 | 0 | 0 | 0 | 0 | 0 | 2006 Qtr 1: 0; 2006 Qtr 2: 0; 2006 Qtr 3: 0; 2006 Qtr 4: 0; 2007 Qtr 1: 0; 2007 Qtr 2: 0; 2007 Qtr 3: 0; 2007 Qtr 4: 28.2039; 2008 Qtr 1: 0; 2008 Qtr 2: 0; 2008 Qtr 3: 0; 2008 Qtr 4: 0 | 28.2039
0 | 234303-Lighting-Remove 4 Ft Lamp (De-Lamp) - Tr1 | COFL00AVDEL01 | 7 | Commercial | 01-ALC-AllCommercial-IntLight | 0 |  |  |  |  | 28.2518 | 16.4871 | 0 | 0 | 0 | 11.7647 | 134.827 |  | kWh | 0.024432 | -0.2208 | Commercial |  | Annual | [5 empty] | 11 | 0.96 |  |  |  | 0 | 0 | 28.2039 | 0 | 0 | 0 | 0 | 0 | 0 | 0 | 0 | 0 | 2006 Qtr 1: 0; 2006 Qtr 2: 0; 2006 Qtr 3: 0; 2006 Qtr 4: 0; 2007 Qtr 1: 0; 2007 Qtr 2: 0; 2007 Qtr 3: 0; 2007 Qtr 4: 28.2039; 2008 Qtr 1: 0; 2008 Qtr 2: 0; 2008 Qtr 3: 0; 2008 Qtr 4: 0 | 28.2039
0 | 234330-Premium T8 with T12 40 Watt Baseline - Tr1 |  | 7 | Commercial | 01-ALC-AllCommercial-IntLight | 0 |  |  |  |  | 13.9589 | 13.1897 | 0 | 0 | 0 | 0.76922 | 40.547 |  | kWh | 0.0073476 | -0.066403 | Commercial |  | Annual | [5 empty] | 11 | 0.96 |  |  |  | 0 | 0 | 40.0313 | 0 | 0 | 0 | 0 | 0 | 0 | 0 | 0 | 0 | 2006 Qtr 1: 0; 2006 Qtr 2: 0; 2006 Qtr 3: 0; 2006 Qtr 4: 0; 2007 Qtr 1: 0; 2007 Qtr 2: 0; 2007 Qtr 3: 0; 2007 Qtr 4: 40.0313; 2008 Qtr 1: 0; 2008 Qtr 2: 0; 2008 Qtr 3: 0; 2008 Qtr 4: 0 | 40.0313
0 | 234303-Lighting-Remove 4 Ft Lamp (De-Lamp) - Tr1 | COFL00AVDEL01 | 7 | Commercial | 01-ALC-AllCommercial-IntLight | 0 |  |  |  |  | 28.2518 | 16.4871 | 0 | 0 | 0 | 11.7647 | 134.827 |  | kWh | 0.024432 | -0.2208 | Commercial |  | Annual | [5 empty] | 11 | 0.96 |  |  |  | 0 | 0 | 40.0313 | 0 | 0 | 0 | 0 | 0 | 0 | 0 | 0 | 0 | 2006 Qtr 1: 0; 2006 Qtr 2: 0; 2006 Qtr 3: 0; 2006 Qtr 4: 0; 2007 Qtr 1: 0; 2007 Qtr 2: 0; 2007 Qtr 3: 0; 2007 Qtr 4: 40.0313; 2008 Qtr 1: 0; 2008 Qtr 2: 0; 2008 Qtr 3: 0; 2008 Qtr 4: 0 | 40.0313
0 | 234330-Premium T8 with T12 40 Watt Baseline - Tr1 |  | 7 | Commercial | 01-ALC-AllCommercial-IntLight | 0 |  |  |  |  | 13.9589 | 13.1897 | 0 | 0 | 0 | 0.76922 | 34.727 |  | kWh | 0.010491 | -0.056872 | Commercial |  | Annual | [5 empty] | 11 | 0.96 |  |  |  | 0 | 0 | 7.2784 | 0 | 0 | 0 | 0 | 0 | 0 | 0 | 0 | 0 | 2006 Qtr 1: 0; 2006 Qtr 2: 0; 2006 Qtr 3: 0; 2006 Qtr 4: 0; 2007 Qtr 1: 0; 2007 Qtr 2: 0; 2007 Qtr 3: 0; 2007 Qtr 4: 7.2784; 2008 Qtr 1: 0; 2008 Qtr 2: 0; 2008 Qtr 3: 0; 2008 Qtr 4: 0 | 7.2784
0 | 234330-Premium T8 with T12 40 Watt Baseline - Tr1 |  | 10 | Commercial | 01-ALC-AllCommercial-IntLight | 0 |  |  |  |  | 13.9589 | 13.1897 | 0 | 0 | 0 | 0.76922 | 16.7728 |  | kWh | 0.0038804 | -0.027468 | Commercial |  | Annual | [5 empty] | 11 | 0.96 |  |  |  | 0 | 0 | 127.3723 | 0 | 0 | 0 | 0 | 0 | 0 | 0 | 0 | 0 | 2006 Qtr 1: 0; 2006 Qtr 2: 0; 2006 Qtr 3: 0; 2006 Qtr 4: 0; 2007 Qtr 1: 0; 2007 Qtr 2: 0; 2007 Qtr 3: 0; 2007 Qtr 4: 127.3723; 2008 Qtr 1: 0; 2008 Qtr 2: 0; 2008 Qtr 3: 0; 2008 Qtr 4: 0 | 127.3723
0 | 234303-Lighting-Remove 4 Ft Lamp (De-Lamp) - Tr1 | COFL00AVDEL01 | 10 | Commercial | 01-ALC-AllCommercial-IntLight | 0 |  |  |  |  | 28.2518 | 16.4871 | 0 | 0 | 0 | 11.7647 | 55.7729 |  | kWh | 0.012903 | -0.091338 | Commercial |  | Annual | [5 empty] | 11 | 0.96 |  |  |  | 0 | 0 | 127.3723 | 0 | 0 | 0 | 0 | 0 | 0 | 0 | 0 | 0 | 2006 Qtr 1: 0; 2006 Qtr 2: 0; 2006 Qtr 3: 0; 2006 Qtr 4: 0; 2007 Qtr 1: 0; 2007 Qtr 2: 0; 2007 Qtr 3: 0; 2007 Qtr 4: 127.3723; 2008 Qtr 1: 0; 2008 Qtr 2: 0; 2008 Qtr 3: 0; 2008 Qtr 4: 0 | 127.3723
0 | 234331-Premium T8 with T12 40 Watt Baseline - Tr2 |  | 10 | Commercial | 01-ALC-AllCommercial-IntLight | 0 |  |  |  |  | 13.9591 | 9.8923 | 0 | 0 | 0 | 4.0668 | 33.1627 |  | kWh | 0.010675 | -0.05431 | Commercial |  | Annual | [5 empty] | 11 | 0.96 |  |  |  | 0 | 0 | 9.098 | 0 | 0 | 0 | 0 | 0 | 0 | 0 | 0 | 0 | 2006 Qtr 1: 0; 2006 Qtr 2: 0; 2006 Qtr 3: 0; 2006 Qtr 4: 0; 2007 Qtr 1: 0; 2007 Qtr 2: 0; 2007 Qtr 3: 0; 2007 Qtr 4: 9.098; 2008 Qtr 1: 0; 2008 Qtr 2: 0; 2008 Qtr 3: 0; 2008 Qtr 4: 0 | 9.098
0 | 234307-Lighting-Remove 8 Ft Lamp (De-Lamp) - Tr2 | CRTL00AVDEL02 | 10 | Commercial | 01-ALC-AllCommercial-IntLight | 0 |  |  |  |  | 28.4684 | 16.4871 | 0 | 0 | 0 | 11.9813 | 176.2583 |  | kWh | 0.056739 | -0.28865 | Commercial |  | Annual | [5 empty] | 11 | 0.96 |  |  |  | 0 | 0 | 4.549 | 0 | 0 | 0 | 0 | 0 | 0 | 0 | 0 | 0 | 2006 Qtr 1: 0; 2006 Qtr 2: 0; 2006 Qtr 3: 0; 2006 Qtr 4: 0; 2007 Qtr 1: 0; 2007 Qtr 2: 0; 2007 Qtr 3: 0; 2007 Qtr 4: 4.549; 2008 Qtr 1: 0; 2008 Qtr 2: 0; 2008 Qtr 3: 0; 2008 Qtr 4: 0 | 4.549
0 | 234330-Premium T8 with T12 40 Watt Baseline - Tr1 |  | 10 | Commercial | 01-ALC-AllCommercial-IntLight | 0 |  |  |  |  | 13.9589 | 13.1897 | 0 | 0 | 0 | 0.76922 | 16.7728 |  | kWh | 0.0038804 | -0.027468 | Commercial |  | Annual | [5 empty] | 11 | 0.96 |  |  |  | 0 | 0 | 78.243 | 0 | 0 | 0 | 0 | 0 | 0 | 0 | 0 | 0 | 2006 Qtr 1: 0; 2006 Qtr 2: 0; 2006 Qtr 3: 0; 2006 Qtr 4: 0; 2007 Qtr 1: 0; 2007 Qtr 2: 0; 2007 Qtr 3: 0; 2007 Qtr 4: 78.243; 2008 Qtr 1: 0; 2008 Qtr 2: 0; 2008 Qtr 3: 0; 2008 Qtr 4: 0 | 78.243
0 | 234303-Lighting-Remove 4 Ft Lamp (De-Lamp) - Tr1 | COFL00AVDEL01 | 10 | Commercial | 01-ALC-AllCommercial-IntLight | 0 |  |  |  |  | 28.2518 | 16.4871 | 0 | 0 | 0 | 11.7647 | 55.7729 |  | kWh | 0.012903 | -0.091338 | Commercial |  | Annual | [5 empty] | 11 | 0.96 |  |  |  | 0 | 0 | 78.243 | 0 | 0 | 0 | 0 | 0 | 0 | 0 | 0 | 0 | 2006 Qtr 1: 0; 2006 Qtr 2: 0; 2006 Qtr 3: 0; 2006 Qtr 4: 0; 2007 Qtr 1: 0; 2007 Qtr 2: 0; 2007 Qtr 3: 0; 2007 Qtr 4: 78.243; 2008 Qtr 1: 0; 2008 Qtr 2: 0; 2008 Qtr 3: 0; 2008 Qtr 4: 0 | 78.243
0 | 234330-Premium T8 with T12 40 Watt Baseline - Tr1 |  | 7 | Commercial | 01-ALC-AllCommercial-IntLight | 0 |  |  |  |  | 13.9589 | 13.1897 | 0 | 0 | 0 | 0.76922 | 16.7728 |  | kWh | 0.0038804 | -0.027468 | Commercial |  | Annual | [5 empty] | 11 | 0.96 |  |  |  | 0 | 0 | 206.5251 | 0 | 0 | 0 | 0 | 0 | 0 | 0 | 0 | 0 | 2006 Qtr 1: 0; 2006 Qtr 2: 0; 2006 Qtr 3: 0; 2006 Qtr 4: 0; 2007 Qtr 1: 0; 2007 Qtr 2: 0; 2007 Qtr 3: 0; 2007 Qtr 4: 206.5251; 2008 Qtr 1: 0; 2008 Qtr 2: 0; 2008 Qtr 3: 0; 2008 Qtr 4: 0 | 206.5251
0 | 234303-Lighting-Remove 4 Ft Lamp (De-Lamp) - Tr1 | COFL00AVDEL01 | 7 | Commercial | 01-ALC-AllCommercial-IntLight | 0 |  |  |  |  | 28.2518 | 16.4871 | 0 | 0 | 0 | 11.7647 | 55.7729 |  | kWh | 0.012903 | -0.091338 | Commercial |  | Annual | [5 empty] | 11 | 0.96 |  |  |  | 0 | 0 | 206.5251 | 0 | 0 | 0 | 0 | 0 | 0 | 0 | 0 | 0 | 2006 Qtr 1: 0; 2006 Qtr 2: 0; 2006 Qtr 3: 0; 2006 Qtr 4: 0; 2007 Qtr 1: 0; 2007 Qtr 2: 0; 2007 Qtr 3: 0; 2007 Qtr 4: 206.5251; 2008 Qtr 1: 0; 2008 Qtr 2: 0; 2008 Qtr 3: 0; 2008 Qtr 4: 0 | 206.5251
0 | 234330-Premium T8 with T12 40 Watt Baseline - Tr1 |  | 10 | Commercial | 01-ALC-AllCommercial-IntLight | 0 |  |  |  |  | 13.9589 | 13.1897 | 0 | 0 | 0 | 0.76922 | 38.5499 |  | kWh | 0.01239 | -0.063133 | Commercial |  | Annual | [5 empty] | 11 | 0.96 |  |  |  | 0 | 0 | 100.988 | 0 | 0 | 0 | 0 | 0 | 0 | 0 | 0 | 0 | 2006 Qtr 1: 0; 2006 Qtr 2: 0; 2006 Qtr 3: 0; 2006 Qtr 4: 0; 2007 Qtr 1: 0; 2007 Qtr 2: 0; 2007 Qtr 3: 0; 2007 Qtr 4: 100.988; 2008 Qtr 1: 0; 2008 Qtr 2: 0; 2008 Qtr 3: 0; 2008 Qtr 4: 0 | 100.988
0 | 234207-Lighting-8 Ft T-8 with Elec Ballast-Tr1 |  | 10 | Commercial | 01-ALC-AllCommercial-IntLight | 0 |  |  |  |  | 35.7163 | 21.9828 | 0 | 0 | 0 | 13.7335 | 31.9682 |  | kWh | 0.010275 | -0.052354 | Commercial |  | Annual | [5 empty] | 11 | 0.96 |  |  |  | 0 | 0 | 46.3999 | 0 | 0 | 0 | 0 | 0 | 0 | 0 | 0 | 0 | 2006 Qtr 1: 0; 2006 Qtr 2: 0; 2006 Qtr 3: 0; 2006 Qtr 4: 0; 2007 Qtr 1: 0; 2007 Qtr 2: 0; 2007 Qtr 3: 0; 2007 Qtr 4: 46.3999; 2008 Qtr 1: 0; 2008 Qtr 2: 0; 2008 Qtr 3: 0; 2008 Qtr 4: 0 | 46.3999
0 | 234331-Premium T8 with T12 40 Watt Baseline - Tr2 |  | 7 | Commercial | 01-ALC-AllCommercial-IntLight | 0 |  |  |  |  | 13.9591 | 9.8923 | 0 | 0 | 0 | 4.0668 | 31.1202 |  | kWh | 0.0096442 | -0.050965 | Commercial |  | Annual | [5 empty] | 11 | 0.96 |  |  |  | 0 | 0 | 200.1565 | 0 | 0 | 0 | 0 | 0 | 0 | 0 | 0 | 0 | 2006 Qtr 1: 0; 2006 Qtr 2: 0; 2006 Qtr 3: 0; 2006 Qtr 4: 0; 2007 Qtr 1: 0; 2007 Qtr 2: 0; 2007 Qtr 3: 0; 2007 Qtr 4: 200.1565; 2008 Qtr 1: 0; 2008 Qtr 2: 0; 2008 Qtr 3: 0; 2008 Qtr 4: 0 | 200.1565
0 | 234330-Premium T8 with T12 40 Watt Baseline - Tr1 |  | 10 | Commercial | 01-ALC-AllCommercial-IntLight | 0 |  |  |  |  | 13.9589 | 13.1897 | 0 | 0 | 0 | 0.76922 | 16.7728 |  | kWh | 0.0038804 | -0.027468 | Commercial |  | Annual | [5 empty] | 11 | 0.96 |  |  |  | 0 | 0 | 140.1095 | 0 | 0 | 0 | 0 | 0 | 0 | 0 | 0 | 0 | 2006 Qtr 1: 0; 2006 Qtr 2: 0; 2006 Qtr 3: 0; 2006 Qtr 4: 0; 2007 Qtr 1: 140.1095; 2007 Qtr 2: 0; 2007 Qtr 3: 0; 2007 Qtr 4: 0; 2008 Qtr 1: 0; 2008 Qtr 2: 0; 2008 Qtr 3: 0; 2008 Qtr 4: 0 | 140.1095
0 | 234330-Premium T8 with T12 40 Watt Baseline - Tr1 |  | 7 | Commercial | 01-ALC-AllCommercial-IntLight | 0 |  |  |  |  | 13.9589 | 13.1897 | 0 | 0 | 0 | 0.76922 | 16.7728 |  | kWh | 0.0038804 | -0.027468 | Commercial |  | Annual | [5 empty] | 11 | 0.96 |  |  |  | 0 | 0 | 60.0469 | 0 | 0 | 0 | 0 | 0 | 0 | 0 | 0 | 0 | 2006 Qtr 1: 0; 2006 Qtr 2: 0; 2006 Qtr 3: 0; 2006 Qtr 4: 0; 2007 Qtr 1: 0; 2007 Qtr 2: 0; 2007 Qtr 3: 0; 2007 Qtr 4: 60.0469; 2008 Qtr 1: 0; 2008 Qtr 2: 0; 2008 Qtr 3: 0; 2008 Qtr 4: 0 | 60.0469
0 | 234303-Lighting-Remove 4 Ft Lamp (De-Lamp) - Tr1 | COFL00AVDEL01 | 7 | Commercial | 01-ALC-AllCommercial-IntLight | 0 |  |  |  |  | 28.2518 | 16.4871 | 0 | 0 | 0 | 11.7647 | 55.7729 |  | kWh | 0.012903 | -0.091338 | Commercial |  | Annual | [5 empty] | 11 | 0.96 |  |  |  | 0 | 0 | 60.0469 | 0 | 0 | 0 | 0 | 0 | 0 | 0 | 0 | 0 | 2006 Qtr 1: 0; 2006 Qtr 2: 0; 2006 Qtr 3: 0; 2006 Qtr 4: 0; 2007 Qtr 1: 0; 2007 Qtr 2: 0; 2007 Qtr 3: 0; 2007 Qtr 4: 60.0469; 2008 Qtr 1: 0; 2008 Qtr 2: 0; 2008 Qtr 3: 0; 2008 Qtr 4: 0 | 60.0469
0 | 234330-Premium T8 with T12 40 Watt Baseline - Tr1 |  | 7 | Commercial | 01-ALC-AllCommercial-IntLight | 0 |  |  |  |  | 13.9589 | 13.1897 | 0 | 0 | 0 | 0.76922 | 16.7728 |  | kWh | 0.0038804 | -0.027468 | Commercial |  | Annual | [5 empty] | 11 | 0.96 |  |  |  | 0 | 0 | 23.6549 | 0 | 0 | 0 | 0 | 0 | 0 | 0 | 0 | 0 | 2006 Qtr 1: 0; 2006 Qtr 2: 0; 2006 Qtr 3: 0; 2006 Qtr 4: 0; 2007 Qtr 1: 0; 2007 Qtr 2: 0; 2007 Qtr 3: 0; 2007 Qtr 4: 23.6549; 2008 Qtr 1: 0; 2008 Qtr 2: 0; 2008 Qtr 3: 0; 2008 Qtr 4: 0 | 23.6549
0 | 234303-Lighting-Remove 4 Ft Lamp (De-Lamp) - Tr1 | COFL00AVDEL01 | 7 | Commercial | 01-ALC-AllCommercial-IntLight | 0 |  |  |  |  | 28.2518 | 16.4871 | 0 | 0 | 0 | 11.7647 | 55.7729 |  | kWh | 0.012903 | -0.091338 | Commercial |  | Annual | [5 empty] | 11 | 0.96 |  |  |  | 0 | 0 | 17.2862 | 0 | 0 | 0 | 0 | 0 | 0 | 0 | 0 | 0 | 2006 Qtr 1: 0; 2006 Qtr 2: 0; 2006 Qtr 3: 0; 2006 Qtr 4: 0; 2007 Qtr 1: 0; 2007 Qtr 2: 0; 2007 Qtr 3: 0; 2007 Qtr 4: 17.2862; 2008 Qtr 1: 0; 2008 Qtr 2: 0; 2008 Qtr 3: 0; 2008 Qtr 4: 0 | 17.2862
0 | 234330-Premium T8 with T12 40 Watt Baseline - Tr1 |  | 10 | Commercial | 01-ALC-AllCommercial-IntLight | 0 |  |  |  |  | 13.9589 | 13.1897 | 0 | 0 | 0 | 0.76922 | 40.547 |  | kWh | 0.0073476 | -0.066403 | Commercial |  | Annual | [5 empty] | 11 | 0.96 |  |  |  | 0 | 0 | 30.9333 | 0 | 0 | 0 | 0 | 0 | 0 | 0 | 0 | 0 | 2006 Qtr 1: 0; 2006 Qtr 2: 0; 2006 Qtr 3: 0; 2006 Qtr 4: 0; 2007 Qtr 1: 0; 2007 Qtr 2: 0; 2007 Qtr 3: 0; 2007 Qtr 4: 30.9333; 2008 Qtr 1: 0; 2008 Qtr 2: 0; 2008 Qtr 3: 0; 2008 Qtr 4: 0 | 30.9333
0 | 234303-Lighting-Remove 4 Ft Lamp (De-Lamp) - Tr1 | COFL00AVDEL01 | 10 | Commercial | 01-ALC-AllCommercial-IntLight | 0 |  |  |  |  | 28.2518 | 16.4871 | 0 | 0 | 0 | 11.7647 | 134.827 |  | kWh | 0.024432 | -0.2208 | Commercial |  | Annual | [5 empty] | 11 | 0.96 |  |  |  | 0 | 0 | 30.9333 | 0 | 0 | 0 | 0 | 0 | 0 | 0 | 0 | 0 | 2006 Qtr 1: 0; 2006 Qtr 2: 0; 2006 Qtr 3: 0; 2006 Qtr 4: 0; 2007 Qtr 1: 0; 2007 Qtr 2: 0; 2007 Qtr 3: 0; 2007 Qtr 4: 30.9333; 2008 Qtr 1: 0; 2008 Qtr 2: 0; 2008 Qtr 3: 0; 2008 Qtr 4: 0 | 30.9333
0 | 234330-Premium T8 with T12 40 Watt Baseline - Tr1 |  | 7 | Commercial | 01-ALC-AllCommercial-IntLight | 0 |  |  |  |  | 13.9589 | 13.1897 | 0 | 0 | 0 | 0.76922 | 40.547 |  | kWh | 0.0073476 | -0.066403 | Commercial |  | Annual | [5 empty] | 11 | 0.96 |  |  |  | 0 | 0 | 21.8353 | 0 | 0 | 0 | 0 | 0 | 0 | 0 | 0 | 0 | 2006 Qtr 1: 0; 2006 Qtr 2: 0; 2006 Qtr 3: 0; 2006 Qtr 4: 0; 2007 Qtr 1: 0; 2007 Qtr 2: 0; 2007 Qtr 3: 0; 2007 Qtr 4: 21.8353; 2008 Qtr 1: 0; 2008 Qtr 2: 0; 2008 Qtr 3: 0; 2008 Qtr 4: 0 | 21.8353
0 | 234303-Lighting-Remove 4 Ft Lamp (De-Lamp) - Tr1 | COFL00AVDEL01 | 7 | Commercial | 01-ALC-AllCommercial-IntLight | 0 |  |  |  |  | 28.2518 | 16.4871 | 0 | 0 | 0 | 11.7647 | 134.827 |  | kWh | 0.024432 | -0.2208 | Commercial |  | Annual | [5 empty] | 11 | 0.96 |  |  |  | 0 | 0 | 21.8353 | 0 | 0 | 0 | 0 | 0 | 0 | 0 | 0 | 0 | 2006 Qtr 1: 0; 2006 Qtr 2: 0; 2006 Qtr 3: 0; 2006 Qtr 4: 0; 2007 Qtr 1: 0; 2007 Qtr 2: 0; 2007 Qtr 3: 0; 2007 Qtr 4: 21.8353; 2008 Qtr 1: 0; 2008 Qtr 2: 0; 2008 Qtr 3: 0; 2008 Qtr 4: 0 | 21.8353
0 | 234330-Premium T8 with T12 40 Watt Baseline - Tr1 |  | 10 | Commercial | 01-ALC-AllCommercial-IntLight | 0 |  |  |  |  | 13.9589 | 13.1897 | 0 | 0 | 0 | 0.76922 | 40.547 |  | kWh | 0.0073476 | -0.066403 | Commercial |  | Annual | [5 empty] | 11 | 0.96 |  |  |  | 0 | 0 | 32.7529 | 0 | 0 | 0 | 0 | 0 | 0 | 0 | 0 | 0 | 2006 Qtr 1: 0; 2006 Qtr 2: 0; 2006 Qtr 3: 0; 2006 Qtr 4: 0; 2007 Qtr 1: 0; 2007 Qtr 2: 0; 2007 Qtr 3: 0; 2007 Qtr 4: 32.7529; 2008 Qtr 1: 0; 2008 Qtr 2: 0; 2008 Qtr 3: 0; 2008 Qtr 4: 0 | 32.7529
0 | 234303-Lighting-Remove 4 Ft Lamp (De-Lamp) - Tr1 | COFL00AVDEL01 | 10 | Commercial | 01-ALC-AllCommercial-IntLight | 0 |  |  |  |  | 28.2518 | 16.4871 | 0 | 0 | 0 | 11.7647 | 134.827 |  | kWh | 0.024432 | -0.2208 | Commercial |  | Annual | [5 empty] | 11 | 0.96 |  |  |  | 0 | 0 | 32.7529 | 0 | 0 | 0 | 0 | 0 | 0 | 0 | 0 | 0 | 2006 Qtr 1: 0; 2006 Qtr 2: 0; 2006 Qtr 3: 0; 2006 Qtr 4: 0; 2007 Qtr 1: 0; 2007 Qtr 2: 0; 2007 Qtr 3: 0; 2007 Qtr 4: 32.7529; 2008 Qtr 1: 0; 2008 Qtr 2: 0; 2008 Qtr 3: 0; 2008 Qtr 4: 0 | 32.7529
0 | 234332-Premium T8 with T12 40 Watt Baseline - Tr3 |  | 7 | Commercial | 01-ALC-AllCommercial-IntLight | 0 |  |  |  |  | 13.9591 | 7.1444 | 0 | 0 | 0 | 6.8147 | 30.0292 |  | kWh | 0.0096667 | -0.049178 | Commercial |  | Annual | [5 empty] | 11 | 0.96 |  |  |  | 0 | 0 | 18.196 | 0 | 0 | 0 | 0 | 0 | 0 | 0 | 0 | 0 | 2006 Qtr 1: 0; 2006 Qtr 2: 0; 2006 Qtr 3: 0; 2006 Qtr 4: 0; 2007 Qtr 1: 0; 2007 Qtr 2: 0; 2007 Qtr 3: 0; 2007 Qtr 4: 18.196; 2008 Qtr 1: 0; 2008 Qtr 2: 0; 2008 Qtr 3: 0; 2008 Qtr 4: 0 | 18.196
0 | 234330-Premium T8 with T12 40 Watt Baseline - Tr1 |  | 10 | Commercial | 01-ALC-AllCommercial-IntLight | 0 |  |  |  |  | 13.9589 | 13.1897 | 0 | 0 | 0 | 0.76922 | 34.727 |  | kWh | 0.010491 | -0.056872 | Commercial |  | Annual | [5 empty] | 11 | 0.96 |  |  |  | 0 | 0 | 69.145 | 0 | 0 | 0 | 0 | 0 | 0 | 0 | 0 | 0 | 2006 Qtr 1: 0; 2006 Qtr 2: 0; 2006 Qtr 3: 0; 2006 Qtr 4: 0; 2007 Qtr 1: 0; 2007 Qtr 2: 0; 2007 Qtr 3: 0; 2007 Qtr 4: 69.145; 2008 Qtr 1: 0; 2008 Qtr 2: 0; 2008 Qtr 3: 0; 2008 Qtr 4: 0 | 69.145
0 | 234330-Premium T8 with T12 40 Watt Baseline - Tr1 |  | 7 | Commercial | 01-ALC-AllCommercial-IntLight | 0 |  |  |  |  | 13.9589 | 13.1897 | 0 | 0 | 0 | 0.76922 | 38.5499 |  | kWh | 0.01239 | -0.063133 | Commercial |  | Annual | [5 empty] | 11 | 0.96 |  |  |  | 0 | 0 | 29.1137 | 0 | 0 | 0 | 0 | 0 | 0 | 0 | 0 | 0 | 2006 Qtr 1: 0; 2006 Qtr 2: 0; 2006 Qtr 3: 0; 2006 Qtr 4: 0; 2007 Qtr 1: 0; 2007 Qtr 2: 0; 2007 Qtr 3: 0; 2007 Qtr 4: 29.1137; 2008 Qtr 1: 0; 2008 Qtr 2: 0; 2008 Qtr 3: 0; 2008 Qtr 4: 0 | 29.1137
0 | 234331-Premium T8 with T12 40 Watt Baseline - Tr2 |  | 10 | Commercial | 01-ALC-AllCommercial-IntLight | 0 |  |  |  |  | 13.9591 | 9.8923 | 0 | 0 | 0 | 4.0668 | 33.1627 |  | kWh | 0.010675 | -0.05431 | Commercial |  | Annual | [5 empty] | 11 | 0.96 |  |  |  | 0 | 0 | 56.4077 | 0 | 0 | 0 | 0 | 0 | 0 | 0 | 0 | 0 | 2006 Qtr 1: 0; 2006 Qtr 2: 0; 2006 Qtr 3: 0; 2006 Qtr 4: 0; 2007 Qtr 1: 0; 2007 Qtr 2: 0; 2007 Qtr 3: 0; 2007 Qtr 4: 56.4077; 2008 Qtr 1: 0; 2008 Qtr 2: 0; 2008 Qtr 3: 0; 2008 Qtr 4: 0 | 56.4077
0 | 234304-Lighting-Remove 4 Ft Lamp (De-Lamp) - Tr2 | COFL00AVDEL01 | 10 | Commercial | 01-ALC-AllCommercial-IntLight | 0 |  |  |  |  | 28.2538 | 12.3653 | 0 | 0 | 0 | 15.8885 | 106.7995 |  | kWh | 0.03438 | -0.1749 | Commercial |  | Annual | [5 empty] | 11 | 0.96 |  |  |  | 0 | 0 | 45.4901 | 0 | 0 | 0 | 0 | 0 | 0 | 0 | 0 | 0 | 2006 Qtr 1: 0; 2006 Qtr 2: 0; 2006 Qtr 3: 0; 2006 Qtr 4: 0; 2007 Qtr 1: 0; 2007 Qtr 2: 0; 2007 Qtr 3: 0; 2007 Qtr 4: 45.4901; 2008 Qtr 1: 0; 2008 Qtr 2: 0; 2008 Qtr 3: 0; 2008 Qtr 4: 0 | 45.4901
0 | 234307-Lighting-Remove 8 Ft Lamp (De-Lamp) - Tr2 | CRTL00AVDEL02 | 10 | Commercial | 01-ALC-AllCommercial-IntLight | 0 |  |  |  |  | 28.4684 | 16.4871 | 0 | 0 | 0 | 11.9813 | 176.2583 |  | kWh | 0.056739 | -0.28865 | Commercial |  | Annual | [5 empty] | 11 | 0.96 |  |  |  | 0 | 0 | 5.4588 | 0 | 0 | 0 | 0 | 0 | 0 | 0 | 0 | 0 | 2006 Qtr 1: 0; 2006 Qtr 2: 0; 2006 Qtr 3: 0; 2006 Qtr 4: 0; 2007 Qtr 1: 0; 2007 Qtr 2: 0; 2007 Qtr 3: 0; 2007 Qtr 4: 5.4588; 2008 Qtr 1: 0; 2008 Qtr 2: 0; 2008 Qtr 3: 0; 2008 Qtr 4: 0 | 5.4588
0 | 234330-Premium T8 with T12 40 Watt Baseline - Tr1 |  | 7 | Commercial | 01-ALC-AllCommercial-IntLight | 0 |  |  |  |  | 13.9589 | 13.1897 | 0 | 0 | 0 | 0.76922 | 16.7728 |  | kWh | 0.0038804 | -0.027468 | Commercial |  | Annual | [5 empty] | 11 | 0.96 |  |  |  | 0 | 0 | 20.0156 | 0 | 0 | 0 | 0 | 0 | 0 | 0 | 0 | 0 | 2006 Qtr 1: 0; 2006 Qtr 2: 0; 2006 Qtr 3: 0; 2006 Qtr 4: 0; 2007 Qtr 1: 0; 2007 Qtr 2: 0; 2007 Qtr 3: 0; 2007 Qtr 4: 20.0156; 2008 Qtr 1: 0; 2008 Qtr 2: 0; 2008 Qtr 3: 0; 2008 Qtr 4: 0 | 20.0156
0 | 234303-Lighting-Remove 4 Ft Lamp (De-Lamp) - Tr1 | COFL00AVDEL01 | 7 | Commercial | 01-ALC-AllCommercial-IntLight | 0 |  |  |  |  | 28.2518 | 16.4871 | 0 | 0 | 0 | 11.7647 | 55.7729 |  | kWh | 0.012903 | -0.091338 | Commercial |  | Annual | [5 empty] | 11 | 0.96 |  |  |  | 0 | 0 | 13.647 | 0 | 0 | 0 | 0 | 0 | 0 | 0 | 0 | 0 | 2006 Qtr 1: 0; 2006 Qtr 2: 0; 2006 Qtr 3: 0; 2006 Qtr 4: 0; 2007 Qtr 1: 0; 2007 Qtr 2: 0; 2007 Qtr 3: 0; 2007 Qtr 4: 13.647; 2008 Qtr 1: 0; 2008 Qtr 2: 0; 2008 Qtr 3: 0; 2008 Qtr 4: 0 | 13.647
0 | 234330-Premium T8 with T12 40 Watt Baseline - Tr1 |  | 7 | Commercial | 01-ALC-AllCommercial-IntLight | 0 |  |  |  |  | 13.9589 | 13.1897 | 0 | 0 | 0 | 0.76922 | 16.7728 |  | kWh | 0.0038804 | -0.027468 | Commercial |  | Annual | [5 empty] | 11 | 0.96 |  |  |  | 0 | 0 | 16.3764 | 0 | 0 | 0 | 0 | 0 | 0 | 0 | 0 | 0 | 2006 Qtr 1: 0; 2006 Qtr 2: 0; 2006 Qtr 3: 0; 2006 Qtr 4: 0; 2007 Qtr 1: 0; 2007 Qtr 2: 0; 2007 Qtr 3: 0; 2007 Qtr 4: 16.3764; 2008 Qtr 1: 0; 2008 Qtr 2: 0; 2008 Qtr 3: 0; 2008 Qtr 4: 0 | 16.3764
0 | 234303-Lighting-Remove 4 Ft Lamp (De-Lamp) - Tr1 | COFL00AVDEL01 | 7 | Commercial | 01-ALC-AllCommercial-IntLight | 0 |  |  |  |  | 28.2518 | 16.4871 | 0 | 0 | 0 | 11.7647 | 55.7729 |  | kWh | 0.012903 | -0.091338 | Commercial |  | Annual | [5 empty] | 11 | 0.96 |  |  |  | 0 | 0 | 8.1882 | 0 | 0 | 0 | 0 | 0 | 0 | 0 | 0 | 0 | 2006 Qtr 1: 0; 2006 Qtr 2: 0; 2006 Qtr 3: 0; 2006 Qtr 4: 0; 2007 Qtr 1: 0; 2007 Qtr 2: 0; 2007 Qtr 3: 0; 2007 Qtr 4: 8.1882; 2008 Qtr 1: 0; 2008 Qtr 2: 0; 2008 Qtr 3: 0; 2008 Qtr 4: 0 | 8.1882
0 | 234330-Premium T8 with T12 40 Watt Baseline - Tr1 |  | 7 | Commercial | 01-ALC-AllCommercial-IntLight | 0 |  |  |  |  | 13.9589 | 13.1897 | 0 | 0 | 0 | 0.76922 | 16.7728 |  | kWh | 0.0038804 | -0.027468 | Commercial |  | Annual | [5 empty] | 11 | 0.96 |  |  |  | 0 | 0 | 27.2941 | 0 | 0 | 0 | 0 | 0 | 0 | 0 | 0 | 0 | 2006 Qtr 1: 0; 2006 Qtr 2: 0; 2006 Qtr 3: 0; 2006 Qtr 4: 0; 2007 Qtr 1: 0; 2007 Qtr 2: 0; 2007 Qtr 3: 0; 2007 Qtr 4: 27.2941; 2008 Qtr 1: 0; 2008 Qtr 2: 0; 2008 Qtr 3: 0; 2008 Qtr 4: 0 | 27.2941
0 | 234303-Lighting-Remove 4 Ft Lamp (De-Lamp) - Tr1 | COFL00AVDEL01 | 7 | Commercial | 01-ALC-AllCommercial-IntLight | 0 |  |  |  |  | 28.2518 | 16.4871 | 0 | 0 | 0 | 11.7647 | 55.7729 |  | kWh | 0.012903 | -0.091338 | Commercial |  | Annual | [5 empty] | 11 | 0.96 |  |  |  | 0 | 0 | 27.2941 | 0 | 0 | 0 | 0 | 0 | 0 | 0 | 0 | 0 | 2006 Qtr 1: 0; 2006 Qtr 2: 0; 2006 Qtr 3: 0; 2006 Qtr 4: 0; 2007 Qtr 1: 0; 2007 Qtr 2: 0; 2007 Qtr 3: 0; 2007 Qtr 4: 27.2941; 2008 Qtr 1: 0; 2008 Qtr 2: 0; 2008 Qtr 3: 0; 2008 Qtr 4: 0 | 27.2941
0 | 234330-Premium T8 with T12 40 Watt Baseline - Tr1 |  | 7 | Commercial | 01-ALC-AllCommercial-IntLight | 0 |  |  |  |  | 13.9589 | 13.1897 | 0 | 0 | 0 | 0.76922 | 16.7728 |  | kWh | 0.0038804 | -0.027468 | Commercial |  | Annual | [5 empty] | 11 | 0.96 |  |  |  | 0 | 0 | 16.3764 | 0 | 0 | 0 | 0 | 0 | 0 | 0 | 0 | 0 | 2006 Qtr 1: 0; 2006 Qtr 2: 0; 2006 Qtr 3: 0; 2006 Qtr 4: 0; 2007 Qtr 1: 0; 2007 Qtr 2: 0; 2007 Qtr 3: 0; 2007 Qtr 4: 16.3764; 2008 Qtr 1: 0; 2008 Qtr 2: 0; 2008 Qtr 3: 0; 2008 Qtr 4: 0 | 16.3764
0 | 234303-Lighting-Remove 4 Ft Lamp (De-Lamp) - Tr1 | COFL00AVDEL01 | 7 | Commercial | 01-ALC-AllCommercial-IntLight | 0 |  |  |  |  | 28.2518 | 16.4871 | 0 | 0 | 0 | 11.7647 | 55.7729 |  | kWh | 0.012903 | -0.091338 | Commercial |  | Annual | [5 empty] | 11 | 0.96 |  |  |  | 0 | 0 | 9.098 | 0 | 0 | 0 | 0 | 0 | 0 | 0 | 0 | 0 | 2006 Qtr 1: 0; 2006 Qtr 2: 0; 2006 Qtr 3: 0; 2006 Qtr 4: 0; 2007 Qtr 1: 0; 2007 Qtr 2: 0; 2007 Qtr 3: 0; 2007 Qtr 4: 9.098; 2008 Qtr 1: 0; 2008 Qtr 2: 0; 2008 Qtr 3: 0; 2008 Qtr 4: 0 | 9.098
0 | 234330-Premium T8 with T12 40 Watt Baseline - Tr1 |  | 7 | Commercial | 01-ALC-AllCommercial-IntLight | 0 |  |  |  |  | 13.9589 | 13.1897 | 0 | 0 | 0 | 0.76922 | 16.7728 |  | kWh | 0.0038804 | -0.027468 | Commercial |  | Annual | [5 empty] | 11 | 0.96 |  |  |  | 0 | 0 | 165.584 | 0 | 0 | 0 | 0 | 0 | 0 | 0 | 0 | 0 | 2006 Qtr 1: 0; 2006 Qtr 2: 0; 2006 Qtr 3: 0; 2006 Qtr 4: 0; 2007 Qtr 1: 0; 2007 Qtr 2: 0; 2007 Qtr 3: 0; 2007 Qtr 4: 165.584; 2008 Qtr 1: 0; 2008 Qtr 2: 0; 2008 Qtr 3: 0; 2008 Qtr 4: 0 | 165.584
0 | 234303-Lighting-Remove 4 Ft Lamp (De-Lamp) - Tr1 | COFL00AVDEL01 | 7 | Commercial | 01-ALC-AllCommercial-IntLight | 0 |  |  |  |  | 28.2518 | 16.4871 | 0 | 0 | 0 | 11.7647 | 55.7729 |  | kWh | 0.012903 | -0.091338 | Commercial |  | Annual | [5 empty] | 11 | 0.96 |  |  |  | 0 | 0 | 104.6272 | 0 | 0 | 0 | 0 | 0 | 0 | 0 | 0 | 0 | 2006 Qtr 1: 0; 2006 Qtr 2: 0; 2006 Qtr 3: 0; 2006 Qtr 4: 0; 2007 Qtr 1: 0; 2007 Qtr 2: 0; 2007 Qtr 3: 0; 2007 Qtr 4: 104.6272; 2008 Qtr 1: 0; 2008 Qtr 2: 0; 2008 Qtr 3: 0; 2008 Qtr 4: 0 | 104.6272
0 | 234049-Lighting-LED Exit Sign New Sign | CALC00AVETS01 | 7 | Commercial | 02-ASM-Assembly-Exit | 0 |  |  |  |  | 65.3696 | 45 | 0 | 0 | 0 | 20.3696 | 351.311 |  | kWh | 0 | 0 | Commercial |  | Annual | [5 empty] | 16 | 0.96 |  |  |  | 0 | 0 | 12 | 0 | 0 | 0 | 0 | 0 | 0 | 0 | 0 | 0 | 2006 Qtr 1: 0; 2006 Qtr 2: 0; 2006 Qtr 3: 0; 2006 Qtr 4: 0; 2007 Qtr 1: 0; 2007 Qtr 2: 0; 2007 Qtr 3: 0; 2007 Qtr 4: 12; 2008 Qtr 1: 0; 2008 Qtr 2: 0; 2008 Qtr 3: 0; 2008 Qtr 4: 0 | 12
0 | 234330-Premium T8 with T12 40 Watt Baseline - Tr1 |  | 7 | Commercial | 14-MLI-Manufacturing–LightIndustry-LIGHT | 0 |  |  |  |  | 13.9589 | 13.1897 | 0 | 0 | 0 | 0.76922 | 30.1346 |  | kWh | 0.0093123 | -0.038961 | Commercial |  | Annual | [5 empty] | 11 | 0.96 |  |  |  | 0 | 0 | 45.4901 | 0 | 0 | 0 | 0 | 0 | 0 | 0 | 0 | 0 | 2006 Qtr 1: 0; 2006 Qtr 2: 0; 2006 Qtr 3: 0; 2006 Qtr 4: 0; 2007 Qtr 1: 0; 2007 Qtr 2: 0; 2007 Qtr 3: 0; 2007 Qtr 4: 45.4901; 2008 Qtr 1: 0; 2008 Qtr 2: 0; 2008 Qtr 3: 0; 2008 Qtr 4: 0 | 45.4901
0 | 234303-Lighting-Remove 4 Ft Lamp (De-Lamp) - Tr1 | COFL00AVDEL01 | 7 | Commercial | 14-MLI-Manufacturing–LightIndustry-LIGHT | 0 |  |  |  |  | 28.2518 | 16.4871 | 0 | 0 | 0 | 11.7647 | 100.2037 |  | kWh | 0.030965 | -0.12955 | Commercial |  | Annual | [5 empty] | 11 | 0.96 |  |  |  | 0 | 0 | 28.2039 | 0 | 0 | 0 | 0 | 0 | 0 | 0 | 0 | 0 | 2006 Qtr 1: 0; 2006 Qtr 2: 0; 2006 Qtr 3: 0; 2006 Qtr 4: 0; 2007 Qtr 1: 0; 2007 Qtr 2: 0; 2007 Qtr 3: 0; 2007 Qtr 4: 28.2039; 2008 Qtr 1: 0; 2008 Qtr 2: 0; 2008 Qtr 3: 0; 2008 Qtr 4: 0 | 28.2039
0 | 234330-Premium T8 with T12 40 Watt Baseline - Tr1 |  | 10 | Commercial | 01-ALC-AllCommercial-IntLight | 0 |  |  |  |  | 13.9589 | 13.1897 | 0 | 0 | 0 | 0.76922 | 40.547 |  | kWh | 0.0073476 | -0.066403 | Commercial |  | Annual | [5 empty] | 11 | 0.96 |  |  |  | 0 | 0 | 20.0156 | 0 | 0 | 0 | 0 | 0 | 0 | 0 | 0 | 0 | 2006 Qtr 1: 0; 2006 Qtr 2: 0; 2006 Qtr 3: 0; 2006 Qtr 4: 0; 2007 Qtr 1: 20.0156; 2007 Qtr 2: 0; 2007 Qtr 3: 0; 2007 Qtr 4: 0; 2008 Qtr 1: 0; 2008 Qtr 2: 0; 2008 Qtr 3: 0; 2008 Qtr 4: 0 | 20.0156
0 | 234207-Lighting-8 Ft T-8 with Elec Ballast-Tr1 |  | 10 | Commercial | 01-ALC-AllCommercial-IntLight | 0 |  |  |  |  | 35.7163 | 21.9828 | 0 | 0 | 0 | 13.7335 | 33.6243 |  | kWh | 0.0060931 | -0.055066 | Commercial |  | Annual | [5 empty] | 11 | 0.96 |  |  |  | 0 | 0 | 14.5568 | 0 | 0 | 0 | 0 | 0 | 0 | 0 | 0 | 0 | 2006 Qtr 1: 0; 2006 Qtr 2: 0; 2006 Qtr 3: 0; 2006 Qtr 4: 0; 2007 Qtr 1: 14.5568; 2007 Qtr 2: 0; 2007 Qtr 3: 0; 2007 Qtr 4: 0; 2008 Qtr 1: 0; 2008 Qtr 2: 0; 2008 Qtr 3: 0; 2008 Qtr 4: 0 | 14.5568
0 | 234208-Lighting-8 Ft T-8 with Elec Ballast-Tr2 |  | 7 | Commercial | 01-ALC-AllCommercial-IntLight | 0 |  |  |  |  | 35.7165 | 16.4871 | 0 | 0 | 0 | 19.2294 | 32.2817 |  | kWh | 0.010376 | -0.052867 | Commercial |  | Annual | [5 empty] | 11 | 0.96 |  |  |  | 0 | 0 | 34.5725 | 0 | 0 | 0 | 0 | 0 | 0 | 0 | 0 | 0 | 2006 Qtr 1: 0; 2006 Qtr 2: 0; 2006 Qtr 3: 0; 2006 Qtr 4: 0; 2007 Qtr 1: 34.5725; 2007 Qtr 2: 0; 2007 Qtr 3: 0; 2007 Qtr 4: 0; 2008 Qtr 1: 0; 2008 Qtr 2: 0; 2008 Qtr 3: 0; 2008 Qtr 4: 0 | 34.5725
0 | 234330-Premium T8 with T12 40 Watt Baseline - Tr1 |  | 7 | Commercial | 01-ALC-AllCommercial-IntLight | 0 |  |  |  |  | 13.9589 | 13.1897 | 0 | 0 | 0 | 0.76922 | 65.4159 |  | kWh | 0.012906 | -0.10713 | Commercial |  | Annual | [5 empty] | 11 | 0.96 |  |  |  | 0 | 0 | 29.1137 | 0 | 0 | 0 | 0 | 0 | 0 | 0 | 0 | 0 | 2006 Qtr 1: 0; 2006 Qtr 2: 0; 2006 Qtr 3: 0; 2006 Qtr 4: 0; 2007 Qtr 1: 29.1137; 2007 Qtr 2: 0; 2007 Qtr 3: 0; 2007 Qtr 4: 0; 2008 Qtr 1: 0; 2008 Qtr 2: 0; 2008 Qtr 3: 0; 2008 Qtr 4: 0 | 29.1137
0 | 234179-Food Service - Ice Machine Air-Cooled 1001-1500 |  | 7 | Commercial | 01-ALC-AllCommercial-Refrig | 0 |  |  |  |  | 1821 | 1000 | 0 | 0 | 0 | 821 | 4106.25 |  | kWh | 0.46875 | 0 | Commercial |  | Annual | [5 empty] | 12 | 0.96 |  |  |  | 0 | 0 | 1 | 0 | 0 | 0 | 0 | 0 | 0 | 0 | 0 | 0 | 2006 Qtr 1: 0; 2006 Qtr 2: 0; 2006 Qtr 3: 0; 2006 Qtr 4: 0; 2007 Qtr 1: 1; 2007 Qtr 2: 0; 2007 Qtr 3: 0; 2007 Qtr 4: 0; 2008 Qtr 1: 0; 2008 Qtr 2: 0; 2008 Qtr 3: 0; 2008 Qtr 4: 0 | 1
0 | 234178-Food Service - Ice Machine Air-Cooled 501-1000 |  | 7 | Commercial | 01-ALC-AllCommercial-Refrig | 0 |  |  |  |  | 1485 | 800 | 0 | 0 | 0 | 685 | 3011.25 |  | kWh | 0.34375 | 0 | Commercial |  | Annual | [5 empty] | 12 | 0.96 |  |  |  | 0 | 0 | 1 | 0 | 0 | 0 | 0 | 0 | 0 | 0 | 0 | 0 | 2006 Qtr 1: 0; 2006 Qtr 2: 0; 2006 Qtr 3: 0; 2006 Qtr 4: 0; 2007 Qtr 1: 1; 2007 Qtr 2: 0; 2007 Qtr 3: 0; 2007 Qtr 4: 0; 2008 Qtr 1: 0; 2008 Qtr 2: 0; 2008 Qtr 3: 0; 2008 Qtr 4: 0 | 1
0 | 234176-Food Service - Ice Machine Air-Cooled 301-400 |  | 7 | Commercial | 01-ALC-AllCommercial-Refrig | 0 |  |  |  |  | 559 | 600 | 0 | 0 | 0 | -41 | 1660.75 |  | kWh | 0.18958 | 0 | Commercial |  | Annual | [5 empty] | 12 | 0.96 |  |  |  | 0 | 0 | 1 | 0 | 0 | 0 | 0 | 0 | 0 | 0 | 0 | 0 | 2006 Qtr 1: 0; 2006 Qtr 2: 0; 2006 Qtr 3: 0; 2006 Qtr 4: 0; 2007 Qtr 1: 1; 2007 Qtr 2: 0; 2007 Qtr 3: 0; 2007 Qtr 4: 0; 2008 Qtr 1: 0; 2008 Qtr 2: 0; 2008 Qtr 3: 0; 2008 Qtr 4: 0 | 1
0 | 234331-Premium T8 with T12 40 Watt Baseline - Tr2 |  | 10 | Commercial | 01-ALC-AllCommercial-IntLight | 0 |  |  |  |  | 13.9591 | 9.8923 | 0 | 0 | 0 | 4.0668 | 31.1202 |  | kWh | 0.0096442 | -0.050965 | Commercial |  | Annual | [5 empty] | 11 | 0.96 |  |  |  | 0 | 0 | 16.3764 | 0 | 0 | 0 | 0 | 0 | 0 | 0 | 0 | 0 | 2006 Qtr 1: 0; 2006 Qtr 2: 0; 2006 Qtr 3: 0; 2006 Qtr 4: 0; 2007 Qtr 1: 0; 2007 Qtr 2: 0; 2007 Qtr 3: 0; 2007 Qtr 4: 16.3764; 2008 Qtr 1: 0; 2008 Qtr 2: 0; 2008 Qtr 3: 0; 2008 Qtr 4: 0 | 16.3764
0 | 234304-Lighting-Remove 4 Ft Lamp (De-Lamp) - Tr2 | COFL00AVDEL01 | 10 | Commercial | 01-ALC-AllCommercial-IntLight | 0 |  |  |  |  | 28.2538 | 12.3653 | 0 | 0 | 0 | 15.8885 | 100.2216 |  | kWh | 0.031059 | -0.16413 | Commercial |  | Annual | [5 empty] | 11 | 0.96 |  |  |  | 0 | 0 | 16.3764 | 0 | 0 | 0 | 0 | 0 | 0 | 0 | 0 | 0 | 2006 Qtr 1: 0; 2006 Qtr 2: 0; 2006 Qtr 3: 0; 2006 Qtr 4: 0; 2007 Qtr 1: 0; 2007 Qtr 2: 0; 2007 Qtr 3: 0; 2007 Qtr 4: 16.3764; 2008 Qtr 1: 0; 2008 Qtr 2: 0; 2008 Qtr 3: 0; 2008 Qtr 4: 0 | 16.3764
0 | 234126-Refrigeration - Efficient Evap Fan Motor Electronically Commutated Motor (ECM) | Averaged DEER Msrs | 7 | Commercial | 01-ALC-AllCommercial-Refrig | 0 |  |  |  |  | 6.7904 | 150 | 0 | 0 | 0 | -143.2096 | 116.369 |  | kWh | 0.015845 | -0.11528 | Commercial |  | Annual | [5 empty] | 15 | 0.96 |  |  |  | 0 | 0 | 2 | 0 | 0 | 0 | 0 | 0 | 0 | 0 | 0 | 0 | 2006 Qtr 1: 0; 2006 Qtr 2: 0; 2006 Qtr 3: 0; 2006 Qtr 4: 0; 2007 Qtr 1: 2; 2007 Qtr 2: 0; 2007 Qtr 3: 0; 2007 Qtr 4: 0; 2008 Qtr 1: 0; 2008 Qtr 2: 0; 2008 Qtr 3: 0; 2008 Qtr 4: 0 | 2
0 | 234126-Refrigeration - Efficient Evap Fan Motor Electronically Commutated Motor (ECM) | Averaged DEER Msrs | 10 | Commercial | 01-ALC-AllCommercial-Refrig | 0 |  |  |  |  | 6.7904 | 150 | 0 | 0 | 0 | -143.2096 | 116.369 |  | kWh | 0.015845 | -0.11528 | Commercial |  | Annual | [5 empty] | 15 | 0.96 |  |  |  | 0 | 0 | 2 | 0 | 0 | 0 | 0 | 0 | 0 | 0 | 0 | 0 | 2006 Qtr 1: 0; 2006 Qtr 2: 0; 2006 Qtr 3: 0; 2006 Qtr 4: 0; 2007 Qtr 1: 0; 2007 Qtr 2: 0; 2007 Qtr 3: 0; 2007 Qtr 4: 2; 2008 Qtr 1: 0; 2008 Qtr 2: 0; 2008 Qtr 3: 0; 2008 Qtr 4: 0 | 2
0 | 234126-Refrigeration - Efficient Evap Fan Motor Electronically Commutated Motor (ECM) | Averaged DEER Msrs | 7 | Commercial | 01-ALC-AllCommercial-Refrig | 0 |  |  |  |  | 6.7904 | 150 | 0 | 0 | 0 | -143.2096 | 116.369 |  | kWh | 0.015845 | -0.11528 | Commercial |  | Annual | [5 empty] | 15 | 0.96 |  |  |  | 0 | 0 | 6 | 0 | 0 | 0 | 0 | 0 | 0 | 0 | 0 | 0 | 2006 Qtr 1: 0; 2006 Qtr 2: 0; 2006 Qtr 3: 0; 2006 Qtr 4: 0; 2007 Qtr 1: 0; 2007 Qtr 2: 0; 2007 Qtr 3: 0; 2007 Qtr 4: 6; 2008 Qtr 1: 0; 2008 Qtr 2: 0; 2008 Qtr 3: 0; 2008 Qtr 4: 0 | 6
0 | 234331-Premium T8 with T12 40 Watt Baseline - Tr2 |  | 7 | Commercial | 01-ALC-AllCommercial-IntLight | 0 |  |  |  |  | 13.9591 | 9.8923 | 0 | 0 | 0 | 4.0668 | 29.1409 |  | kWh | 0.0078993 | -0.047723 | Commercial |  | Annual | [5 empty] | 11 | 0.96 |  |  |  | 0 | 0 | 105.5371 | 0 | 0 | 0 | 0 | 0 | 0 | 0 | 0 | 0 | 2006 Qtr 1: 0; 2006 Qtr 2: 0; 2006 Qtr 3: 0; 2006 Qtr 4: 0; 2007 Qtr 1: 0; 2007 Qtr 2: 0; 2007 Qtr 3: 0; 2007 Qtr 4: 105.5371; 2008 Qtr 1: 0; 2008 Qtr 2: 0; 2008 Qtr 3: 0; 2008 Qtr 4: 0 | 105.5371
0 | 234304-Lighting-Remove 4 Ft Lamp (De-Lamp) - Tr2 | COFL00AVDEL01 | 7 | Commercial | 01-ALC-AllCommercial-IntLight | 0 |  |  |  |  | 28.2538 | 12.3653 | 0 | 0 | 0 | 15.8885 | 93.8474 |  | kWh | 0.025439 | -0.15369 | Commercial |  | Annual | [5 empty] | 11 | 0.96 |  |  |  | 0 | 0 | 45.4901 | 0 | 0 | 0 | 0 | 0 | 0 | 0 | 0 | 0 | 2006 Qtr 1: 0; 2006 Qtr 2: 0; 2006 Qtr 3: 0; 2006 Qtr 4: 0; 2007 Qtr 1: 0; 2007 Qtr 2: 0; 2007 Qtr 3: 0; 2007 Qtr 4: 45.4901; 2008 Qtr 1: 0; 2008 Qtr 2: 0; 2008 Qtr 3: 0; 2008 Qtr 4: 0 | 45.4901
0 | 234330-Premium T8 with T12 40 Watt Baseline - Tr1 |  | 10 | Commercial | 21-RSD-Restaurant–SitDown-LIT_INT | 0 |  |  |  |  | 13.9589 | 13.1897 | 0 | 0 | 0 | 0.76922 | 49.6893 |  | kWh | 0.0099245 | -0.24127 | Commercial |  | Annual | [5 empty] | 11 | 0.96 |  |  |  | 0 | 0 | 40.0313 | 0 | 0 | 0 | 0 | 0 | 0 | 0 | 0 | 0 | 2006 Qtr 1: 0; 2006 Qtr 2: 0; 2006 Qtr 3: 0; 2006 Qtr 4: 0; 2007 Qtr 1: 0; 2007 Qtr 2: 0; 2007 Qtr 3: 0; 2007 Qtr 4: 40.0313; 2008 Qtr 1: 0; 2008 Qtr 2: 0; 2008 Qtr 3: 0; 2008 Qtr 4: 0 | 40.0313
0 | 234303-Lighting-Remove 4 Ft Lamp (De-Lamp) - Tr1 | COFL00AVDEL01 | 10 | Commercial | 21-RSD-Restaurant–SitDown-LIT_INT | 0 |  |  |  |  | 28.2518 | 16.4871 | 0 | 0 | 0 | 11.7647 | 165.2271 |  | kWh | 0.033001 | -0.80229 | Commercial |  | Annual | [5 empty] | 11 | 0.96 |  |  |  | 0 | 0 | 40.0313 | 0 | 0 | 0 | 0 | 0 | 0 | 0 | 0 | 0 | 2006 Qtr 1: 0; 2006 Qtr 2: 0; 2006 Qtr 3: 0; 2006 Qtr 4: 0; 2007 Qtr 1: 0; 2007 Qtr 2: 0; 2007 Qtr 3: 0; 2007 Qtr 4: 40.0313; 2008 Qtr 1: 0; 2008 Qtr 2: 0; 2008 Qtr 3: 0; 2008 Qtr 4: 0 | 40.0313
0 | 234331-Premium T8 with T12 40 Watt Baseline - Tr2 |  | 10 | Commercial | 14-MLI-Manufacturing–LightIndustry-LIGHT | 0 |  |  |  |  | 13.9591 | 9.8923 | 0 | 0 | 0 | 4.0668 | 31.5189 |  | kWh | 0.0096105 | -0.047789 | Commercial |  | Annual | [5 empty] | 11 | 0.96 |  |  |  | 0 | 0 | 218.3525 | 0 | 0 | 0 | 0 | 0 | 0 | 0 | 0 | 0 | 2006 Qtr 1: 0; 2006 Qtr 2: 0; 2006 Qtr 3: 0; 2006 Qtr 4: 0; 2007 Qtr 1: 0; 2007 Qtr 2: 0; 2007 Qtr 3: 0; 2007 Qtr 4: 218.3525; 2008 Qtr 1: 0; 2008 Qtr 2: 0; 2008 Qtr 3: 0; 2008 Qtr 4: 0 | 218.3525
0 | 234304-Lighting-Remove 4 Ft Lamp (De-Lamp) - Tr2 | COFL00AVDEL01 | 10 | Commercial | 14-MLI-Manufacturing–LightIndustry-LIGHT | 0 |  |  |  |  | 28.2538 | 12.3653 | 0 | 0 | 0 | 15.8885 | 101.5057 |  | kWh | 0.03095 | -0.1539 | Commercial |  | Annual | [5 empty] | 11 | 0.96 |  |  |  | 0 | 0 | 125.5527 | 0 | 0 | 0 | 0 | 0 | 0 | 0 | 0 | 0 | 2006 Qtr 1: 0; 2006 Qtr 2: 0; 2006 Qtr 3: 0; 2006 Qtr 4: 0; 2007 Qtr 1: 0; 2007 Qtr 2: 0; 2007 Qtr 3: 0; 2007 Qtr 4: 125.5527; 2008 Qtr 1: 0; 2008 Qtr 2: 0; 2008 Qtr 3: 0; 2008 Qtr 4: 0 | 125.5527
0 | 234307-Lighting-Remove 8 Ft Lamp (De-Lamp) - Tr2 | CRTL00AVDEL02 | 10 | Commercial | 14-MLI-Manufacturing–LightIndustry-LIGHT | 0 |  |  |  |  | 28.4684 | 16.4871 | 0 | 0 | 0 | 11.9813 | 167.5216 |  | kWh | 0.05108 | -0.254 | Commercial |  | Annual | [5 empty] | 11 | 0.96 |  |  |  | 0 | 0 | 46.3999 | 0 | 0 | 0 | 0 | 0 | 0 | 0 | 0 | 0 | 2006 Qtr 1: 0; 2006 Qtr 2: 0; 2006 Qtr 3: 0; 2006 Qtr 4: 0; 2007 Qtr 1: 0; 2007 Qtr 2: 0; 2007 Qtr 3: 0; 2007 Qtr 4: 46.3999; 2008 Qtr 1: 0; 2008 Qtr 2: 0; 2008 Qtr 3: 0; 2008 Qtr 4: 0 | 46.3999
0 | 234295-Lighting-Occupancy Sensor-Wallbox Lghtng Snsr-Tr2 | CALC00AVOCC01 | 10 | Commercial | 14-MLI-Manufacturing–LightIndustry-LIGHT | 0 |  |  |  |  | 42.2833 | 30 | 0 | 0 | 0 | 12.2833 | 213.759 |  | kWh | 0.17617 | 0 | Commercial |  | Annual | [5 empty] | 8 | 0.96 |  |  |  | 0 | 0 | 2 | 0 | 0 | 0 | 0 | 0 | 0 | 0 | 0 | 0 | 2006 Qtr 1: 0; 2006 Qtr 2: 0; 2006 Qtr 3: 0; 2006 Qtr 4: 0; 2007 Qtr 1: 0; 2007 Qtr 2: 0; 2007 Qtr 3: 0; 2007 Qtr 4: 2; 2008 Qtr 1: 0; 2008 Qtr 2: 0; 2008 Qtr 3: 0; 2008 Qtr 4: 0 | 2
0 | 234049-Lighting-LED Exit Sign New Sign | CALC00AVETS01 | 10 | Commercial | 02-ASM-Assembly-Exit | 0 |  |  |  |  | 65.3696 | 45 | 0 | 0 | 0 | 20.3696 | 351.311 |  | kWh | 0 | 0 | Commercial |  | Annual | [5 empty] | 16 | 0.96 |  |  |  | 0 | 0 | 5 | 0 | 0 | 0 | 0 | 0 | 0 | 0 | 0 | 0 | 2006 Qtr 1: 0; 2006 Qtr 2: 0; 2006 Qtr 3: 0; 2006 Qtr 4: 0; 2007 Qtr 1: 0; 2007 Qtr 2: 0; 2007 Qtr 3: 0; 2007 Qtr 4: 5; 2008 Qtr 1: 0; 2008 Qtr 2: 0; 2008 Qtr 3: 0; 2008 Qtr 4: 0 | 5
0 | 234174-Food Service - Ice Machine Air-Cooled 101-200 |  | 7 | Commercial | 01-ALC-AllCommercial-Refrig | 0 |  |  |  |  | 296 | 600 | 0 | 0 | 0 | -304 | 3613.5 |  | kWh | 0.4125 | 0 | Commercial |  | Annual | [5 empty] | 12 | 0.96 |  |  |  | 0 | 0 | 1 | 0 | 0 | 0 | 0 | 0 | 0 | 0 | 0 | 0 | 2006 Qtr 1: 0; 2006 Qtr 2: 0; 2006 Qtr 3: 0; 2006 Qtr 4: 0; 2007 Qtr 1: 0; 2007 Qtr 2: 0; 2007 Qtr 3: 0; 2007 Qtr 4: 1; 2008 Qtr 1: 0; 2008 Qtr 2: 0; 2008 Qtr 3: 0; 2008 Qtr 4: 0 | 1
0 | 234330-Premium T8 with T12 40 Watt Baseline - Tr1 |  | 7 | Commercial | 01-ALC-AllCommercial-IntLight | 0 |  |  |  |  | 13.9589 | 13.1897 | 0 | 0 | 0 | 0.76922 | 30.14 |  | kWh | 0.0093405 | -0.04936 | Commercial |  | Annual | [5 empty] | 11 | 0.96 |  |  |  | 0 | 0 | 70.9646 | 0 | 0 | 0 | 0 | 0 | 0 | 0 | 0 | 0 | 2006 Qtr 1: 0; 2006 Qtr 2: 0; 2006 Qtr 3: 0; 2006 Qtr 4: 0; 2007 Qtr 1: 0; 2007 Qtr 2: 0; 2007 Qtr 3: 0; 2007 Qtr 4: 70.9646; 2008 Qtr 1: 0; 2008 Qtr 2: 0; 2008 Qtr 3: 0; 2008 Qtr 4: 0 | 70.9646
0 | 234303-Lighting-Remove 4 Ft Lamp (De-Lamp) - Tr1 | COFL00AVDEL01 | 7 | Commercial | 01-ALC-AllCommercial-IntLight | 0 |  |  |  |  | 28.2518 | 16.4871 | 0 | 0 | 0 | 11.7647 | 100.2216 |  | kWh | 0.031059 | -0.16413 | Commercial |  | Annual | [5 empty] | 11 | 0.96 |  |  |  | 0 | 0 | 70.9646 | 0 | 0 | 0 | 0 | 0 | 0 | 0 | 0 | 0 | 2006 Qtr 1: 0; 2006 Qtr 2: 0; 2006 Qtr 3: 0; 2006 Qtr 4: 0; 2007 Qtr 1: 0; 2007 Qtr 2: 0; 2007 Qtr 3: 0; 2007 Qtr 4: 70.9646; 2008 Qtr 1: 0; 2008 Qtr 2: 0; 2008 Qtr 3: 0; 2008 Qtr 4: 0 | 70.9646
0 | 234049-Lighting-LED Exit Sign New Sign | CALC00AVETS01 | 7 | Commercial | 02-ASM-Assembly-Exit | 0 |  |  |  |  | 65.3696 | 45 | 0 | 0 | 0 | 20.3696 | 351.311 |  | kWh | 0 | 0 | Commercial |  | Annual | [5 empty] | 16 | 0.96 |  |  |  | 0 | 0 | 2 | 0 | 0 | 0 | 0 | 0 | 0 | 0 | 0 | 0 | 2006 Qtr 1: 0; 2006 Qtr 2: 0; 2006 Qtr 3: 0; 2006 Qtr 4: 0; 2007 Qtr 1: 0; 2007 Qtr 2: 0; 2007 Qtr 3: 0; 2007 Qtr 4: 2; 2008 Qtr 1: 0; 2008 Qtr 2: 0; 2008 Qtr 3: 0; 2008 Qtr 4: 0 | 2
0 | 234330-Premium T8 with T12 40 Watt Baseline - Tr1 |  | 10 | Commercial | 01-ALC-AllCommercial-IntLight | 0 |  |  |  |  | 13.9589 | 13.1897 | 0 | 0 | 0 | 0.76922 | 34.727 |  | kWh | 0.010491 | -0.056872 | Commercial |  | Annual | [5 empty] | 11 | 0.96 |  |  |  | 0 | 0 | 18.196 | 0 | 0 | 0 | 0 | 0 | 0 | 0 | 0 | 0 | 2006 Qtr 1: 0; 2006 Qtr 2: 0; 2006 Qtr 3: 0; 2006 Qtr 4: 0; 2007 Qtr 1: 0; 2007 Qtr 2: 0; 2007 Qtr 3: 0; 2007 Qtr 4: 18.196; 2008 Qtr 1: 0; 2008 Qtr 2: 0; 2008 Qtr 3: 0; 2008 Qtr 4: 0 | 18.196
0 | 234303-Lighting-Remove 4 Ft Lamp (De-Lamp) - Tr1 | COFL00AVDEL01 | 10 | Commercial | 01-ALC-AllCommercial-IntLight | 0 |  |  |  |  | 28.2518 | 16.4871 | 0 | 0 | 0 | 11.7647 | 115.4744 |  | kWh | 0.034885 | -0.18911 | Commercial |  | Annual | [5 empty] | 11 | 0.96 |  |  |  | 0 | 0 | 14.5568 | 0 | 0 | 0 | 0 | 0 | 0 | 0 | 0 | 0 | 2006 Qtr 1: 0; 2006 Qtr 2: 0; 2006 Qtr 3: 0; 2006 Qtr 4: 0; 2007 Qtr 1: 0; 2007 Qtr 2: 0; 2007 Qtr 3: 0; 2007 Qtr 4: 14.5568; 2008 Qtr 1: 0; 2008 Qtr 2: 0; 2008 Qtr 3: 0; 2008 Qtr 4: 0 | 14.5568
0 | 234330-Premium T8 with T12 40 Watt Baseline - Tr1 |  | 7 | Commercial | 01-ALC-AllCommercial-IntLight | 0 |  |  |  |  | 13.9589 | 13.1897 | 0 | 0 | 0 | 0.76922 | 34.727 |  | kWh | 0.010491 | -0.056872 | Commercial |  | Annual | [5 empty] | 11 | 0.96 |  |  |  | 0 | 0 | 23.6549 | 0 | 0 | 0 | 0 | 0 | 0 | 0 | 0 | 0 | 2006 Qtr 1: 0; 2006 Qtr 2: 0; 2006 Qtr 3: 0; 2006 Qtr 4: 0; 2007 Qtr 1: 0; 2007 Qtr 2: 0; 2007 Qtr 3: 0; 2007 Qtr 4: 23.6549; 2008 Qtr 1: 0; 2008 Qtr 2: 0; 2008 Qtr 3: 0; 2008 Qtr 4: 0 | 23.6549
0 | 234331-Premium T8 with T12 40 Watt Baseline - Tr2 |  | 7 | Commercial | 01-ALC-AllCommercial-IntLight | 0 |  |  |  |  | 13.9591 | 9.8923 | 0 | 0 | 0 | 4.0668 | 31.1202 |  | kWh | 0.0096442 | -0.050965 | Commercial |  | Annual | [5 empty] | 11 | 0.96 |  |  |  | 0 | 0 | 12.7372 | 0 | 0 | 0 | 0 | 0 | 0 | 0 | 0 | 0 | 2006 Qtr 1: 0; 2006 Qtr 2: 0; 2006 Qtr 3: 0; 2006 Qtr 4: 0; 2007 Qtr 1: 0; 2007 Qtr 2: 0; 2007 Qtr 3: 0; 2007 Qtr 4: 12.7372; 2008 Qtr 1: 0; 2008 Qtr 2: 0; 2008 Qtr 3: 0; 2008 Qtr 4: 0 | 12.7372
0 | 234330-Premium T8 with T12 40 Watt Baseline - Tr1 |  | 10 | Commercial | 01-ALC-AllCommercial-IntLight | 0 |  |  |  |  | 13.9589 | 13.1897 | 0 | 0 | 0 | 0.76922 | 34.727 |  | kWh | 0.010491 | -0.056872 | Commercial |  | Annual | [5 empty] | 11 | 0.96 |  |  |  | 0 | 0 | 132.8311 | 0 | 0 | 0 | 0 | 0 | 0 | 0 | 0 | 0 | 2006 Qtr 1: 0; 2006 Qtr 2: 0; 2006 Qtr 3: 0; 2006 Qtr 4: 0; 2007 Qtr 1: 0; 2007 Qtr 2: 0; 2007 Qtr 3: 0; 2007 Qtr 4: 132.8311; 2008 Qtr 1: 0; 2008 Qtr 2: 0; 2008 Qtr 3: 0; 2008 Qtr 4: 0 | 132.8311
0 | 234303-Lighting-Remove 4 Ft Lamp (De-Lamp) - Tr1 | COFL00AVDEL01 | 10 | Commercial | 01-ALC-AllCommercial-IntLight | 0 |  |  |  |  | 28.2518 | 16.4871 | 0 | 0 | 0 | 11.7647 | 115.4744 |  | kWh | 0.034885 | -0.18911 | Commercial |  | Annual | [5 empty] | 11 | 0.96 |  |  |  | 0 | 0 | 60.0469 | 0 | 0 | 0 | 0 | 0 | 0 | 0 | 0 | 0 | 2006 Qtr 1: 0; 2006 Qtr 2: 0; 2006 Qtr 3: 0; 2006 Qtr 4: 0; 2007 Qtr 1: 0; 2007 Qtr 2: 0; 2007 Qtr 3: 0; 2007 Qtr 4: 60.0469; 2008 Qtr 1: 0; 2008 Qtr 2: 0; 2008 Qtr 3: 0; 2008 Qtr 4: 0 | 60.0469
0 | 234332-Premium T8 with T12 40 Watt Baseline - Tr3 |  | 10 | Commercial | 01-ALC-AllCommercial-IntLight | 0 |  |  |  |  | 13.9591 | 7.1444 | 0 | 0 | 0 | 6.8147 | 28.1797 |  | kWh | 0.008733 | -0.046149 | Commercial |  | Annual | [5 empty] | 11 | 0.96 |  |  |  | 0 | 0 | 49.1293 | 0 | 0 | 0 | 0 | 0 | 0 | 0 | 0 | 0 | 2006 Qtr 1: 0; 2006 Qtr 2: 0; 2006 Qtr 3: 0; 2006 Qtr 4: 0; 2007 Qtr 1: 0; 2007 Qtr 2: 0; 2007 Qtr 3: 0; 2007 Qtr 4: 49.1293; 2008 Qtr 1: 0; 2008 Qtr 2: 0; 2008 Qtr 3: 0; 2008 Qtr 4: 0 | 49.1293
0 | 234305-Lighting-Remove 4 Ft Lamp (De-Lamp) - Tr3 | COFL00AVDEL01 | 10 | Commercial | 01-ALC-AllCommercial-IntLight | 0 |  |  |  |  | 28.2538 | 8.7931 | 0 | 0 | 0 | 19.4607 | 100.2216 |  | kWh | 0.031059 | -0.16413 | Commercial |  | Annual | [5 empty] | 11 | 0.96 |  |  |  | 0 | 0 | 49.1293 | 0 | 0 | 0 | 0 | 0 | 0 | 0 | 0 | 0 | 2006 Qtr 1: 0; 2006 Qtr 2: 0; 2006 Qtr 3: 0; 2006 Qtr 4: 0; 2007 Qtr 1: 0; 2007 Qtr 2: 0; 2007 Qtr 3: 0; 2007 Qtr 4: 49.1293; 2008 Qtr 1: 0; 2008 Qtr 2: 0; 2008 Qtr 3: 0; 2008 Qtr 4: 0 | 49.1293
0 | 234330-Premium T8 with T12 40 Watt Baseline - Tr1 |  | 10 | Commercial | 01-ALC-AllCommercial-IntLight | 0 |  |  |  |  | 13.9589 | 13.1897 | 0 | 0 | 0 | 0.76922 | 30.14 |  | kWh | 0.0093405 | -0.04936 | Commercial |  | Annual | [5 empty] | 11 | 0.96 |  |  |  | 0 | 0 | 40.0313 | 0 | 0 | 0 | 0 | 0 | 0 | 0 | 0 | 0 | 2006 Qtr 1: 0; 2006 Qtr 2: 0; 2006 Qtr 3: 0; 2006 Qtr 4: 0; 2007 Qtr 1: 0; 2007 Qtr 2: 0; 2007 Qtr 3: 0; 2007 Qtr 4: 40.0313; 2008 Qtr 1: 0; 2008 Qtr 2: 0; 2008 Qtr 3: 0; 2008 Qtr 4: 0 | 40.0313
0 | 234303-Lighting-Remove 4 Ft Lamp (De-Lamp) - Tr1 | COFL00AVDEL01 | 10 | Commercial | 01-ALC-AllCommercial-IntLight | 0 |  |  |  |  | 28.2518 | 16.4871 | 0 | 0 | 0 | 11.7647 | 100.2216 |  | kWh | 0.031059 | -0.16413 | Commercial |  | Annual | [5 empty] | 11 | 0.96 |  |  |  | 0 | 0 | 40.0313 | 0 | 0 | 0 | 0 | 0 | 0 | 0 | 0 | 0 | 2006 Qtr 1: 0; 2006 Qtr 2: 0; 2006 Qtr 3: 0; 2006 Qtr 4: 0; 2007 Qtr 1: 0; 2007 Qtr 2: 0; 2007 Qtr 3: 0; 2007 Qtr 4: 40.0313; 2008 Qtr 1: 0; 2008 Qtr 2: 0; 2008 Qtr 3: 0; 2008 Qtr 4: 0 | 40.0313
0 | 234330-Premium T8 with T12 40 Watt Baseline - Tr1 |  | 7 | Commercial | 14-MLI-Manufacturing–LightIndustry-LIGHT | 0 |  |  |  |  | 13.9589 | 13.1897 | 0 | 0 | 0 | 0.76922 | 30.1346 |  | kWh | 0.0093123 | -0.038961 | Commercial |  | Annual | [5 empty] | 11 | 0.96 |  |  |  | 0 | 0 | 127.3723 | 0 | 0 | 0 | 0 | 0 | 0 | 0 | 0 | 0 | 2006 Qtr 1: 0; 2006 Qtr 2: 0; 2006 Qtr 3: 0; 2006 Qtr 4: 0; 2007 Qtr 1: 0; 2007 Qtr 2: 0; 2007 Qtr 3: 0; 2007 Qtr 4: 127.3723; 2008 Qtr 1: 0; 2008 Qtr 2: 0; 2008 Qtr 3: 0; 2008 Qtr 4: 0 | 127.3723
0 | 234303-Lighting-Remove 4 Ft Lamp (De-Lamp) - Tr1 | COFL00AVDEL01 | 7 | Commercial | 14-MLI-Manufacturing–LightIndustry-LIGHT | 0 |  |  |  |  | 28.2518 | 16.4871 | 0 | 0 | 0 | 11.7647 | 100.2037 |  | kWh | 0.030965 | -0.12955 | Commercial |  | Annual | [5 empty] | 11 | 0.96 |  |  |  | 0 | 0 | 3.6392 | 0 | 0 | 0 | 0 | 0 | 0 | 0 | 0 | 0 | 2006 Qtr 1: 0; 2006 Qtr 2: 0; 2006 Qtr 3: 0; 2006 Qtr 4: 0; 2007 Qtr 1: 0; 2007 Qtr 2: 0; 2007 Qtr 3: 0; 2007 Qtr 4: 3.6392; 2008 Qtr 1: 0; 2008 Qtr 2: 0; 2008 Qtr 3: 0; 2008 Qtr 4: 0 | 3.6392
0 | 234049-Lighting-LED Exit Sign New Sign | CALC00AVETS01 | 10 | Commercial | 02-ASM-Assembly-Exit | 0 |  |  |  |  | 65.3696 | 45 | 0 | 0 | 0 | 20.3696 | 351.311 |  | kWh | 0 | 0 | Commercial |  | Annual | [5 empty] | 16 | 0.96 |  |  |  | 0 | 0 | 6 | 0 | 0 | 0 | 0 | 0 | 0 | 0 | 0 | 0 | 2006 Qtr 1: 0; 2006 Qtr 2: 0; 2006 Qtr 3: 0; 2006 Qtr 4: 0; 2007 Qtr 1: 0; 2007 Qtr 2: 0; 2007 Qtr 3: 0; 2007 Qtr 4: 6; 2008 Qtr 1: 0; 2008 Qtr 2: 0; 2008 Qtr 3: 0; 2008 Qtr 4: 0 | 6
0 | 234128-Refrigerator - Early Replacement |  | 7 | Commercial | 01-ALC-AllCommercial-Refrig | 0 |  |  |  |  | 272 | 275 | 0 | 0 | 0 | -3 | 1040.577 |  | kWh | 0.13613 | 0 | Commercial |  | Annual | [5 empty] | 6 | 0.96 |  |  |  | 0 | 0 | 1 | 0 | 0 | 0 | 0 | 0 | 0 | 0 | 0 | 0 | 2006 Qtr 1: 0; 2006 Qtr 2: 0; 2006 Qtr 3: 0; 2006 Qtr 4: 0; 2007 Qtr 1: 1; 2007 Qtr 2: 0; 2007 Qtr 3: 0; 2007 Qtr 4: 0; 2008 Qtr 1: 0; 2008 Qtr 2: 0; 2008 Qtr 3: 0; 2008 Qtr 4: 0 | 1
0 | 234128-Refrigerator - Early Replacement |  | 7 | Commercial | 01-ALC-AllCommercial-Refrig | 0 |  |  |  |  | 272 | 275 | 0 | 0 | 0 | -3 | 1040.577 |  | kWh | 0.13613 | 0 | Commercial |  | Annual | [5 empty] | 6 | 0.96 |  |  |  | 0 | 0 | 2 | 0 | 0 | 0 | 0 | 0 | 0 | 0 | 0 | 0 | 2006 Qtr 1: 0; 2006 Qtr 2: 0; 2006 Qtr 3: 0; 2006 Qtr 4: 0; 2007 Qtr 1: 0; 2007 Qtr 2: 0; 2007 Qtr 3: 0; 2007 Qtr 4: 2; 2008 Qtr 1: 0; 2008 Qtr 2: 0; 2008 Qtr 3: 0; 2008 Qtr 4: 0 | 2
0 | 234330-Premium T8 with T12 40 Watt Baseline - Tr1 |  | 10 | Commercial | 01-ALC-AllCommercial-IntLight | 0 |  |  |  |  | 13.9589 | 13.1897 | 0 | 0 | 0 | 0.76922 | 65.4159 |  | kWh | 0.012906 | -0.10713 | Commercial |  | Annual | [5 empty] | 11 | 0.96 |  |  |  | 0 | 0 | 47.3097 | 0 | 0 | 0 | 0 | 0 | 0 | 0 | 0 | 0 | 2006 Qtr 1: 0; 2006 Qtr 2: 0; 2006 Qtr 3: 0; 2006 Qtr 4: 0; 2007 Qtr 1: 0; 2007 Qtr 2: 0; 2007 Qtr 3: 0; 2007 Qtr 4: 47.3097; 2008 Qtr 1: 0; 2008 Qtr 2: 0; 2008 Qtr 3: 0; 2008 Qtr 4: 0 | 47.3097
0 | 234330-Premium T8 with T12 40 Watt Baseline - Tr1 |  | 7 | Commercial | 01-ALC-AllCommercial-IntLight | 0 |  |  |  |  | 13.9589 | 13.1897 | 0 | 0 | 0 | 0.76922 | 38.5499 |  | kWh | 0.01239 | -0.063133 | Commercial |  | Annual | [5 empty] | 11 | 0.96 |  |  |  | 0 | 0 | 229.2701 | 0 | 0 | 0 | 0 | 0 | 0 | 0 | 0 | 0 | 2006 Qtr 1: 0; 2006 Qtr 2: 0; 2006 Qtr 3: 0; 2006 Qtr 4: 0; 2007 Qtr 1: 0; 2007 Qtr 2: 0; 2007 Qtr 3: 0; 2007 Qtr 4: 229.2701; 2008 Qtr 1: 0; 2008 Qtr 2: 0; 2008 Qtr 3: 0; 2008 Qtr 4: 0 | 229.2701
0 | 234330-Premium T8 with T12 40 Watt Baseline - Tr1 |  | 7 | Commercial | 01-ALC-AllCommercial-IntLight | 0 |  |  |  |  | 13.9589 | 13.1897 | 0 | 0 | 0 | 0.76922 | 40.547 |  | kWh | 0.0073476 | -0.066403 | Commercial |  | Annual | [5 empty] | 11 | 0.96 |  |  |  | 0 | 0 | 18.196 | 0 | 0 | 0 | 0 | 0 | 0 | 0 | 0 | 0 | 2006 Qtr 1: 0; 2006 Qtr 2: 0; 2006 Qtr 3: 0; 2006 Qtr 4: 0; 2007 Qtr 1: 0; 2007 Qtr 2: 0; 2007 Qtr 3: 0; 2007 Qtr 4: 18.196; 2008 Qtr 1: 0; 2008 Qtr 2: 0; 2008 Qtr 3: 0; 2008 Qtr 4: 0 | 18.196
0 | 234303-Lighting-Remove 4 Ft Lamp (De-Lamp) - Tr1 | COFL00AVDEL01 | 7 | Commercial | 01-ALC-AllCommercial-IntLight | 0 |  |  |  |  | 28.2518 | 16.4871 | 0 | 0 | 0 | 11.7647 | 134.827 |  | kWh | 0.024432 | -0.2208 | Commercial |  | Annual | [5 empty] | 11 | 0.96 |  |  |  | 0 | 0 | 9.098 | 0 | 0 | 0 | 0 | 0 | 0 | 0 | 0 | 0 | 2006 Qtr 1: 0; 2006 Qtr 2: 0; 2006 Qtr 3: 0; 2006 Qtr 4: 0; 2007 Qtr 1: 0; 2007 Qtr 2: 0; 2007 Qtr 3: 0; 2007 Qtr 4: 9.098; 2008 Qtr 1: 0; 2008 Qtr 2: 0; 2008 Qtr 3: 0; 2008 Qtr 4: 0 | 9.098
0 | 234049-Lighting-LED Exit Sign New Sign | CALC00AVETS01 | 7 | Commercial | 02-ASM-Assembly-Exit | 0 |  |  |  |  | 65.3696 | 45 | 0 | 0 | 0 | 20.3696 | 351.311 |  | kWh | 0 | 0 | Commercial |  | Annual | [5 empty] | 16 | 0.96 |  |  |  | 0 | 0 | 3 | 0 | 0 | 0 | 0 | 0 | 0 | 0 | 0 | 0 | 2006 Qtr 1: 0; 2006 Qtr 2: 0; 2006 Qtr 3: 0; 2006 Qtr 4: 0; 2007 Qtr 1: 0; 2007 Qtr 2: 0; 2007 Qtr 3: 0; 2007 Qtr 4: 3; 2008 Qtr 1: 0; 2008 Qtr 2: 0; 2008 Qtr 3: 0; 2008 Qtr 4: 0 | 3
0 | 234330-Premium T8 with T12 40 Watt Baseline - Tr1 |  | 7 | Commercial | 01-ALC-AllCommercial-IntLight | 0 |  |  |  |  | 13.9589 | 13.1897 | 0 | 0 | 0 | 0.76922 | 33.262 |  | kWh | 0.0095047 | -0.054473 | Commercial |  | Annual | [5 empty] | 11 | 0.96 |  |  |  | 0 | 0 | 7.2784 | 0 | 0 | 0 | 0 | 0 | 0 | 0 | 0 | 0 | 2006 Qtr 1: 0; 2006 Qtr 2: 0; 2006 Qtr 3: 0; 2006 Qtr 4: 0; 2007 Qtr 1: 0; 2007 Qtr 2: 0; 2007 Qtr 3: 0; 2007 Qtr 4: 7.2784; 2008 Qtr 1: 0; 2008 Qtr 2: 0; 2008 Qtr 3: 0; 2008 Qtr 4: 0 | 7.2784
0 | 234207-Lighting-8 Ft T-8 with Elec Ballast-Tr1 |  | 7 | Commercial | 01-ALC-AllCommercial-IntLight | 0 |  |  |  |  | 35.7163 | 21.9828 | 0 | 0 | 0 | 13.7335 | 27.5831 |  | kWh | 0.007882 | -0.045172 | Commercial |  | Annual | [5 empty] | 11 | 0.96 |  |  |  | 0 | 0 | 44.5803 | 0 | 0 | 0 | 0 | 0 | 0 | 0 | 0 | 0 | 2006 Qtr 1: 0; 2006 Qtr 2: 0; 2006 Qtr 3: 0; 2006 Qtr 4: 0; 2007 Qtr 1: 0; 2007 Qtr 2: 0; 2007 Qtr 3: 0; 2007 Qtr 4: 44.5803; 2008 Qtr 1: 0; 2008 Qtr 2: 0; 2008 Qtr 3: 0; 2008 Qtr 4: 0 | 44.5803
0 | 234330-Premium T8 with T12 40 Watt Baseline - Tr1 |  | 10 | Commercial | 01-ALC-AllCommercial-IntLight | 0 |  |  |  |  | 13.9589 | 13.1897 | 0 | 0 | 0 | 0.76922 | 30.14 |  | kWh | 0.0093405 | -0.04936 | Commercial |  | Annual | [5 empty] | 11 | 0.96 |  |  |  | 0 | 0 | 65.5058 | 0 | 0 | 0 | 0 | 0 | 0 | 0 | 0 | 0 | 2006 Qtr 1: 0; 2006 Qtr 2: 0; 2006 Qtr 3: 0; 2006 Qtr 4: 0; 2007 Qtr 1: 0; 2007 Qtr 2: 0; 2007 Qtr 3: 0; 2007 Qtr 4: 65.5058; 2008 Qtr 1: 0; 2008 Qtr 2: 0; 2008 Qtr 3: 0; 2008 Qtr 4: 0 | 65.5058
0 | 234003-A/C - Reflective Window Film Inland |  | 7 | Commercial | 01-ALC-AllCommercial-Cooling | 0 |  |  |  |  | 3.12 | 2 | 0 | 0 | 0 | 1.12 | 15.27 |  | kWh | 0.0023 | 0 | Commercial |  | Annual | [5 empty] | 10 | 0.96 |  |  |  | 0 | 0 | 150 | 0 | 0 | 0 | 0 | 0 | 0 | 0 | 0 | 0 | 2006 Qtr 1: 0; 2006 Qtr 2: 0; 2006 Qtr 3: 0; 2006 Qtr 4: 0; 2007 Qtr 1: 150; 2007 Qtr 2: 0; 2007 Qtr 3: 0; 2007 Qtr 4: 0; 2008 Qtr 1: 0; 2008 Qtr 2: 0; 2008 Qtr 3: 0; 2008 Qtr 4: 0 | 150
0 | 234331-Premium T8 with T12 40 Watt Baseline - Tr2 |  | 10 | Commercial | 01-ALC-AllCommercial-IntLight | 0 |  |  |  |  | 13.9591 | 9.8923 | 0 | 0 | 0 | 4.0668 | 41.8656 |  | kWh | 0.0075865 | -0.068563 | Commercial |  | Annual | [5 empty] | 11 | 0.96 |  |  |  | 0 | 0 | 43.6705 | 0 | 0 | 0 | 0 | 0 | 0 | 0 | 0 | 0 | 2006 Qtr 1: 0; 2006 Qtr 2: 0; 2006 Qtr 3: 0; 2006 Qtr 4: 0; 2007 Qtr 1: 0; 2007 Qtr 2: 0; 2007 Qtr 3: 0; 2007 Qtr 4: 43.6705; 2008 Qtr 1: 0; 2008 Qtr 2: 0; 2008 Qtr 3: 0; 2008 Qtr 4: 0 | 43.6705
0 | 234304-Lighting-Remove 4 Ft Lamp (De-Lamp) - Tr2 | COFL00AVDEL01 | 10 | Commercial | 01-ALC-AllCommercial-IntLight | 0 |  |  |  |  | 28.2538 | 12.3653 | 0 | 0 | 0 | 15.8885 | 134.827 |  | kWh | 0.024432 | -0.2208 | Commercial |  | Annual | [5 empty] | 11 | 0.96 |  |  |  | 0 | 0 | 43.6705 | 0 | 0 | 0 | 0 | 0 | 0 | 0 | 0 | 0 | 2006 Qtr 1: 0; 2006 Qtr 2: 0; 2006 Qtr 3: 0; 2006 Qtr 4: 0; 2007 Qtr 1: 0; 2007 Qtr 2: 0; 2007 Qtr 3: 0; 2007 Qtr 4: 43.6705; 2008 Qtr 1: 0; 2008 Qtr 2: 0; 2008 Qtr 3: 0; 2008 Qtr 4: 0 | 43.6705
0 | 234173-Food Service - Combination Oven-Gas |  | 7 | Commercial | 21-RSD-Restaurant–SitDown-PROC_OTH | 0 |  |  |  |  | 21797 | 750 | 0 | 0 | 0 | 21047 | 0 |  | kWh | 0 | 403 | Commercial |  | Annual | [5 empty] | 12 | 0.96 |  |  |  | 0 | 0 | 2 | 0 | 0 | 0 | 0 | 0 | 0 | 0 | 0 | 0 | 2006 Qtr 1: 0; 2006 Qtr 2: 0; 2006 Qtr 3: 0; 2006 Qtr 4: 0; 2007 Qtr 1: 0; 2007 Qtr 2: 0; 2007 Qtr 3: 0; 2007 Qtr 4: 2; 2008 Qtr 1: 0; 2008 Qtr 2: 0; 2008 Qtr 3: 0; 2008 Qtr 4: 0 | 2
0 | 234330-Premium T8 with T12 40 Watt Baseline - Tr1 |  | 10 | Commercial | 14-MLI-Manufacturing–LightIndustry-LIGHT | 0 |  |  |  |  | 13.9589 | 13.1897 | 0 | 0 | 0 | 0.76922 | 30.5262 |  | kWh | 0.0093078 | -0.046284 | Commercial |  | Annual | [5 empty] | 11 | 0.96 |  |  |  | 0 | 0 | 81.8822 | 0 | 0 | 0 | 0 | 0 | 0 | 0 | 0 | 0 | 2006 Qtr 1: 0; 2006 Qtr 2: 0; 2006 Qtr 3: 0; 2006 Qtr 4: 0; 2007 Qtr 1: 0; 2007 Qtr 2: 0; 2007 Qtr 3: 0; 2007 Qtr 4: 81.8822; 2008 Qtr 1: 0; 2008 Qtr 2: 0; 2008 Qtr 3: 0; 2008 Qtr 4: 0 | 81.8822
0 | 234303-Lighting-Remove 4 Ft Lamp (De-Lamp) - Tr1 | COFL00AVDEL01 | 10 | Commercial | 14-MLI-Manufacturing–LightIndustry-LIGHT | 0 |  |  |  |  | 28.2518 | 16.4871 | 0 | 0 | 0 | 11.7647 | 101.5057 |  | kWh | 0.03095 | -0.1539 | Commercial |  | Annual | [5 empty] | 11 | 0.96 |  |  |  | 0 | 0 | 40.9411 | 0 | 0 | 0 | 0 | 0 | 0 | 0 | 0 | 0 | 2006 Qtr 1: 0; 2006 Qtr 2: 0; 2006 Qtr 3: 0; 2006 Qtr 4: 0; 2007 Qtr 1: 0; 2007 Qtr 2: 0; 2007 Qtr 3: 0; 2007 Qtr 4: 40.9411; 2008 Qtr 1: 0; 2008 Qtr 2: 0; 2008 Qtr 3: 0; 2008 Qtr 4: 0 | 40.9411
0 | 234330-Premium T8 with T12 40 Watt Baseline - Tr1 |  | 7 | Commercial | 01-ALC-AllCommercial-IntLight | 0 |  |  |  |  | 13.9589 | 13.1897 | 0 | 0 | 0 | 0.76922 | 30.14 |  | kWh | 0.0093405 | -0.04936 | Commercial |  | Annual | [5 empty] | 11 | 0.96 |  |  |  | 0 | 0 | 39.1215 | 0 | 0 | 0 | 0 | 0 | 0 | 0 | 0 | 0 | 2006 Qtr 1: 0; 2006 Qtr 2: 0; 2006 Qtr 3: 0; 2006 Qtr 4: 0; 2007 Qtr 1: 0; 2007 Qtr 2: 0; 2007 Qtr 3: 0; 2007 Qtr 4: 39.1215; 2008 Qtr 1: 0; 2008 Qtr 2: 0; 2008 Qtr 3: 0; 2008 Qtr 4: 0 | 39.1215
0 | 234303-Lighting-Remove 4 Ft Lamp (De-Lamp) - Tr1 | COFL00AVDEL01 | 7 | Commercial | 01-ALC-AllCommercial-IntLight | 0 |  |  |  |  | 28.2518 | 16.4871 | 0 | 0 | 0 | 11.7647 | 100.2216 |  | kWh | 0.031059 | -0.16413 | Commercial |  | Annual | [5 empty] | 11 | 0.96 |  |  |  | 0 | 0 | 20.0156 | 0 | 0 | 0 | 0 | 0 | 0 | 0 | 0 | 0 | 2006 Qtr 1: 0; 2006 Qtr 2: 0; 2006 Qtr 3: 0; 2006 Qtr 4: 0; 2007 Qtr 1: 0; 2007 Qtr 2: 0; 2007 Qtr 3: 0; 2007 Qtr 4: 20.0156; 2008 Qtr 1: 0; 2008 Qtr 2: 0; 2008 Qtr 3: 0; 2008 Qtr 4: 0 | 20.0156
0 | 234330-Premium T8 with T12 40 Watt Baseline - Tr1 |  | 7 | Commercial | 14-MLI-Manufacturing–LightIndustry-LIGHT | 0 |  |  |  |  | 13.9589 | 13.1897 | 0 | 0 | 0 | 0.76922 | 30.1346 |  | kWh | 0.0093123 | -0.038961 | Commercial |  | Annual | [5 empty] | 11 | 0.96 |  |  |  | 0 | 0 | 10.9176 | 0 | 0 | 0 | 0 | 0 | 0 | 0 | 0 | 0 | 2006 Qtr 1: 0; 2006 Qtr 2: 0; 2006 Qtr 3: 0; 2006 Qtr 4: 0; 2007 Qtr 1: 0; 2007 Qtr 2: 0; 2007 Qtr 3: 0; 2007 Qtr 4: 10.9176; 2008 Qtr 1: 0; 2008 Qtr 2: 0; 2008 Qtr 3: 0; 2008 Qtr 4: 0 | 10.9176
0 | 234303-Lighting-Remove 4 Ft Lamp (De-Lamp) - Tr1 | COFL00AVDEL01 | 7 | Commercial | 14-MLI-Manufacturing–LightIndustry-LIGHT | 0 |  |  |  |  | 28.2518 | 16.4871 | 0 | 0 | 0 | 11.7647 | 100.2037 |  | kWh | 0.030965 | -0.12955 | Commercial |  | Annual | [5 empty] | 11 | 0.96 |  |  |  | 0 | 0 | 5.4588 | 0 | 0 | 0 | 0 | 0 | 0 | 0 | 0 | 0 | 2006 Qtr 1: 0; 2006 Qtr 2: 0; 2006 Qtr 3: 0; 2006 Qtr 4: 0; 2007 Qtr 1: 0; 2007 Qtr 2: 0; 2007 Qtr 3: 0; 2007 Qtr 4: 5.4588; 2008 Qtr 1: 0; 2008 Qtr 2: 0; 2008 Qtr 3: 0; 2008 Qtr 4: 0 | 5.4588
0 | 234303-Lighting-Remove 4 Ft Lamp (De-Lamp) - Tr1 | COFL00AVDEL01 | 7 | Commercial | 14-MLI-Manufacturing–LightIndustry-LIGHT | 0 |  |  |  |  | 28.2518 | 16.4871 | 0 | 0 | 0 | 11.7647 | 100.2037 |  | kWh | 0.030965 | -0.12955 | Commercial |  | Annual | [5 empty] | 11 | 0.96 |  |  |  | 0 | 0 | 87.341 | 0 | 0 | 0 | 0 | 0 | 0 | 0 | 0 | 0 | 2006 Qtr 1: 0; 2006 Qtr 2: 0; 2006 Qtr 3: 0; 2006 Qtr 4: 0; 2007 Qtr 1: 0; 2007 Qtr 2: 0; 2007 Qtr 3: 0; 2007 Qtr 4: 87.341; 2008 Qtr 1: 0; 2008 Qtr 2: 0; 2008 Qtr 3: 0; 2008 Qtr 4: 0 | 87.341
0 | 234330-Premium T8 with T12 40 Watt Baseline - Tr1 |  | 7 | Commercial | 14-MLI-Manufacturing–LightIndustry-LIGHT | 0 |  |  |  |  | 13.9589 | 13.1897 | 0 | 0 | 0 | 0.76922 | 30.1346 |  | kWh | 0.0093123 | -0.038961 | Commercial |  | Annual | [5 empty] | 11 | 0.96 |  |  |  | 0 | 0 | 167.4036 | 0 | 0 | 0 | 0 | 0 | 0 | 0 | 0 | 0 | 2006 Qtr 1: 0; 2006 Qtr 2: 0; 2006 Qtr 3: 0; 2006 Qtr 4: 0; 2007 Qtr 1: 0; 2007 Qtr 2: 0; 2007 Qtr 3: 0; 2007 Qtr 4: 167.4036; 2008 Qtr 1: 0; 2008 Qtr 2: 0; 2008 Qtr 3: 0; 2008 Qtr 4: 0 | 167.4036
0 | 234330-Premium T8 with T12 40 Watt Baseline - Tr1 |  | 7 | Commercial | 14-MLI-Manufacturing–LightIndustry-LIGHT | 0 |  |  |  |  | 13.9589 | 13.1897 | 0 | 0 | 0 | 0.76922 | 30.1346 |  | kWh | 0.0093123 | -0.038961 | Commercial |  | Annual | [5 empty] | 11 | 0.96 |  |  |  | 0 | 0 | 32.7529 | 0 | 0 | 0 | 0 | 0 | 0 | 0 | 0 | 0 | 2006 Qtr 1: 0; 2006 Qtr 2: 0; 2006 Qtr 3: 0; 2006 Qtr 4: 0; 2007 Qtr 1: 0; 2007 Qtr 2: 0; 2007 Qtr 3: 0; 2007 Qtr 4: 32.7529; 2008 Qtr 1: 0; 2008 Qtr 2: 0; 2008 Qtr 3: 0; 2008 Qtr 4: 0 | 32.7529
0 | 234303-Lighting-Remove 4 Ft Lamp (De-Lamp) - Tr1 | COFL00AVDEL01 | 7 | Commercial | 14-MLI-Manufacturing–LightIndustry-LIGHT | 0 |  |  |  |  | 28.2518 | 16.4871 | 0 | 0 | 0 | 11.7647 | 100.2037 |  | kWh | 0.030965 | -0.12955 | Commercial |  | Annual | [5 empty] | 11 | 0.96 |  |  |  | 0 | 0 | 16.3764 | 0 | 0 | 0 | 0 | 0 | 0 | 0 | 0 | 0 | 2006 Qtr 1: 0; 2006 Qtr 2: 0; 2006 Qtr 3: 0; 2006 Qtr 4: 0; 2007 Qtr 1: 0; 2007 Qtr 2: 0; 2007 Qtr 3: 0; 2007 Qtr 4: 16.3764; 2008 Qtr 1: 0; 2008 Qtr 2: 0; 2008 Qtr 3: 0; 2008 Qtr 4: 0 | 16.3764
0 | 234083-Refrigeration -Cooler/Freezer Door Gaskets - Glass Doors |  | 7 | Commercial | 01-ALC-AllCommercial-Refrig | 0 |  |  |  |  | 3.9999 | 4 | 0 | 0 | 0 | -5.535e-05 | 104.55 |  | kWh | 0.01195 | 0 | Commercial |  | Annual | [5 empty] | 4 | 0.96 |  |  |  | 0 | 0 | 420 | 0 | 0 | 0 | 0 | 0 | 0 | 0 | 0 | 0 | 2006 Qtr 1: 0; 2006 Qtr 2: 0; 2006 Qtr 3: 0; 2006 Qtr 4: 0; 2007 Qtr 1: 0; 2007 Qtr 2: 0; 2007 Qtr 3: 420; 2007 Qtr 4: 0; 2008 Qtr 1: 0; 2008 Qtr 2: 0; 2008 Qtr 3: 0; 2008 Qtr 4: 0 | 420
0 | 234330-Premium T8 with T12 40 Watt Baseline - Tr1 |  | 10 | Commercial | 01-ALC-AllCommercial-IntLight | 0 |  |  |  |  | 13.9589 | 13.1897 | 0 | 0 | 0 | 0.76922 | 40.547 |  | kWh | 0.0073476 | -0.066403 | Commercial |  | Annual | [5 empty] | 11 | 0.96 |  |  |  | 0 | 0 | 63.6862 | 0 | 0 | 0 | 0 | 0 | 0 | 0 | 0 | 0 | 2006 Qtr 1: 0; 2006 Qtr 2: 0; 2006 Qtr 3: 0; 2006 Qtr 4: 0; 2007 Qtr 1: 0; 2007 Qtr 2: 0; 2007 Qtr 3: 0; 2007 Qtr 4: 63.6862; 2008 Qtr 1: 0; 2008 Qtr 2: 0; 2008 Qtr 3: 0; 2008 Qtr 4: 0 | 63.6862
0 | 234303-Lighting-Remove 4 Ft Lamp (De-Lamp) - Tr1 | COFL00AVDEL01 | 10 | Commercial | 01-ALC-AllCommercial-IntLight | 0 |  |  |  |  | 28.2518 | 16.4871 | 0 | 0 | 0 | 11.7647 | 134.827 |  | kWh | 0.024432 | -0.2208 | Commercial |  | Annual | [5 empty] | 11 | 0.96 |  |  |  | 0 | 0 | 63.6862 | 0 | 0 | 0 | 0 | 0 | 0 | 0 | 0 | 0 | 2006 Qtr 1: 0; 2006 Qtr 2: 0; 2006 Qtr 3: 0; 2006 Qtr 4: 0; 2007 Qtr 1: 0; 2007 Qtr 2: 0; 2007 Qtr 3: 0; 2007 Qtr 4: 63.6862; 2008 Qtr 1: 0; 2008 Qtr 2: 0; 2008 Qtr 3: 0; 2008 Qtr 4: 0 | 63.6862
0 | 234331-Premium T8 with T12 40 Watt Baseline - Tr2 |  | 7 | Commercial | 01-ALC-AllCommercial-IntLight | 0 |  |  |  |  | 13.9591 | 9.8923 | 0 | 0 | 0 | 4.0668 | 35.8564 |  | kWh | 0.010832 | -0.058721 | Commercial |  | Annual | [5 empty] | 11 | 0.96 |  |  |  | 0 | 0 | 85.5214 | 0 | 0 | 0 | 0 | 0 | 0 | 0 | 0 | 0 | 2006 Qtr 1: 0; 2006 Qtr 2: 0; 2006 Qtr 3: 0; 2006 Qtr 4: 0; 2007 Qtr 1: 0; 2007 Qtr 2: 0; 2007 Qtr 3: 85.5214; 2007 Qtr 4: 0; 2008 Qtr 1: 0; 2008 Qtr 2: 0; 2008 Qtr 3: 0; 2008 Qtr 4: 0 | 85.5214
0 | 234304-Lighting-Remove 4 Ft Lamp (De-Lamp) - Tr2 | COFL00AVDEL01 | 7 | Commercial | 01-ALC-AllCommercial-IntLight | 0 |  |  |  |  | 28.2538 | 12.3653 | 0 | 0 | 0 | 15.8885 | 115.4744 |  | kWh | 0.034885 | -0.18911 | Commercial |  | Annual | [5 empty] | 11 | 0.96 |  |  |  | 0 | 0 | 7.2784 | 0 | 0 | 0 | 0 | 0 | 0 | 0 | 0 | 0 | 2006 Qtr 1: 0; 2006 Qtr 2: 0; 2006 Qtr 3: 0; 2006 Qtr 4: 0; 2007 Qtr 1: 0; 2007 Qtr 2: 0; 2007 Qtr 3: 7.2784; 2007 Qtr 4: 0; 2008 Qtr 1: 0; 2008 Qtr 2: 0; 2008 Qtr 3: 0; 2008 Qtr 4: 0 | 7.2784
0 | 234307-Lighting-Remove 8 Ft Lamp (De-Lamp) - Tr2 | CRTL00AVDEL02 | 7 | Commercial | 01-ALC-AllCommercial-IntLight | 0 |  |  |  |  | 28.4684 | 16.4871 | 0 | 0 | 0 | 11.9813 | 190.5751 |  | kWh | 0.057573 | -0.3121 | Commercial |  | Annual | [5 empty] | 11 | 0.96 |  |  |  | 0 | 0 | 45.4901 | 0 | 0 | 0 | 0 | 0 | 0 | 0 | 0 | 0 | 2006 Qtr 1: 0; 2006 Qtr 2: 0; 2006 Qtr 3: 0; 2006 Qtr 4: 0; 2007 Qtr 1: 0; 2007 Qtr 2: 0; 2007 Qtr 3: 45.4901; 2007 Qtr 4: 0; 2008 Qtr 1: 0; 2008 Qtr 2: 0; 2008 Qtr 3: 0; 2008 Qtr 4: 0 | 45.4901
0 | 234330-Premium T8 with T12 40 Watt Baseline - Tr1 |  | 7 | Commercial | 01-ALC-AllCommercial-IntLight | 0 |  |  |  |  | 13.9589 | 13.1897 | 0 | 0 | 0 | 0.76922 | 65.4159 |  | kWh | 0.012906 | -0.10713 | Commercial |  | Annual | [5 empty] | 11 | 0.96 |  |  |  | 0 | 0 | 21.8353 | 0 | 0 | 0 | 0 | 0 | 0 | 0 | 0 | 0 | 2006 Qtr 1: 0; 2006 Qtr 2: 0; 2006 Qtr 3: 0; 2006 Qtr 4: 0; 2007 Qtr 1: 0; 2007 Qtr 2: 0; 2007 Qtr 3: 0; 2007 Qtr 4: 21.8353; 2008 Qtr 1: 0; 2008 Qtr 2: 0; 2008 Qtr 3: 0; 2008 Qtr 4: 0 | 21.8353
0 | 234331-Premium T8 with T12 40 Watt Baseline - Tr2 |  | 7 | Commercial | 01-ALC-AllCommercial-IntLight | 0 |  |  |  |  | 13.9591 | 9.8923 | 0 | 0 | 0 | 4.0668 | 35.8564 |  | kWh | 0.010832 | -0.058721 | Commercial |  | Annual | [5 empty] | 11 | 0.96 |  |  |  | 0 | 0 | 7.2784 | 0 | 0 | 0 | 0 | 0 | 0 | 0 | 0 | 0 | 2006 Qtr 1: 0; 2006 Qtr 2: 0; 2006 Qtr 3: 0; 2006 Qtr 4: 0; 2007 Qtr 1: 0; 2007 Qtr 2: 0; 2007 Qtr 3: 0; 2007 Qtr 4: 7.2784; 2008 Qtr 1: 0; 2008 Qtr 2: 0; 2008 Qtr 3: 0; 2008 Qtr 4: 0 | 7.2784
0 | 234208-Lighting-8 Ft T-8 with Elec Ballast-Tr2 |  | 7 | Commercial | 01-ALC-AllCommercial-IntLight | 0 |  |  |  |  | 35.7165 | 16.4871 | 0 | 0 | 0 | 19.2294 | 29.0804 |  | kWh | 0.0087852 | -0.047624 | Commercial |  | Annual | [5 empty] | 11 | 0.96 |  |  |  | 0 | 0 | 21.8353 | 0 | 0 | 0 | 0 | 0 | 0 | 0 | 0 | 0 | 2006 Qtr 1: 0; 2006 Qtr 2: 0; 2006 Qtr 3: 0; 2006 Qtr 4: 0; 2007 Qtr 1: 0; 2007 Qtr 2: 0; 2007 Qtr 3: 0; 2007 Qtr 4: 21.8353; 2008 Qtr 1: 0; 2008 Qtr 2: 0; 2008 Qtr 3: 0; 2008 Qtr 4: 0 | 21.8353
0 | 234304-Lighting-Remove 4 Ft Lamp (De-Lamp) - Tr2 | COFL00AVDEL01 | 7 | Commercial | 01-ALC-AllCommercial-IntLight | 0 |  |  |  |  | 28.2538 | 12.3653 | 0 | 0 | 0 | 15.8885 | 115.4744 |  | kWh | 0.034885 | -0.18911 | Commercial |  | Annual | [5 empty] | 11 | 0.96 |  |  |  | 0 | 0 | 7.2784 | 0 | 0 | 0 | 0 | 0 | 0 | 0 | 0 | 0 | 2006 Qtr 1: 0; 2006 Qtr 2: 0; 2006 Qtr 3: 0; 2006 Qtr 4: 0; 2007 Qtr 1: 0; 2007 Qtr 2: 0; 2007 Qtr 3: 0; 2007 Qtr 4: 7.2784; 2008 Qtr 1: 0; 2008 Qtr 2: 0; 2008 Qtr 3: 0; 2008 Qtr 4: 0 | 7.2784
0 | 234331-Premium T8 with T12 40 Watt Baseline - Tr2 |  | 7 | Commercial | 01-ALC-AllCommercial-IntLight | 0 |  |  |  |  | 13.9591 | 9.8923 | 0 | 0 | 0 | 4.0668 | 35.8564 |  | kWh | 0.010832 | -0.058721 | Commercial |  | Annual | [5 empty] | 11 | 0.96 |  |  |  | 0 | 0 | 10.9176 | 0 | 0 | 0 | 0 | 0 | 0 | 0 | 0 | 0 | 2006 Qtr 1: 0; 2006 Qtr 2: 0; 2006 Qtr 3: 0; 2006 Qtr 4: 0; 2007 Qtr 1: 0; 2007 Qtr 2: 0; 2007 Qtr 3: 0; 2007 Qtr 4: 10.9176; 2008 Qtr 1: 0; 2008 Qtr 2: 0; 2008 Qtr 3: 0; 2008 Qtr 4: 0 | 10.9176
0 | 234208-Lighting-8 Ft T-8 with Elec Ballast-Tr2 |  | 7 | Commercial | 01-ALC-AllCommercial-IntLight | 0 |  |  |  |  | 35.7165 | 16.4871 | 0 | 0 | 0 | 19.2294 | 29.0804 |  | kWh | 0.0087852 | -0.047624 | Commercial |  | Annual | [5 empty] | 11 | 0.96 |  |  |  | 0 | 0 | 23.6549 | 0 | 0 | 0 | 0 | 0 | 0 | 0 | 0 | 0 | 2006 Qtr 1: 0; 2006 Qtr 2: 0; 2006 Qtr 3: 0; 2006 Qtr 4: 0; 2007 Qtr 1: 0; 2007 Qtr 2: 0; 2007 Qtr 3: 0; 2007 Qtr 4: 23.6549; 2008 Qtr 1: 0; 2008 Qtr 2: 0; 2008 Qtr 3: 0; 2008 Qtr 4: 0 | 23.6549
0 | 234304-Lighting-Remove 4 Ft Lamp (De-Lamp) - Tr2 | COFL00AVDEL01 | 7 | Commercial | 01-ALC-AllCommercial-IntLight | 0 |  |  |  |  | 28.2538 | 12.3653 | 0 | 0 | 0 | 15.8885 | 115.4744 |  | kWh | 0.034885 | -0.18911 | Commercial |  | Annual | [5 empty] | 11 | 0.96 |  |  |  | 0 | 0 | 9.098 | 0 | 0 | 0 | 0 | 0 | 0 | 0 | 0 | 0 | 2006 Qtr 1: 0; 2006 Qtr 2: 0; 2006 Qtr 3: 0; 2006 Qtr 4: 0; 2007 Qtr 1: 0; 2007 Qtr 2: 0; 2007 Qtr 3: 0; 2007 Qtr 4: 9.098; 2008 Qtr 1: 0; 2008 Qtr 2: 0; 2008 Qtr 3: 0; 2008 Qtr 4: 0 | 9.098
0 | 234201-Lighting-2 Ft 2nd Gen T-8 with Elec Ballast-Tr1 |  | 7 | Commercial | 01-ALC-AllCommercial-IntLight | 0 |  |  |  |  | 23.0819 | 10.9914 | 0 | 0 | 0 | 12.0905 | 19.1867 |  | kWh | 0.005946 | -0.031422 | Commercial |  | Annual | [5 empty] | 11 | 0.96 |  |  |  | 0 | 0 | 10.9176 | 0 | 0 | 0 | 0 | 0 | 0 | 0 | 0 | 0 | 2006 Qtr 1: 0; 2006 Qtr 2: 0; 2006 Qtr 3: 0; 2006 Qtr 4: 0; 2007 Qtr 1: 0; 2007 Qtr 2: 0; 2007 Qtr 3: 0; 2007 Qtr 4: 10.9176; 2008 Qtr 1: 0; 2008 Qtr 2: 0; 2008 Qtr 3: 0; 2008 Qtr 4: 0 | 10.9176
0 | 234330-Premium T8 with T12 40 Watt Baseline - Tr1 |  | 7 | Commercial | 01-ALC-AllCommercial-IntLight | 0 |  |  |  |  | 13.9589 | 13.1897 | 0 | 0 | 0 | 0.76922 | 30.14 |  | kWh | 0.0093405 | -0.04936 | Commercial |  | Annual | [5 empty] | 11 | 0.96 |  |  |  | 0 | 0 | 28.2039 | 0 | 0 | 0 | 0 | 0 | 0 | 0 | 0 | 0 | 2006 Qtr 1: 0; 2006 Qtr 2: 0; 2006 Qtr 3: 0; 2006 Qtr 4: 0; 2007 Qtr 1: 0; 2007 Qtr 2: 0; 2007 Qtr 3: 0; 2007 Qtr 4: 28.2039; 2008 Qtr 1: 0; 2008 Qtr 2: 0; 2008 Qtr 3: 0; 2008 Qtr 4: 0 | 28.2039
0 | 234303-Lighting-Remove 4 Ft Lamp (De-Lamp) - Tr1 | COFL00AVDEL01 | 7 | Commercial | 01-ALC-AllCommercial-IntLight | 0 |  |  |  |  | 28.2518 | 16.4871 | 0 | 0 | 0 | 11.7647 | 100.2216 |  | kWh | 0.031059 | -0.16413 | Commercial |  | Annual | [5 empty] | 11 | 0.96 |  |  |  | 0 | 0 | 19.1058 | 0 | 0 | 0 | 0 | 0 | 0 | 0 | 0 | 0 | 2006 Qtr 1: 0; 2006 Qtr 2: 0; 2006 Qtr 3: 0; 2006 Qtr 4: 0; 2007 Qtr 1: 0; 2007 Qtr 2: 0; 2007 Qtr 3: 0; 2007 Qtr 4: 19.1058; 2008 Qtr 1: 0; 2008 Qtr 2: 0; 2008 Qtr 3: 0; 2008 Qtr 4: 0 | 19.1058
0 | 234330-Premium T8 with T12 40 Watt Baseline - Tr1 |  | 7 | Commercial | 01-ALC-AllCommercial-IntLight | 0 |  |  |  |  | 13.9589 | 13.1897 | 0 | 0 | 0 | 0.76922 | 34.727 |  | kWh | 0.010491 | -0.056872 | Commercial |  | Annual | [5 empty] | 11 | 0.96 |  |  |  | 0 | 0 | 110.9959 | 0 | 0 | 0 | 0 | 0 | 0 | 0 | 0 | 0 | 2006 Qtr 1: 0; 2006 Qtr 2: 0; 2006 Qtr 3: 0; 2006 Qtr 4: 0; 2007 Qtr 1: 0; 2007 Qtr 2: 0; 2007 Qtr 3: 0; 2007 Qtr 4: 110.9959; 2008 Qtr 1: 0; 2008 Qtr 2: 0; 2008 Qtr 3: 0; 2008 Qtr 4: 0 | 110.9959
0 | 234360-Lighting-IntrHiByLnrFlscntFxtr244wrplc400w(TrI)Tr1 |  | 7 | Commercial | 01-ALC-AllCommercial-IntLight | 0 |  |  |  |  | 328.1301 | 153.8404 | 0 | 0 | 0 | 174.2897 | 667.7705 |  | kWh | 0.1712 | -1.0936 | Commercial |  | Annual | [5 empty] | 11 | 0.96 |  |  |  | 0 | 0 | 25.3509 | 0 | 0 | 0 | 0 | 0 | 0 | 0 | 0 | 0 | 2006 Qtr 1: 0; 2006 Qtr 2: 0; 2006 Qtr 3: 0; 2006 Qtr 4: 0; 2007 Qtr 1: 0; 2007 Qtr 2: 0; 2007 Qtr 3: 0; 2007 Qtr 4: 25.3509; 2008 Qtr 1: 0; 2008 Qtr 2: 0; 2008 Qtr 3: 0; 2008 Qtr 4: 0 | 25.3509
0 | 234332-Premium T8 with T12 40 Watt Baseline - Tr3 |  | 7 | Commercial | 01-ALC-AllCommercial-IntLight | 0 |  |  |  |  | 13.9591 | 7.1444 | 0 | 0 | 0 | 6.8147 | 30.0292 |  | kWh | 0.0096667 | -0.049178 | Commercial |  | Annual | [5 empty] | 11 | 0.96 |  |  |  | 0 | 0 | 50.9489 | 0 | 0 | 0 | 0 | 0 | 0 | 0 | 0 | 0 | 2006 Qtr 1: 0; 2006 Qtr 2: 0; 2006 Qtr 3: 0; 2006 Qtr 4: 0; 2007 Qtr 1: 0; 2007 Qtr 2: 0; 2007 Qtr 3: 0; 2007 Qtr 4: 50.9489; 2008 Qtr 1: 0; 2008 Qtr 2: 0; 2008 Qtr 3: 0; 2008 Qtr 4: 0 | 50.9489
0 | 234209-Lighting-8 Ft T-8 with Elec Ballast-Tr3 |  | 7 | Commercial | 01-ALC-AllCommercial-IntLight | 0 |  |  |  |  | 35.7221 | 11.541 | 0 | 0 | 0 | 24.1811 | 37.0795 |  | kWh | 0.011936 | -0.060724 | Commercial |  | Annual | [5 empty] | 11 | 0.96 |  |  |  | 0 | 0 | 107.3567 | 0 | 0 | 0 | 0 | 0 | 0 | 0 | 0 | 0 | 2006 Qtr 1: 0; 2006 Qtr 2: 0; 2006 Qtr 3: 0; 2006 Qtr 4: 0; 2007 Qtr 1: 0; 2007 Qtr 2: 0; 2007 Qtr 3: 0; 2007 Qtr 4: 107.3567; 2008 Qtr 1: 0; 2008 Qtr 2: 0; 2008 Qtr 3: 0; 2008 Qtr 4: 0 | 107.3567
0 | 234331-Premium T8 with T12 40 Watt Baseline - Tr2 |  | 7 | Commercial | 01-ALC-AllCommercial-IntLight | 0 |  |  |  |  | 13.9591 | 9.8923 | 0 | 0 | 0 | 4.0668 | 35.8564 |  | kWh | 0.010832 | -0.058721 | Commercial |  | Annual | [5 empty] | 11 | 0.96 |  |  |  | 0 | 0 | 12.7372 | 0 | 0 | 0 | 0 | 0 | 0 | 0 | 0 | 0 | 2006 Qtr 1: 0; 2006 Qtr 2: 0; 2006 Qtr 3: 0; 2006 Qtr 4: 0; 2007 Qtr 1: 0; 2007 Qtr 2: 0; 2007 Qtr 3: 0; 2007 Qtr 4: 12.7372; 2008 Qtr 1: 0; 2008 Qtr 2: 0; 2008 Qtr 3: 0; 2008 Qtr 4: 0 | 12.7372
0 | 234208-Lighting-8 Ft T-8 with Elec Ballast-Tr2 |  | 7 | Commercial | 01-ALC-AllCommercial-IntLight | 0 |  |  |  |  | 35.7165 | 16.4871 | 0 | 0 | 0 | 19.2294 | 29.0804 |  | kWh | 0.0087852 | -0.047624 | Commercial |  | Annual | [5 empty] | 11 | 0.96 |  |  |  | 0 | 0 | 25.4745 | 0 | 0 | 0 | 0 | 0 | 0 | 0 | 0 | 0 | 2006 Qtr 1: 0; 2006 Qtr 2: 0; 2006 Qtr 3: 0; 2006 Qtr 4: 0; 2007 Qtr 1: 0; 2007 Qtr 2: 0; 2007 Qtr 3: 0; 2007 Qtr 4: 25.4745; 2008 Qtr 1: 0; 2008 Qtr 2: 0; 2008 Qtr 3: 0; 2008 Qtr 4: 0 | 25.4745
0 | 234304-Lighting-Remove 4 Ft Lamp (De-Lamp) - Tr2 | COFL00AVDEL01 | 7 | Commercial | 01-ALC-AllCommercial-IntLight | 0 |  |  |  |  | 28.2538 | 12.3653 | 0 | 0 | 0 | 15.8885 | 115.4744 |  | kWh | 0.034885 | -0.18911 | Commercial |  | Annual | [5 empty] | 11 | 0.96 |  |  |  | 0 | 0 | 1.8196 | 0 | 0 | 0 | 0 | 0 | 0 | 0 | 0 | 0 | 2006 Qtr 1: 0; 2006 Qtr 2: 0; 2006 Qtr 3: 0; 2006 Qtr 4: 0; 2007 Qtr 1: 0; 2007 Qtr 2: 0; 2007 Qtr 3: 0; 2007 Qtr 4: 1.8196; 2008 Qtr 1: 0; 2008 Qtr 2: 0; 2008 Qtr 3: 0; 2008 Qtr 4: 0 | 1.8196
0 | 234049-Lighting-LED Exit Sign New Sign | CALC00AVETS01 | 7 | Commercial | 02-ASM-Assembly-Exit | 0 |  |  |  |  | 65.3696 | 45 | 0 | 0 | 0 | 20.3696 | 351.311 |  | kWh | 0 | 0 | Commercial |  | Annual | [5 empty] | 16 | 0.96 |  |  |  | 0 | 0 | 1 | 0 | 0 | 0 | 0 | 0 | 0 | 0 | 0 | 0 | 2006 Qtr 1: 0; 2006 Qtr 2: 0; 2006 Qtr 3: 0; 2006 Qtr 4: 0; 2007 Qtr 1: 0; 2007 Qtr 2: 0; 2007 Qtr 3: 0; 2007 Qtr 4: 1; 2008 Qtr 1: 0; 2008 Qtr 2: 0; 2008 Qtr 3: 0; 2008 Qtr 4: 0 | 1
0 | 234330-Premium T8 with T12 40 Watt Baseline - Tr1 |  | 7 | Commercial | 14-MLI-Manufacturing–LightIndustry-LIGHT | 0 |  |  |  |  | 13.9589 | 13.1897 | 0 | 0 | 0 | 0.76922 | 30.1346 |  | kWh | 0.0093123 | -0.038961 | Commercial |  | Annual | [5 empty] | 11 | 0.96 |  |  |  | 0 | 0 | 84.6116 | 0 | 0 | 0 | 0 | 0 | 0 | 0 | 0 | 0 | 2006 Qtr 1: 0; 2006 Qtr 2: 0; 2006 Qtr 3: 0; 2006 Qtr 4: 0; 2007 Qtr 1: 0; 2007 Qtr 2: 0; 2007 Qtr 3: 0; 2007 Qtr 4: 84.6116; 2008 Qtr 1: 0; 2008 Qtr 2: 0; 2008 Qtr 3: 0; 2008 Qtr 4: 0 | 84.6116
0 | 234207-Lighting-8 Ft T-8 with Elec Ballast-Tr1 |  | 7 | Commercial | 14-MLI-Manufacturing–LightIndustry-LIGHT | 0 |  |  |  |  | 35.7163 | 21.9828 | 0 | 0 | 0 | 13.7335 | 24.9897 |  | kWh | 0.0077224 | -0.032309 | Commercial |  | Annual | [5 empty] | 11 | 0.96 |  |  |  | 0 | 0 | 43.6705 | 0 | 0 | 0 | 0 | 0 | 0 | 0 | 0 | 0 | 2006 Qtr 1: 0; 2006 Qtr 2: 0; 2006 Qtr 3: 0; 2006 Qtr 4: 0; 2007 Qtr 1: 0; 2007 Qtr 2: 0; 2007 Qtr 3: 0; 2007 Qtr 4: 43.6705; 2008 Qtr 1: 0; 2008 Qtr 2: 0; 2008 Qtr 3: 0; 2008 Qtr 4: 0 | 43.6705
0 | 234331-Premium T8 with T12 40 Watt Baseline - Tr2 |  | 10 | Commercial | 01-ALC-AllCommercial-IntLight | 0 |  |  |  |  | 13.9591 | 9.8923 | 0 | 0 | 0 | 4.0668 | 41.8656 |  | kWh | 0.0075865 | -0.068563 | Commercial |  | Annual | [5 empty] | 11 | 0.96 |  |  |  | 0 | 0 | 7.2784 | 0 | 0 | 0 | 0 | 0 | 0 | 0 | 0 | 0 | 2006 Qtr 1: 0; 2006 Qtr 2: 0; 2006 Qtr 3: 0; 2006 Qtr 4: 0; 2007 Qtr 1: 0; 2007 Qtr 2: 0; 2007 Qtr 3: 0; 2007 Qtr 4: 7.2784; 2008 Qtr 1: 0; 2008 Qtr 2: 0; 2008 Qtr 3: 0; 2008 Qtr 4: 0 | 7.2784
0 | 234208-Lighting-8 Ft T-8 with Elec Ballast-Tr2 |  | 10 | Commercial | 01-ALC-AllCommercial-IntLight | 0 |  |  |  |  | 35.7165 | 16.4871 | 0 | 0 | 0 | 19.2294 | 33.954 |  | kWh | 0.0061528 | -0.055606 | Commercial |  | Annual | [5 empty] | 11 | 0.96 |  |  |  | 0 | 0 | 14.5568 | 0 | 0 | 0 | 0 | 0 | 0 | 0 | 0 | 0 | 2006 Qtr 1: 0; 2006 Qtr 2: 0; 2006 Qtr 3: 0; 2006 Qtr 4: 0; 2007 Qtr 1: 0; 2007 Qtr 2: 0; 2007 Qtr 3: 0; 2007 Qtr 4: 14.5568; 2008 Qtr 1: 0; 2008 Qtr 2: 0; 2008 Qtr 3: 0; 2008 Qtr 4: 0 | 14.5568
0 | 234304-Lighting-Remove 4 Ft Lamp (De-Lamp) - Tr2 | COFL00AVDEL01 | 10 | Commercial | 01-ALC-AllCommercial-IntLight | 0 |  |  |  |  | 28.2538 | 12.3653 | 0 | 0 | 0 | 15.8885 | 134.827 |  | kWh | 0.024432 | -0.2208 | Commercial |  | Annual | [5 empty] | 11 | 0.96 |  |  |  | 0 | 0 | 7.2784 | 0 | 0 | 0 | 0 | 0 | 0 | 0 | 0 | 0 | 2006 Qtr 1: 0; 2006 Qtr 2: 0; 2006 Qtr 3: 0; 2006 Qtr 4: 0; 2007 Qtr 1: 0; 2007 Qtr 2: 0; 2007 Qtr 3: 0; 2007 Qtr 4: 7.2784; 2008 Qtr 1: 0; 2008 Qtr 2: 0; 2008 Qtr 3: 0; 2008 Qtr 4: 0 | 7.2784
0 | 234331-Premium T8 with T12 40 Watt Baseline - Tr2 |  | 7 | Commercial | 01-ALC-AllCommercial-IntLight | 0 |  |  |  |  | 13.9591 | 9.8923 | 0 | 0 | 0 | 4.0668 | 31.1202 |  | kWh | 0.0096442 | -0.050965 | Commercial |  | Annual | [5 empty] | 11 | 0.96 |  |  |  | 0 | 0 | 25.4745 | 0 | 0 | 0 | 0 | 0 | 0 | 0 | 0 | 0 | 2006 Qtr 1: 0; 2006 Qtr 2: 0; 2006 Qtr 3: 0; 2006 Qtr 4: 0; 2007 Qtr 1: 0; 2007 Qtr 2: 0; 2007 Qtr 3: 0; 2007 Qtr 4: 25.4745; 2008 Qtr 1: 0; 2008 Qtr 2: 0; 2008 Qtr 3: 0; 2008 Qtr 4: 0 | 25.4745
0 | 234304-Lighting-Remove 4 Ft Lamp (De-Lamp) - Tr2 | COFL00AVDEL01 | 7 | Commercial | 01-ALC-AllCommercial-IntLight | 0 |  |  |  |  | 28.2538 | 12.3653 | 0 | 0 | 0 | 15.8885 | 100.2216 |  | kWh | 0.031059 | -0.16413 | Commercial |  | Annual | [5 empty] | 11 | 0.96 |  |  |  | 0 | 0 | 25.4745 | 0 | 0 | 0 | 0 | 0 | 0 | 0 | 0 | 0 | 2006 Qtr 1: 0; 2006 Qtr 2: 0; 2006 Qtr 3: 0; 2006 Qtr 4: 0; 2007 Qtr 1: 0; 2007 Qtr 2: 0; 2007 Qtr 3: 0; 2007 Qtr 4: 25.4745; 2008 Qtr 1: 0; 2008 Qtr 2: 0; 2008 Qtr 3: 0; 2008 Qtr 4: 0 | 25.4745
0 | 234330-Premium T8 with T12 40 Watt Baseline - Tr1 |  | 7 | Commercial | 01-ALC-AllCommercial-IntLight | 0 |  |  |  |  | 13.9589 | 13.1897 | 0 | 0 | 0 | 0.76922 | 30.14 |  | kWh | 0.0093405 | -0.04936 | Commercial |  | Annual | [5 empty] | 11 | 0.96 |  |  |  | 0 | 0 | 156.486 | 0 | 0 | 0 | 0 | 0 | 0 | 0 | 0 | 0 | 2006 Qtr 1: 0; 2006 Qtr 2: 0; 2006 Qtr 3: 0; 2006 Qtr 4: 0; 2007 Qtr 1: 0; 2007 Qtr 2: 0; 2007 Qtr 3: 0; 2007 Qtr 4: 156.486; 2008 Qtr 1: 0; 2008 Qtr 2: 0; 2008 Qtr 3: 0; 2008 Qtr 4: 0 | 156.486
0 | 234303-Lighting-Remove 4 Ft Lamp (De-Lamp) - Tr1 | COFL00AVDEL01 | 7 | Commercial | 01-ALC-AllCommercial-IntLight | 0 |  |  |  |  | 28.2518 | 16.4871 | 0 | 0 | 0 | 11.7647 | 100.2216 |  | kWh | 0.031059 | -0.16413 | Commercial |  | Annual | [5 empty] | 11 | 0.96 |  |  |  | 0 | 0 | 152.8468 | 0 | 0 | 0 | 0 | 0 | 0 | 0 | 0 | 0 | 2006 Qtr 1: 0; 2006 Qtr 2: 0; 2006 Qtr 3: 0; 2006 Qtr 4: 0; 2007 Qtr 1: 0; 2007 Qtr 2: 0; 2007 Qtr 3: 0; 2007 Qtr 4: 152.8468; 2008 Qtr 1: 0; 2008 Qtr 2: 0; 2008 Qtr 3: 0; 2008 Qtr 4: 0 | 152.8468
0 | 234331-Premium T8 with T12 40 Watt Baseline - Tr2 |  | 7 | Commercial | 01-ALC-AllCommercial-IntLight | 0 |  |  |  |  | 13.9591 | 13.1897 | 0 | 0 | 0 | 0.7694 | 35.8564 |  | kWh | 0.010832 | -0.058721 | Commercial |  | Annual | [5 empty] | 11 | 0.96 |  |  |  | 0 | 0 | 12.7372 | 0 | 0 | 0 | 0 | 0 | 0 | 0 | 0 | 0 | 2006 Qtr 1: 0; 2006 Qtr 2: 0; 2006 Qtr 3: 0; 2006 Qtr 4: 0; 2007 Qtr 1: 0; 2007 Qtr 2: 0; 2007 Qtr 3: 0; 2007 Qtr 4: 12.7372; 2008 Qtr 1: 0; 2008 Qtr 2: 0; 2008 Qtr 3: 0; 2008 Qtr 4: 0 | 12.7372
0 | 234304-Lighting-Remove 4 Ft Lamp (De-Lamp) - Tr2 | COFL00AVDEL01 | 7 | Commercial | 01-ALC-AllCommercial-IntLight | 0 |  |  |  |  | 28.2538 | 12.3653 | 0 | 0 | 0 | 15.8885 | 115.4744 |  | kWh | 0.034885 | -0.18911 | Commercial |  | Annual | [5 empty] | 11 | 0.96 |  |  |  | 0 | 0 | 12.7372 | 0 | 0 | 0 | 0 | 0 | 0 | 0 | 0 | 0 | 2006 Qtr 1: 0; 2006 Qtr 2: 0; 2006 Qtr 3: 0; 2006 Qtr 4: 0; 2007 Qtr 1: 0; 2007 Qtr 2: 0; 2007 Qtr 3: 0; 2007 Qtr 4: 12.7372; 2008 Qtr 1: 0; 2008 Qtr 2: 0; 2008 Qtr 3: 0; 2008 Qtr 4: 0 | 12.7372
0 | 234207-Lighting-8 Ft T-8 with Elec Ballast-Tr1 |  | 7 | Commercial | 01-ALC-AllCommercial-IntLight | 0 |  |  |  |  | 35.7163 | 21.9828 | 0 | 0 | 0 | 13.7335 | 24.9942 |  | kWh | 0.0077458 | -0.040932 | Commercial |  | Annual | [5 empty] | 11 | 0.96 |  |  |  | 0 | 0 | 156.486 | 0 | 0 | 0 | 0 | 0 | 0 | 0 | 0 | 0 | 2006 Qtr 1: 0; 2006 Qtr 2: 0; 2006 Qtr 3: 0; 2006 Qtr 4: 0; 2007 Qtr 1: 0; 2007 Qtr 2: 0; 2007 Qtr 3: 0; 2007 Qtr 4: 156.486; 2008 Qtr 1: 0; 2008 Qtr 2: 0; 2008 Qtr 3: 0; 2008 Qtr 4: 0 | 156.486
0 | 234330-Premium T8 with T12 40 Watt Baseline - Tr1 |  | 7 | Commercial | 01-ALC-AllCommercial-IntLight | 0 |  |  |  |  | 13.9589 | 13.1897 | 0 | 0 | 0 | 0.76922 | 30.14 |  | kWh | 0.0093405 | -0.04936 | Commercial |  | Annual | [5 empty] | 11 | 0.96 |  |  |  | 0 | 0 | 5.4588 | 0 | 0 | 0 | 0 | 0 | 0 | 0 | 0 | 0 | 2006 Qtr 1: 0; 2006 Qtr 2: 0; 2006 Qtr 3: 0; 2006 Qtr 4: 0; 2007 Qtr 1: 0; 2007 Qtr 2: 0; 2007 Qtr 3: 0; 2007 Qtr 4: 5.4588; 2008 Qtr 1: 0; 2008 Qtr 2: 0; 2008 Qtr 3: 0; 2008 Qtr 4: 0 | 5.4588
0 | 234049-Lighting-LED Exit Sign New Sign | CALC00AVETS01 | 7 | Commercial | 02-ASM-Assembly-Exit | 0 |  |  |  |  | 65.3696 | 45 | 0 | 0 | 0 | 20.3696 | 351.311 |  | kWh | 0 | 0 | Commercial |  | Annual | [5 empty] | 16 | 0.96 |  |  |  | 0 | 0 | 2 | 0 | 0 | 0 | 0 | 0 | 0 | 0 | 0 | 0 | 2006 Qtr 1: 0; 2006 Qtr 2: 0; 2006 Qtr 3: 0; 2006 Qtr 4: 0; 2007 Qtr 1: 0; 2007 Qtr 2: 0; 2007 Qtr 3: 0; 2007 Qtr 4: 2; 2008 Qtr 1: 0; 2008 Qtr 2: 0; 2008 Qtr 3: 0; 2008 Qtr 4: 0 | 2
0 | 234331-Premium T8 with T12 40 Watt Baseline - Tr2 |  | 7 | Commercial | 01-ALC-AllCommercial-IntLight | 0 |  |  |  |  | 13.9591 | 9.8923 | 0 | 0 | 0 | 4.0668 | 31.1202 |  | kWh | 0.0096442 | -0.050965 | Commercial |  | Annual | [5 empty] | 11 | 0.96 |  |  |  | 0 | 0 | 18.196 | 0 | 0 | 0 | 0 | 0 | 0 | 0 | 0 | 0 | 2006 Qtr 1: 0; 2006 Qtr 2: 0; 2006 Qtr 3: 0; 2006 Qtr 4: 0; 2007 Qtr 1: 18.196; 2007 Qtr 2: 0; 2007 Qtr 3: 0; 2007 Qtr 4: 0; 2008 Qtr 1: 0; 2008 Qtr 2: 0; 2008 Qtr 3: 0; 2008 Qtr 4: 0 | 18.196
0 | 234304-Lighting-Remove 4 Ft Lamp (De-Lamp) - Tr2 | COFL00AVDEL01 | 7 | Commercial | 01-ALC-AllCommercial-IntLight | 0 |  |  |  |  | 28.2538 | 12.3653 | 0 | 0 | 0 | 15.8885 | 100.2216 |  | kWh | 0.031059 | -0.16413 | Commercial |  | Annual | [5 empty] | 11 | 0.96 |  |  |  | 0 | 0 | 18.196 | 0 | 0 | 0 | 0 | 0 | 0 | 0 | 0 | 0 | 2006 Qtr 1: 0; 2006 Qtr 2: 0; 2006 Qtr 3: 0; 2006 Qtr 4: 0; 2007 Qtr 1: 18.196; 2007 Qtr 2: 0; 2007 Qtr 3: 0; 2007 Qtr 4: 0; 2008 Qtr 1: 0; 2008 Qtr 2: 0; 2008 Qtr 3: 0; 2008 Qtr 4: 0 | 18.196
0 | 234330-Premium T8 with T12 40 Watt Baseline - Tr1 |  | 7 | Commercial | 01-ALC-AllCommercial-IntLight | 0 |  |  |  |  | 13.9589 | 13.1897 | 0 | 0 | 0 | 0.76922 | 34.727 |  | kWh | 0.010491 | -0.056872 | Commercial |  | Annual | [5 empty] | 11 | 0.96 |  |  |  | 0 | 0 | 27.2941 | 0 | 0 | 0 | 0 | 0 | 0 | 0 | 0 | 0 | 2006 Qtr 1: 0; 2006 Qtr 2: 0; 2006 Qtr 3: 0; 2006 Qtr 4: 0; 2007 Qtr 1: 27.2941; 2007 Qtr 2: 0; 2007 Qtr 3: 0; 2007 Qtr 4: 0; 2008 Qtr 1: 0; 2008 Qtr 2: 0; 2008 Qtr 3: 0; 2008 Qtr 4: 0 | 27.2941
0 | 234303-Lighting-Remove 4 Ft Lamp (De-Lamp) - Tr1 | COFL00AVDEL01 | 7 | Commercial | 01-ALC-AllCommercial-IntLight | 0 |  |  |  |  | 28.2518 | 16.4871 | 0 | 0 | 0 | 11.7647 | 115.4744 |  | kWh | 0.034885 | -0.18911 | Commercial |  | Annual | [5 empty] | 11 | 0.96 |  |  |  | 0 | 0 | 27.2941 | 0 | 0 | 0 | 0 | 0 | 0 | 0 | 0 | 0 | 2006 Qtr 1: 0; 2006 Qtr 2: 0; 2006 Qtr 3: 0; 2006 Qtr 4: 0; 2007 Qtr 1: 27.2941; 2007 Qtr 2: 0; 2007 Qtr 3: 0; 2007 Qtr 4: 0; 2008 Qtr 1: 0; 2008 Qtr 2: 0; 2008 Qtr 3: 0; 2008 Qtr 4: 0 | 27.2941
0 | 234207-Lighting-8 Ft T-8 with Elec Ballast-Tr1 |  | 7 | Commercial | 01-ALC-AllCommercial-IntLight | 0 |  |  |  |  | 35.7163 | 21.9828 | 0 | 0 | 0 | 13.7335 | 54.2473 |  | kWh | 0.010702 | -0.08884 | Commercial |  | Annual | [5 empty] | 11 | 0.96 |  |  |  | 0 | 0 | 60.0469 | 0 | 0 | 0 | 0 | 0 | 0 | 0 | 0 | 0 | 2006 Qtr 1: 0; 2006 Qtr 2: 0; 2006 Qtr 3: 0; 2006 Qtr 4: 0; 2007 Qtr 1: 0; 2007 Qtr 2: 0; 2007 Qtr 3: 0; 2007 Qtr 4: 60.0469; 2008 Qtr 1: 0; 2008 Qtr 2: 0; 2008 Qtr 3: 0; 2008 Qtr 4: 0 | 60.0469
0 | 234207-Lighting-8 Ft T-8 with Elec Ballast-Tr1 |  | 7 | Commercial | 01-ALC-AllCommercial-IntLight | 0 |  |  |  |  | 35.7163 | 21.9828 | 0 | 0 | 0 | 13.7335 | 33.6243 |  | kWh | 0.0060931 | -0.055066 | Commercial |  | Annual | [5 empty] | 11 | 0.96 |  |  |  | 0 | 0 | 23.6549 | 0 | 0 | 0 | 0 | 0 | 0 | 0 | 0 | 0 | 2006 Qtr 1: 0; 2006 Qtr 2: 0; 2006 Qtr 3: 0; 2006 Qtr 4: 0; 2007 Qtr 1: 0; 2007 Qtr 2: 0; 2007 Qtr 3: 0; 2007 Qtr 4: 23.6549; 2008 Qtr 1: 0; 2008 Qtr 2: 0; 2008 Qtr 3: 0; 2008 Qtr 4: 0 | 23.6549
0 | 234330-Premium T8 with T12 40 Watt Baseline - Tr1 |  | 7 | Commercial | 01-ALC-AllCommercial-IntLight | 0 |  |  |  |  | 13.9589 | 13.1897 | 0 | 0 | 0 | 0.76922 | 40.547 |  | kWh | 0.0073476 | -0.066403 | Commercial |  | Annual | [5 empty] | 11 | 0.96 |  |  |  | 0 | 0 | 38.2117 | 0 | 0 | 0 | 0 | 0 | 0 | 0 | 0 | 0 | 2006 Qtr 1: 0; 2006 Qtr 2: 0; 2006 Qtr 3: 0; 2006 Qtr 4: 0; 2007 Qtr 1: 0; 2007 Qtr 2: 0; 2007 Qtr 3: 0; 2007 Qtr 4: 38.2117; 2008 Qtr 1: 0; 2008 Qtr 2: 0; 2008 Qtr 3: 0; 2008 Qtr 4: 0 | 38.2117
0 | 234303-Lighting-Remove 4 Ft Lamp (De-Lamp) - Tr1 | COFL00AVDEL01 | 7 | Commercial | 01-ALC-AllCommercial-IntLight | 0 |  |  |  |  | 28.2518 | 16.4871 | 0 | 0 | 0 | 11.7647 | 134.827 |  | kWh | 0.024432 | -0.2208 | Commercial |  | Annual | [5 empty] | 11 | 0.96 |  |  |  | 0 | 0 | 38.2117 | 0 | 0 | 0 | 0 | 0 | 0 | 0 | 0 | 0 | 2006 Qtr 1: 0; 2006 Qtr 2: 0; 2006 Qtr 3: 0; 2006 Qtr 4: 0; 2007 Qtr 1: 0; 2007 Qtr 2: 0; 2007 Qtr 3: 0; 2007 Qtr 4: 38.2117; 2008 Qtr 1: 0; 2008 Qtr 2: 0; 2008 Qtr 3: 0; 2008 Qtr 4: 0 | 38.2117
0 | 234003-A/C - Reflective Window Film Inland |  | 7 | Commercial | 01-ALC-AllCommercial-Cooling | 0 |  |  |  |  | 3.12 | 2 | 0 | 0 | 0 | 1.12 | 15.27 |  | kWh | 0.0023 | 0 | Commercial |  | Annual | [5 empty] | 10 | 0.96 |  |  |  | 0 | 0 | 159 | 0 | 0 | 0 | 0 | 0 | 0 | 0 | 0 | 0 | 2006 Qtr 1: 0; 2006 Qtr 2: 0; 2006 Qtr 3: 0; 2006 Qtr 4: 0; 2007 Qtr 1: 0; 2007 Qtr 2: 0; 2007 Qtr 3: 0; 2007 Qtr 4: 159; 2008 Qtr 1: 0; 2008 Qtr 2: 0; 2008 Qtr 3: 0; 2008 Qtr 4: 0 | 159
0 | 234126-Refrigeration - Efficient Evap Fan Motor Electronically Commutated Motor (ECM) | Averaged DEER Msrs | 7 | Commercial | 01-ALC-AllCommercial-Refrig | 0 |  |  |  |  | 6.7904 | 150 | 0 | 0 | 0 | -143.2096 | 116.369 |  | kWh | 0.015845 | -0.11528 | Commercial |  | Annual | [5 empty] | 15 | 0.96 |  |  |  | 0 | 0 | 17 | 0 | 0 | 0 | 0 | 0 | 0 | 0 | 0 | 0 | 2006 Qtr 1: 0; 2006 Qtr 2: 0; 2006 Qtr 3: 0; 2006 Qtr 4: 0; 2007 Qtr 1: 0; 2007 Qtr 2: 0; 2007 Qtr 3: 0; 2007 Qtr 4: 17; 2008 Qtr 1: 0; 2008 Qtr 2: 0; 2008 Qtr 3: 0; 2008 Qtr 4: 0 | 17
0 | 234126-Refrigeration - Efficient Evap Fan Motor Electronically Commutated Motor (ECM) | Averaged DEER Msrs | 7 | Commercial | 01-ALC-AllCommercial-Refrig | 0 |  |  |  |  | 6.7904 | 150 | 0 | 0 | 0 | -143.2096 | 116.369 |  | kWh | 0.015845 | -0.11528 | Commercial |  | Annual | [5 empty] | 15 | 0.96 |  |  |  | 0 | 0 | 1 | 0 | 0 | 0 | 0 | 0 | 0 | 0 | 0 | 0 | 2006 Qtr 1: 0; 2006 Qtr 2: 0; 2006 Qtr 3: 0; 2006 Qtr 4: 0; 2007 Qtr 1: 0; 2007 Qtr 2: 0; 2007 Qtr 3: 0; 2007 Qtr 4: 1; 2008 Qtr 1: 0; 2008 Qtr 2: 0; 2008 Qtr 3: 0; 2008 Qtr 4: 0 | 1
0 | 234126-Refrigeration - Efficient Evap Fan Motor Electronically Commutated Motor (ECM) | Averaged DEER Msrs | 10 | Commercial | 01-ALC-AllCommercial-Refrig | 0 |  |  |  |  | 6.7904 | 150 | 0 | 0 | 0 | -143.2096 | 116.369 |  | kWh | 0.015845 | -0.11528 | Commercial |  | Annual | [5 empty] | 15 | 0.96 |  |  |  | 0 | 0 | 21 | 0 | 0 | 0 | 0 | 0 | 0 | 0 | 0 | 0 | 2006 Qtr 1: 0; 2006 Qtr 2: 0; 2006 Qtr 3: 0; 2006 Qtr 4: 0; 2007 Qtr 1: 0; 2007 Qtr 2: 0; 2007 Qtr 3: 0; 2007 Qtr 4: 21; 2008 Qtr 1: 0; 2008 Qtr 2: 0; 2008 Qtr 3: 0; 2008 Qtr 4: 0 | 21
0 | 234331-Premium T8 with T12 40 Watt Baseline - Tr2 |  | 7 | Commercial | 01-ALC-AllCommercial-IntLight | 0 |  |  |  |  | 13.9591 | 9.8923 | 0 | 0 | 0 | 4.0668 | 30.2404 |  | kWh | 0.0077953 | -0.049524 | Commercial |  | Annual | [5 empty] | 11 | 0.96 |  |  |  | 0 | 0 | 90.9802 | 0 | 0 | 0 | 0 | 0 | 0 | 0 | 0 | 0 | 2006 Qtr 1: 0; 2006 Qtr 2: 0; 2006 Qtr 3: 0; 2006 Qtr 4: 0; 2007 Qtr 1: 0; 2007 Qtr 2: 0; 2007 Qtr 3: 0; 2007 Qtr 4: 90.9802; 2008 Qtr 1: 0; 2008 Qtr 2: 0; 2008 Qtr 3: 0; 2008 Qtr 4: 0 | 90.9802
0 | 234304-Lighting-Remove 4 Ft Lamp (De-Lamp) - Tr2 | COFL00AVDEL01 | 7 | Commercial | 01-ALC-AllCommercial-IntLight | 0 |  |  |  |  | 28.2538 | 12.3653 | 0 | 0 | 0 | 15.8885 | 97.3885 |  | kWh | 0.025105 | -0.15949 | Commercial |  | Annual | [5 empty] | 11 | 0.96 |  |  |  | 0 | 0 | 90.9802 | 0 | 0 | 0 | 0 | 0 | 0 | 0 | 0 | 0 | 2006 Qtr 1: 0; 2006 Qtr 2: 0; 2006 Qtr 3: 0; 2006 Qtr 4: 0; 2007 Qtr 1: 0; 2007 Qtr 2: 0; 2007 Qtr 3: 0; 2007 Qtr 4: 90.9802; 2008 Qtr 1: 0; 2008 Qtr 2: 0; 2008 Qtr 3: 0; 2008 Qtr 4: 0 | 90.9802
0 | 234049-Lighting-LED Exit Sign New Sign | CALC00AVETS01 | 7 | Commercial | 02-ASM-Assembly-Exit | 0 |  |  |  |  | 65.3696 | 45 | 0 | 0 | 0 | 20.3696 | 351.311 |  | kWh | 0 | 0 | Commercial |  | Annual | [5 empty] | 16 | 0.96 |  |  |  | 0 | 0 | 2 | 0 | 0 | 0 | 0 | 0 | 0 | 0 | 0 | 0 | 2006 Qtr 1: 0; 2006 Qtr 2: 0; 2006 Qtr 3: 0; 2006 Qtr 4: 0; 2007 Qtr 1: 0; 2007 Qtr 2: 0; 2007 Qtr 3: 0; 2007 Qtr 4: 2; 2008 Qtr 1: 0; 2008 Qtr 2: 0; 2008 Qtr 3: 0; 2008 Qtr 4: 0 | 2
0 | 234343-Steam Trap Replacement- Commercial - Other |  | 10 | Commercial | 21-RSD-Restaurant–SitDown-PROC_OTH | 0 |  |  |  |  | 113.64 | 75 | 0 | 0 | 0 | 38.64 | 0 |  | kWh | 0 | 16.68 | Commercial |  | Annual | [5 empty] | 15 | 0.96 |  |  |  | 0 | 0 | 12 | 0 | 0 | 0 | 0 | 0 | 0 | 0 | 0 | 0 | 2006 Qtr 1: 0; 2006 Qtr 2: 0; 2006 Qtr 3: 0; 2006 Qtr 4: 0; 2007 Qtr 1: 0; 2007 Qtr 2: 0; 2007 Qtr 3: 0; 2007 Qtr 4: 12; 2008 Qtr 1: 0; 2008 Qtr 2: 0; 2008 Qtr 3: 0; 2008 Qtr 4: 0 | 12
0 | 234343-Steam Trap Replacement- Commercial - Other |  | 7 | Commercial | 21-RSD-Restaurant–SitDown-PROC_OTH | 0 |  |  |  |  | 113.64 | 75 | 0 | 0 | 0 | 38.64 | 0 |  | kWh | 0 | 16.68 | Commercial |  | Annual | [5 empty] | 15 | 0.96 |  |  |  | 0 | 0 | 13 | 0 | 0 | 0 | 0 | 0 | 0 | 0 | 0 | 0 | 2006 Qtr 1: 0; 2006 Qtr 2: 0; 2006 Qtr 3: 0; 2006 Qtr 4: 0; 2007 Qtr 1: 0; 2007 Qtr 2: 0; 2007 Qtr 3: 0; 2007 Qtr 4: 13; 2008 Qtr 1: 0; 2008 Qtr 2: 0; 2008 Qtr 3: 0; 2008 Qtr 4: 0 | 13
0 | 234343-Steam Trap Replacement- Commercial - Other |  | 10 | Commercial | 21-RSD-Restaurant–SitDown-PROC_OTH | 0 |  |  |  |  | 113.64 | 75 | 0 | 0 | 0 | 38.64 | 0 |  | kWh | 0 | 16.68 | Commercial |  | Annual | [5 empty] | 15 | 0.96 |  |  |  | 0 | 0 | 18 | 0 | 0 | 0 | 0 | 0 | 0 | 0 | 0 | 0 | 2006 Qtr 1: 0; 2006 Qtr 2: 0; 2006 Qtr 3: 0; 2006 Qtr 4: 0; 2007 Qtr 1: 0; 2007 Qtr 2: 0; 2007 Qtr 3: 0; 2007 Qtr 4: 18; 2008 Qtr 1: 0; 2008 Qtr 2: 0; 2008 Qtr 3: 0; 2008 Qtr 4: 0 | 18
0 | 234343-Steam Trap Replacement- Commercial - Other |  | 7 | Commercial | 21-RSD-Restaurant–SitDown-PROC_OTH | 0 |  |  |  |  | 113.64 | 75 | 0 | 0 | 0 | 38.64 | 0 |  | kWh | 0 | 16.68 | Commercial |  | Annual | [5 empty] | 15 | 0.96 |  |  |  | 0 | 0 | 26 | 0 | 0 | 0 | 0 | 0 | 0 | 0 | 0 | 0 | 2006 Qtr 1: 0; 2006 Qtr 2: 0; 2006 Qtr 3: 0; 2006 Qtr 4: 0; 2007 Qtr 1: 0; 2007 Qtr 2: 0; 2007 Qtr 3: 0; 2007 Qtr 4: 26; 2008 Qtr 1: 0; 2008 Qtr 2: 0; 2008 Qtr 3: 0; 2008 Qtr 4: 0 | 26
0 | 234331-Premium T8 with T12 40 Watt Baseline - Tr2 |  | System | Commercial | 14-MLI-Manufacturing–LightIndustry-LIGHT | 0 |  |  |  |  | 13.9591 | 9.8923 | 0 | 0 | 0 | 4.0668 | 31.2346 |  | kWh | 0.0096136 | -0.044632 | Commercial |  | Annual | [5 empty] | 11 | 0.96 |  |  |  | 0 | 0 | 50.9489 | 0 | 0 | 0 | 0 | 0 | 0 | 0 | 0 | 0 | 2006 Qtr 1: 0; 2006 Qtr 2: 0; 2006 Qtr 3: 0; 2006 Qtr 4: 0; 2007 Qtr 1: 0; 2007 Qtr 2: 0; 2007 Qtr 3: 0; 2007 Qtr 4: 50.9489; 2008 Qtr 1: 0; 2008 Qtr 2: 0; 2008 Qtr 3: 0; 2008 Qtr 4: 0 | 50.9489
0 | 234304-Lighting-Remove 4 Ft Lamp (De-Lamp) - Tr2 | COFL00AVDEL01 | System | Commercial | 14-MLI-Manufacturing–LightIndustry-LIGHT | 0 |  |  |  |  | 28.2538 | 12.3653 | 0 | 0 | 0 | 15.8885 | 100.5901 |  | kWh | 0.03096 | -0.14374 | Commercial |  | Annual | [5 empty] | 11 | 0.96 |  |  |  | 0 | 0 | 36.3921 | 0 | 0 | 0 | 0 | 0 | 0 | 0 | 0 | 0 | 2006 Qtr 1: 0; 2006 Qtr 2: 0; 2006 Qtr 3: 0; 2006 Qtr 4: 0; 2007 Qtr 1: 0; 2007 Qtr 2: 0; 2007 Qtr 3: 0; 2007 Qtr 4: 36.3921; 2008 Qtr 1: 0; 2008 Qtr 2: 0; 2008 Qtr 3: 0; 2008 Qtr 4: 0 | 36.3921
0 | 234330-Premium T8 with T12 40 Watt Baseline - Tr1 |  | System | Commercial | 01-ALC-AllCommercial-IntLight | 0 |  |  |  |  | 13.9589 | 13.1897 | 0 | 0 | 0 | 0.76922 | 30.14 |  | kWh | 0.0093405 | -0.04936 | Commercial |  | Annual | [5 empty] | 11 | 0.96 |  |  |  | 0 | 0 | 16.3764 | 0 | 0 | 0 | 0 | 0 | 0 | 0 | 0 | 0 | 2006 Qtr 1: 0; 2006 Qtr 2: 0; 2006 Qtr 3: 0; 2006 Qtr 4: 0; 2007 Qtr 1: 0; 2007 Qtr 2: 0; 2007 Qtr 3: 0; 2007 Qtr 4: 16.3764; 2008 Qtr 1: 0; 2008 Qtr 2: 0; 2008 Qtr 3: 0; 2008 Qtr 4: 0 | 16.3764
0 | 234303-Lighting-Remove 4 Ft Lamp (De-Lamp) - Tr1 | COFL00AVDEL01 | System | Commercial | 01-ALC-AllCommercial-IntLight | 0 |  |  |  |  | 28.2518 | 16.4871 | 0 | 0 | 0 | 11.7647 | 100.2216 |  | kWh | 0.031059 | -0.16413 | Commercial |  | Annual | [5 empty] | 11 | 0.96 |  |  |  | 0 | 0 | 8.1882 | 0 | 0 | 0 | 0 | 0 | 0 | 0 | 0 | 0 | 2006 Qtr 1: 0; 2006 Qtr 2: 0; 2006 Qtr 3: 0; 2006 Qtr 4: 0; 2007 Qtr 1: 0; 2007 Qtr 2: 0; 2007 Qtr 3: 0; 2007 Qtr 4: 8.1882; 2008 Qtr 1: 0; 2008 Qtr 2: 0; 2008 Qtr 3: 0; 2008 Qtr 4: 0 | 8.1882
0 | 234332-Premium T8 with T12 40 Watt Baseline - Tr3 |  | System | Commercial | 01-ALC-AllCommercial-IntLight | 0 |  |  |  |  | 13.9591 | 7.1444 | 0 | 0 | 0 | 6.8147 | 28.1797 |  | kWh | 0.008733 | -0.046149 | Commercial |  | Annual | [5 empty] | 11 | 0.96 |  |  |  | 0 | 0 | 23.6549 | 0 | 0 | 0 | 0 | 0 | 0 | 0 | 0 | 0 | 2006 Qtr 1: 0; 2006 Qtr 2: 0; 2006 Qtr 3: 0; 2006 Qtr 4: 0; 2007 Qtr 1: 0; 2007 Qtr 2: 0; 2007 Qtr 3: 0; 2007 Qtr 4: 23.6549; 2008 Qtr 1: 0; 2008 Qtr 2: 0; 2008 Qtr 3: 0; 2008 Qtr 4: 0 | 23.6549
0 | 234305-Lighting-Remove 4 Ft Lamp (De-Lamp) - Tr3 | COFL00AVDEL01 | System | Commercial | 01-ALC-AllCommercial-IntLight | 0 |  |  |  |  | 28.2538 | 8.7931 | 0 | 0 | 0 | 19.4607 | 100.2216 |  | kWh | 0.031059 | -0.16413 | Commercial |  | Annual | [5 empty] | 11 | 0.96 |  |  |  | 0 | 0 | 23.6549 | 0 | 0 | 0 | 0 | 0 | 0 | 0 | 0 | 0 | 2006 Qtr 1: 0; 2006 Qtr 2: 0; 2006 Qtr 3: 0; 2006 Qtr 4: 0; 2007 Qtr 1: 0; 2007 Qtr 2: 0; 2007 Qtr 3: 0; 2007 Qtr 4: 23.6549; 2008 Qtr 1: 0; 2008 Qtr 2: 0; 2008 Qtr 3: 0; 2008 Qtr 4: 0 | 23.6549
0 | 234343-Steam Trap Replacement- Commercial - Other |  | 7 | Commercial | 21-RSD-Restaurant–SitDown-PROC_OTH | 0 |  |  |  |  | 113.64 | 75 | 0 | 0 | 0 | 38.64 | 0 |  | kWh | 0 | 16.68 | Commercial |  | Annual | [5 empty] | 15 | 0.96 |  |  |  | 0 | 0 | 18 | 0 | 0 | 0 | 0 | 0 | 0 | 0 | 0 | 0 | 2006 Qtr 1: 0; 2006 Qtr 2: 0; 2006 Qtr 3: 0; 2006 Qtr 4: 0; 2007 Qtr 1: 0; 2007 Qtr 2: 0; 2007 Qtr 3: 0; 2007 Qtr 4: 18; 2008 Qtr 1: 0; 2008 Qtr 2: 0; 2008 Qtr 3: 0; 2008 Qtr 4: 0 | 18
0 | 234343-Steam Trap Replacement- Commercial - Other |  | 10 | Commercial | 21-RSD-Restaurant–SitDown-PROC_OTH | 0 |  |  |  |  | 113.64 | 75 | 0 | 0 | 0 | 38.64 | 0 |  | kWh | 0 | 16.68 | Commercial |  | Annual | [5 empty] | 15 | 0.96 |  |  |  | 0 | 0 | 16 | 0 | 0 | 0 | 0 | 0 | 0 | 0 | 0 | 0 | 2006 Qtr 1: 0; 2006 Qtr 2: 0; 2006 Qtr 3: 0; 2006 Qtr 4: 0; 2007 Qtr 1: 0; 2007 Qtr 2: 0; 2007 Qtr 3: 0; 2007 Qtr 4: 16; 2008 Qtr 1: 0; 2008 Qtr 2: 0; 2008 Qtr 3: 0; 2008 Qtr 4: 0 | 16
0 | 234331-Premium T8 with T12 40 Watt Baseline - Tr2 |  | 10 | Commercial | 01-ALC-AllCommercial-IntLight | 0 |  |  |  |  | 13.9591 | 9.8923 | 0 | 0 | 0 | 4.0668 | 31.1202 |  | kWh | 0.0096442 | -0.050965 | Commercial |  | Annual | [5 empty] | 11 | 0.96 |  |  |  | 0 | 0 | 36.3921 | 0 | 0 | 0 | 0 | 0 | 0 | 0 | 0 | 0 | 2006 Qtr 1: 0; 2006 Qtr 2: 0; 2006 Qtr 3: 0; 2006 Qtr 4: 0; 2007 Qtr 1: 0; 2007 Qtr 2: 0; 2007 Qtr 3: 0; 2007 Qtr 4: 36.3921; 2008 Qtr 1: 0; 2008 Qtr 2: 0; 2008 Qtr 3: 0; 2008 Qtr 4: 0 | 36.3921
0 | 234304-Lighting-Remove 4 Ft Lamp (De-Lamp) - Tr2 | COFL00AVDEL01 | 10 | Commercial | 01-ALC-AllCommercial-IntLight | 0 |  |  |  |  | 28.2538 | 12.3653 | 0 | 0 | 0 | 15.8885 | 100.2216 |  | kWh | 0.031059 | -0.16413 | Commercial |  | Annual | [5 empty] | 11 | 0.96 |  |  |  | 0 | 0 | 29.1137 | 0 | 0 | 0 | 0 | 0 | 0 | 0 | 0 | 0 | 2006 Qtr 1: 0; 2006 Qtr 2: 0; 2006 Qtr 3: 0; 2006 Qtr 4: 0; 2007 Qtr 1: 0; 2007 Qtr 2: 0; 2007 Qtr 3: 0; 2007 Qtr 4: 29.1137; 2008 Qtr 1: 0; 2008 Qtr 2: 0; 2008 Qtr 3: 0; 2008 Qtr 4: 0 | 29.1137
0 | 234331-Premium T8 with T12 40 Watt Baseline - Tr2 |  | 10 | Commercial | 01-ALC-AllCommercial-IntLight | 0 |  |  |  |  | 13.9591 | 9.8923 | 0 | 0 | 0 | 4.0668 | 31.7159 |  | kWh | 0.011212 | -0.13091 | Commercial |  | Annual | [5 empty] | 11 | 0.96 |  |  |  | 0 | 0 | 76.4234 | 0 | 0 | 0 | 0 | 0 | 0 | 0 | 0 | 0 | 2006 Qtr 1: 0; 2006 Qtr 2: 0; 2006 Qtr 3: 0; 2006 Qtr 4: 0; 2007 Qtr 1: 0; 2007 Qtr 2: 0; 2007 Qtr 3: 0; 2007 Qtr 4: 76.4234; 2008 Qtr 1: 0; 2008 Qtr 2: 0; 2008 Qtr 3: 0; 2008 Qtr 4: 0 | 76.4234
0 | 234304-Lighting-Remove 4 Ft Lamp (De-Lamp) - Tr2 | COFL00AVDEL01 | 10 | Commercial | 01-ALC-AllCommercial-IntLight | 0 |  |  |  |  | 28.2538 | 12.3653 | 0 | 0 | 0 | 15.8885 | 102.1401 |  | kWh | 0.036108 | -0.42159 | Commercial |  | Annual | [5 empty] | 11 | 0.96 |  |  |  | 0 | 0 | 76.4234 | 0 | 0 | 0 | 0 | 0 | 0 | 0 | 0 | 0 | 2006 Qtr 1: 0; 2006 Qtr 2: 0; 2006 Qtr 3: 0; 2006 Qtr 4: 0; 2007 Qtr 1: 0; 2007 Qtr 2: 0; 2007 Qtr 3: 0; 2007 Qtr 4: 76.4234; 2008 Qtr 1: 0; 2008 Qtr 2: 0; 2008 Qtr 3: 0; 2008 Qtr 4: 0 | 76.4234
0 | 234049-Lighting-LED Exit Sign New Sign | CALC00AVETS01 | 10 | Commercial | 28-SUN-Storage–Unconditioned-Exit | 0 |  |  |  |  | 65.3696 | 45 | 0 | 0 | 0 | 20.3696 | 351.311 |  | kWh | 0 | 0 | Commercial |  | Annual | [5 empty] | 16 | 0.96 |  |  |  | 0 | 0 | 3 | 0 | 0 | 0 | 0 | 0 | 0 | 0 | 0 | 0 | 2006 Qtr 1: 0; 2006 Qtr 2: 0; 2006 Qtr 3: 0; 2006 Qtr 4: 0; 2007 Qtr 1: 0; 2007 Qtr 2: 0; 2007 Qtr 3: 0; 2007 Qtr 4: 3; 2008 Qtr 1: 0; 2008 Qtr 2: 0; 2008 Qtr 3: 0; 2008 Qtr 4: 0 | 3
0 | 234330-Premium T8 with T12 40 Watt Baseline - Tr1 |  | 10 | Commercial | 01-ALC-AllCommercial-IntLight | 0 |  |  |  |  | 13.9589 | 13.1897 | 0 | 0 | 0 | 0.76922 | 16.7728 |  | kWh | 0.0038804 | -0.027468 | Commercial |  | Annual | [5 empty] | 11 | 0.96 |  |  |  | 0 | 0 | 16.3764 | 0 | 0 | 0 | 0 | 0 | 0 | 0 | 0 | 0 | 2006 Qtr 1: 0; 2006 Qtr 2: 0; 2006 Qtr 3: 0; 2006 Qtr 4: 0; 2007 Qtr 1: 0; 2007 Qtr 2: 0; 2007 Qtr 3: 0; 2007 Qtr 4: 16.3764; 2008 Qtr 1: 0; 2008 Qtr 2: 0; 2008 Qtr 3: 0; 2008 Qtr 4: 0 | 16.3764
0 | 234303-Lighting-Remove 4 Ft Lamp (De-Lamp) - Tr1 | COFL00AVDEL01 | 10 | Commercial | 01-ALC-AllCommercial-IntLight | 0 |  |  |  |  | 28.2518 | 16.4871 | 0 | 0 | 0 | 11.7647 | 55.7729 |  | kWh | 0.012903 | -0.091338 | Commercial |  | Annual | [5 empty] | 11 | 0.96 |  |  |  | 0 | 0 | 16.3764 | 0 | 0 | 0 | 0 | 0 | 0 | 0 | 0 | 0 | 2006 Qtr 1: 0; 2006 Qtr 2: 0; 2006 Qtr 3: 0; 2006 Qtr 4: 0; 2007 Qtr 1: 0; 2007 Qtr 2: 0; 2007 Qtr 3: 0; 2007 Qtr 4: 16.3764; 2008 Qtr 1: 0; 2008 Qtr 2: 0; 2008 Qtr 3: 0; 2008 Qtr 4: 0 | 16.3764
0 | 234049-Lighting-LED Exit Sign New Sign | CALC00AVETS01 | 10 | Commercial | 02-ASM-Assembly-Exit | 0 |  |  |  |  | 65.3696 | 45 | 0 | 0 | 0 | 20.3696 | 351.311 |  | kWh | 0 | 0 | Commercial |  | Annual | [5 empty] | 16 | 0.96 |  |  |  | 0 | 0 | 1 | 0 | 0 | 0 | 0 | 0 | 0 | 0 | 0 | 0 | 2006 Qtr 1: 0; 2006 Qtr 2: 0; 2006 Qtr 3: 0; 2006 Qtr 4: 0; 2007 Qtr 1: 0; 2007 Qtr 2: 0; 2007 Qtr 3: 0; 2007 Qtr 4: 1; 2008 Qtr 1: 0; 2008 Qtr 2: 0; 2008 Qtr 3: 0; 2008 Qtr 4: 0 | 1
0 | 234330-Premium T8 with T12 40 Watt Baseline - Tr1 |  | 10 | Commercial | 01-ALC-AllCommercial-IntLight | 0 |  |  |  |  | 13.9589 | 13.1897 | 0 | 0 | 0 | 0.76922 | 16.7511 |  | kWh | 0.003652 | -0.027433 | Commercial |  | Annual | [5 empty] | 11 | 0.96 |  |  |  | 0 | 0 | 263.8426 | 0 | 0 | 0 | 0 | 0 | 0 | 0 | 0 | 0 | 2006 Qtr 1: 0; 2006 Qtr 2: 0; 2006 Qtr 3: 0; 2006 Qtr 4: 0; 2007 Qtr 1: 0; 2007 Qtr 2: 0; 2007 Qtr 3: 0; 2007 Qtr 4: 263.8426; 2008 Qtr 1: 0; 2008 Qtr 2: 0; 2008 Qtr 3: 0; 2008 Qtr 4: 0 | 263.8426
0 | 234303-Lighting-Remove 4 Ft Lamp (De-Lamp) - Tr1 | COFL00AVDEL01 | 10 | Commercial | 01-ALC-AllCommercial-IntLight | 0 |  |  |  |  | 28.2518 | 16.4871 | 0 | 0 | 0 | 11.7647 | 55.7008 |  | kWh | 0.012144 | -0.09122 | Commercial |  | Annual | [5 empty] | 11 | 0.96 |  |  |  | 0 | 0 | 263.8426 | 0 | 0 | 0 | 0 | 0 | 0 | 0 | 0 | 0 | 2006 Qtr 1: 0; 2006 Qtr 2: 0; 2006 Qtr 3: 0; 2006 Qtr 4: 0; 2007 Qtr 1: 0; 2007 Qtr 2: 0; 2007 Qtr 3: 0; 2007 Qtr 4: 263.8426; 2008 Qtr 1: 0; 2008 Qtr 2: 0; 2008 Qtr 3: 0; 2008 Qtr 4: 0 | 263.8426
0 | 234049-Lighting-LED Exit Sign New Sign | CALC00AVETS01 | 10 | Commercial | 02-ASM-Assembly-Exit | 0 |  |  |  |  | 65.3696 | 45 | 0 | 0 | 0 | 20.3696 | 351.311 |  | kWh | 0 | 0 | Commercial |  | Annual | [5 empty] | 16 | 0.96 |  |  |  | 0 | 0 | 6 | 0 | 0 | 0 | 0 | 0 | 0 | 0 | 0 | 0 | 2006 Qtr 1: 0; 2006 Qtr 2: 0; 2006 Qtr 3: 0; 2006 Qtr 4: 0; 2007 Qtr 1: 0; 2007 Qtr 2: 0; 2007 Qtr 3: 0; 2007 Qtr 4: 6; 2008 Qtr 1: 0; 2008 Qtr 2: 0; 2008 Qtr 3: 0; 2008 Qtr 4: 0 | 6
0 | 234332-Premium T8 with T12 40 Watt Baseline - Tr3 |  | 7 | Commercial | 01-ALC-AllCommercial-IntLight | 0 |  |  |  |  | 13.9591 | 7.1444 | 0 | 0 | 0 | 6.8147 | 15.6819 |  | kWh | 0.003628 | -0.025682 | Commercial |  | Annual | [5 empty] | 11 | 0.96 |  |  |  | 0 | 0 | 95.5292 | 0 | 0 | 0 | 0 | 0 | 0 | 0 | 0 | 0 | 2006 Qtr 1: 0; 2006 Qtr 2: 0; 2006 Qtr 3: 0; 2006 Qtr 4: 0; 2007 Qtr 1: 0; 2007 Qtr 2: 0; 2007 Qtr 3: 0; 2007 Qtr 4: 95.5292; 2008 Qtr 1: 0; 2008 Qtr 2: 0; 2008 Qtr 3: 0; 2008 Qtr 4: 0 | 95.5292
0 | 234305-Lighting-Remove 4 Ft Lamp (De-Lamp) - Tr3 | COFL00AVDEL01 | 7 | Commercial | 01-ALC-AllCommercial-IntLight | 0 |  |  |  |  | 28.2538 | 8.7931 | 0 | 0 | 0 | 19.4607 | 55.7729 |  | kWh | 0.012903 | -0.091338 | Commercial |  | Annual | [5 empty] | 11 | 0.96 |  |  |  | 0 | 0 | 95.5292 | 0 | 0 | 0 | 0 | 0 | 0 | 0 | 0 | 0 | 2006 Qtr 1: 0; 2006 Qtr 2: 0; 2006 Qtr 3: 0; 2006 Qtr 4: 0; 2007 Qtr 1: 0; 2007 Qtr 2: 0; 2007 Qtr 3: 0; 2007 Qtr 4: 95.5292; 2008 Qtr 1: 0; 2008 Qtr 2: 0; 2008 Qtr 3: 0; 2008 Qtr 4: 0 | 95.5292
0 | 234049-Lighting-LED Exit Sign New Sign | CALC00AVETS01 | 7 | Commercial | 02-ASM-Assembly-Exit | 0 |  |  |  |  | 65.3696 | 45 | 0 | 0 | 0 | 20.3696 | 351.311 |  | kWh | 0 | 0 | Commercial |  | Annual | [5 empty] | 16 | 0.96 |  |  |  | 0 | 0 | 1 | 0 | 0 | 0 | 0 | 0 | 0 | 0 | 0 | 0 | 2006 Qtr 1: 0; 2006 Qtr 2: 0; 2006 Qtr 3: 0; 2006 Qtr 4: 0; 2007 Qtr 1: 0; 2007 Qtr 2: 0; 2007 Qtr 3: 0; 2007 Qtr 4: 1; 2008 Qtr 1: 0; 2008 Qtr 2: 0; 2008 Qtr 3: 0; 2008 Qtr 4: 0 | 1
0 | 234330-Premium T8 with T12 40 Watt Baseline - Tr1 |  | 7 | Commercial | 01-ALC-AllCommercial-IntLight | 0 |  |  |  |  | 13.9589 | 13.1897 | 0 | 0 | 0 | 0.76922 | 16.7728 |  | kWh | 0.0038804 | -0.027468 | Commercial |  | Annual | [5 empty] | 11 | 0.96 |  |  |  | 0 | 0 | 34.5725 | 0 | 0 | 0 | 0 | 0 | 0 | 0 | 0 | 0 | 2006 Qtr 1: 0; 2006 Qtr 2: 0; 2006 Qtr 3: 0; 2006 Qtr 4: 0; 2007 Qtr 1: 0; 2007 Qtr 2: 0; 2007 Qtr 3: 0; 2007 Qtr 4: 34.5725; 2008 Qtr 1: 0; 2008 Qtr 2: 0; 2008 Qtr 3: 0; 2008 Qtr 4: 0 | 34.5725
0 | 234303-Lighting-Remove 4 Ft Lamp (De-Lamp) - Tr1 | COFL00AVDEL01 | 7 | Commercial | 01-ALC-AllCommercial-IntLight | 0 |  |  |  |  | 28.2518 | 16.4871 | 0 | 0 | 0 | 11.7647 | 55.7729 |  | kWh | 0.012903 | -0.091338 | Commercial |  | Annual | [5 empty] | 11 | 0.96 |  |  |  | 0 | 0 | 34.5725 | 0 | 0 | 0 | 0 | 0 | 0 | 0 | 0 | 0 | 2006 Qtr 1: 0; 2006 Qtr 2: 0; 2006 Qtr 3: 0; 2006 Qtr 4: 0; 2007 Qtr 1: 0; 2007 Qtr 2: 0; 2007 Qtr 3: 0; 2007 Qtr 4: 34.5725; 2008 Qtr 1: 0; 2008 Qtr 2: 0; 2008 Qtr 3: 0; 2008 Qtr 4: 0 | 34.5725
0 | 234049-Lighting-LED Exit Sign New Sign | CALC00AVETS01 | 7 | Commercial | 02-ASM-Assembly-Exit | 0 |  |  |  |  | 65.3696 | 45 | 0 | 0 | 0 | 20.3696 | 351.311 |  | kWh | 0 | 0 | Commercial |  | Annual | [5 empty] | 16 | 0.96 |  |  |  | 0 | 0 | 16 | 0 | 0 | 0 | 0 | 0 | 0 | 0 | 0 | 0 | 2006 Qtr 1: 0; 2006 Qtr 2: 0; 2006 Qtr 3: 0; 2006 Qtr 4: 0; 2007 Qtr 1: 0; 2007 Qtr 2: 0; 2007 Qtr 3: 0; 2007 Qtr 4: 16; 2008 Qtr 1: 0; 2008 Qtr 2: 0; 2008 Qtr 3: 0; 2008 Qtr 4: 0 | 16
0 | 234126-Refrigeration - Efficient Evap Fan Motor Electronically Commutated Motor (ECM) | Averaged DEER Msrs | 7 | Commercial | 01-ALC-AllCommercial-Refrig | 0 |  |  |  |  | 6.7904 | 150 | 0 | 0 | 0 | -143.2096 | 116.369 |  | kWh | 0.015845 | -0.11528 | Commercial |  | Annual | [5 empty] | 15 | 0.96 |  |  |  | 0 | 0 | 3 | 0 | 0 | 0 | 0 | 0 | 0 | 0 | 0 | 0 | 2006 Qtr 1: 0; 2006 Qtr 2: 0; 2006 Qtr 3: 0; 2006 Qtr 4: 0; 2007 Qtr 1: 0; 2007 Qtr 2: 0; 2007 Qtr 3: 0; 2007 Qtr 4: 3; 2008 Qtr 1: 0; 2008 Qtr 2: 0; 2008 Qtr 3: 0; 2008 Qtr 4: 0 | 3
0 | 234126-Refrigeration - Efficient Evap Fan Motor Electronically Commutated Motor (ECM) | Averaged DEER Msrs | 10 | Commercial | 01-ALC-AllCommercial-Refrig | 0 |  |  |  |  | 6.7904 | 150 | 0 | 0 | 0 | -143.2096 | 116.369 |  | kWh | 0.015845 | -0.11528 | Commercial |  | Annual | [5 empty] | 15 | 0.96 |  |  |  | 0 | 0 | 3 | 0 | 0 | 0 | 0 | 0 | 0 | 0 | 0 | 0 | 2006 Qtr 1: 0; 2006 Qtr 2: 0; 2006 Qtr 3: 0; 2006 Qtr 4: 0; 2007 Qtr 1: 0; 2007 Qtr 2: 0; 2007 Qtr 3: 0; 2007 Qtr 4: 3; 2008 Qtr 1: 0; 2008 Qtr 2: 0; 2008 Qtr 3: 0; 2008 Qtr 4: 0 | 3
0 | 234330-Premium T8 with T12 40 Watt Baseline - Tr1 |  | 7 | Commercial | 01-ALC-AllCommercial-IntLight | 0 |  |  |  |  | 13.9589 | 13.1897 | 0 | 0 | 0 | 0.76922 | 34.727 |  | kWh | 0.010491 | -0.056872 | Commercial |  | Annual | [5 empty] | 11 | 0.96 |  |  |  | 0 | 0 | 30.9333 | 0 | 0 | 0 | 0 | 0 | 0 | 0 | 0 | 0 | 2006 Qtr 1: 0; 2006 Qtr 2: 0; 2006 Qtr 3: 0; 2006 Qtr 4: 0; 2007 Qtr 1: 0; 2007 Qtr 2: 0; 2007 Qtr 3: 0; 2007 Qtr 4: 30.9333; 2008 Qtr 1: 0; 2008 Qtr 2: 0; 2008 Qtr 3: 0; 2008 Qtr 4: 0 | 30.9333
0 | 234303-Lighting-Remove 4 Ft Lamp (De-Lamp) - Tr1 | COFL00AVDEL01 | 7 | Commercial | 01-ALC-AllCommercial-IntLight | 0 |  |  |  |  | 28.2518 | 16.4871 | 0 | 0 | 0 | 11.7647 | 115.4744 |  | kWh | 0.034885 | -0.18911 | Commercial |  | Annual | [5 empty] | 11 | 0.96 |  |  |  | 0 | 0 | 30.9333 | 0 | 0 | 0 | 0 | 0 | 0 | 0 | 0 | 0 | 2006 Qtr 1: 0; 2006 Qtr 2: 0; 2006 Qtr 3: 0; 2006 Qtr 4: 0; 2007 Qtr 1: 0; 2007 Qtr 2: 0; 2007 Qtr 3: 0; 2007 Qtr 4: 30.9333; 2008 Qtr 1: 0; 2008 Qtr 2: 0; 2008 Qtr 3: 0; 2008 Qtr 4: 0 | 30.9333
0 | 234330-Premium T8 with T12 40 Watt Baseline - Tr1 |  | 7 | Commercial | 01-ALC-AllCommercial-IntLight | 0 |  |  |  |  | 13.9589 | 13.1897 | 0 | 0 | 0 | 0.76922 | 34.727 |  | kWh | 0.010491 | -0.056872 | Commercial |  | Annual | [5 empty] | 11 | 0.96 |  |  |  | 0 | 0 | 14.5568 | 0 | 0 | 0 | 0 | 0 | 0 | 0 | 0 | 0 | 2006 Qtr 1: 0; 2006 Qtr 2: 0; 2006 Qtr 3: 0; 2006 Qtr 4: 0; 2007 Qtr 1: 0; 2007 Qtr 2: 0; 2007 Qtr 3: 0; 2007 Qtr 4: 14.5568; 2008 Qtr 1: 0; 2008 Qtr 2: 0; 2008 Qtr 3: 0; 2008 Qtr 4: 0 | 14.5568
0 | 234303-Lighting-Remove 4 Ft Lamp (De-Lamp) - Tr1 | COFL00AVDEL01 | 7 | Commercial | 01-ALC-AllCommercial-IntLight | 0 |  |  |  |  | 28.2518 | 16.4871 | 0 | 0 | 0 | 11.7647 | 115.4744 |  | kWh | 0.034885 | -0.18911 | Commercial |  | Annual | [5 empty] | 11 | 0.96 |  |  |  | 0 | 0 | 14.5568 | 0 | 0 | 0 | 0 | 0 | 0 | 0 | 0 | 0 | 2006 Qtr 1: 0; 2006 Qtr 2: 0; 2006 Qtr 3: 0; 2006 Qtr 4: 0; 2007 Qtr 1: 0; 2007 Qtr 2: 0; 2007 Qtr 3: 0; 2007 Qtr 4: 14.5568; 2008 Qtr 1: 0; 2008 Qtr 2: 0; 2008 Qtr 3: 0; 2008 Qtr 4: 0 | 14.5568
0 | 234126-Refrigeration - Efficient Evap Fan Motor Electronically Commutated Motor (ECM) | Averaged DEER Msrs | 10 | Commercial | 01-ALC-AllCommercial-Refrig | 0 |  |  |  |  | 6.7904 | 150 | 0 | 0 | 0 | -143.2096 | 116.369 |  | kWh | 0.015845 | -0.11528 | Commercial |  | Annual | [5 empty] | 15 | 0.96 |  |  |  | 0 | 0 | 6 | 0 | 0 | 0 | 0 | 0 | 0 | 0 | 0 | 0 | 2006 Qtr 1: 0; 2006 Qtr 2: 0; 2006 Qtr 3: 0; 2006 Qtr 4: 0; 2007 Qtr 1: 0; 2007 Qtr 2: 0; 2007 Qtr 3: 0; 2007 Qtr 4: 6; 2008 Qtr 1: 0; 2008 Qtr 2: 0; 2008 Qtr 3: 0; 2008 Qtr 4: 0 | 6
0 | 234126-Refrigeration - Efficient Evap Fan Motor Electronically Commutated Motor (ECM) | Averaged DEER Msrs | 7 | Commercial | 01-ALC-AllCommercial-Refrig | 0 |  |  |  |  | 6.7904 | 150 | 0 | 0 | 0 | -143.2096 | 116.369 |  | kWh | 0.015845 | -0.11528 | Commercial |  | Annual | [5 empty] | 15 | 0.96 |  |  |  | 0 | 0 | 4 | 0 | 0 | 0 | 0 | 0 | 0 | 0 | 0 | 0 | 2006 Qtr 1: 0; 2006 Qtr 2: 0; 2006 Qtr 3: 0; 2006 Qtr 4: 0; 2007 Qtr 1: 0; 2007 Qtr 2: 0; 2007 Qtr 3: 0; 2007 Qtr 4: 4; 2008 Qtr 1: 0; 2008 Qtr 2: 0; 2008 Qtr 3: 0; 2008 Qtr 4: 0 | 4
0 | 234126-Refrigeration - Efficient Evap Fan Motor Electronically Commutated Motor (ECM) | Averaged DEER Msrs | 7 | Commercial | 01-ALC-AllCommercial-Refrig | 0 |  |  |  |  | 6.7904 | 150 | 0 | 0 | 0 | -143.2096 | 116.369 |  | kWh | 0.015845 | -0.11528 | Commercial |  | Annual | [5 empty] | 15 | 0.96 |  |  |  | 0 | 0 | 1 | 0 | 0 | 0 | 0 | 0 | 0 | 0 | 0 | 0 | 2006 Qtr 1: 0; 2006 Qtr 2: 0; 2006 Qtr 3: 0; 2006 Qtr 4: 0; 2007 Qtr 1: 0; 2007 Qtr 2: 0; 2007 Qtr 3: 0; 2007 Qtr 4: 1; 2008 Qtr 1: 0; 2008 Qtr 2: 0; 2008 Qtr 3: 0; 2008 Qtr 4: 0 | 1
0 | 234331-Premium T8 with T12 40 Watt Baseline - Tr2 |  | 7 | Commercial | 01-ALC-AllCommercial-IntLight | 0 |  |  |  |  | 13.9591 | 9.8923 | 0 | 0 | 0 | 4.0668 | 30.2404 |  | kWh | 0.0077953 | -0.049524 | Commercial |  | Annual | [5 empty] | 11 | 0.96 |  |  |  | 0 | 0 | 85.5214 | 0 | 0 | 0 | 0 | 0 | 0 | 0 | 0 | 0 | 2006 Qtr 1: 0; 2006 Qtr 2: 0; 2006 Qtr 3: 0; 2006 Qtr 4: 0; 2007 Qtr 1: 0; 2007 Qtr 2: 0; 2007 Qtr 3: 0; 2007 Qtr 4: 85.5214; 2008 Qtr 1: 0; 2008 Qtr 2: 0; 2008 Qtr 3: 0; 2008 Qtr 4: 0 | 85.5214
0 | 234304-Lighting-Remove 4 Ft Lamp (De-Lamp) - Tr2 | COFL00AVDEL01 | 7 | Commercial | 01-ALC-AllCommercial-IntLight | 0 |  |  |  |  | 28.2538 | 12.3653 | 0 | 0 | 0 | 15.8885 | 97.3885 |  | kWh | 0.025105 | -0.15949 | Commercial |  | Annual | [5 empty] | 11 | 0.96 |  |  |  | 0 | 0 | 85.5214 | 0 | 0 | 0 | 0 | 0 | 0 | 0 | 0 | 0 | 2006 Qtr 1: 0; 2006 Qtr 2: 0; 2006 Qtr 3: 0; 2006 Qtr 4: 0; 2007 Qtr 1: 0; 2007 Qtr 2: 0; 2007 Qtr 3: 0; 2007 Qtr 4: 85.5214; 2008 Qtr 1: 0; 2008 Qtr 2: 0; 2008 Qtr 3: 0; 2008 Qtr 4: 0 | 85.5214
0 | 234330-Premium T8 with T12 40 Watt Baseline - Tr1 |  | 10 | Commercial | 01-ALC-AllCommercial-IntLight | 0 |  |  |  |  | 13.9589 | 13.1897 | 0 | 0 | 0 | 0.76922 | 30.14 |  | kWh | 0.0093405 | -0.04936 | Commercial |  | Annual | [5 empty] | 11 | 0.96 |  |  |  | 0 | 0 | 50.9489 | 0 | 0 | 0 | 0 | 0 | 0 | 0 | 0 | 0 | 2006 Qtr 1: 0; 2006 Qtr 2: 0; 2006 Qtr 3: 0; 2006 Qtr 4: 0; 2007 Qtr 1: 0; 2007 Qtr 2: 0; 2007 Qtr 3: 0; 2007 Qtr 4: 50.9489; 2008 Qtr 1: 0; 2008 Qtr 2: 0; 2008 Qtr 3: 0; 2008 Qtr 4: 0 | 50.9489
0 | 234332-Premium T8 with T12 40 Watt Baseline - Tr3 |  | 7 | Commercial | 14-MLI-Manufacturing–LightIndustry-LIGHT | 0 |  |  |  |  | 13.9591 | 7.1444 | 0 | 0 | 0 | 6.8147 | 28.1746 |  | kWh | 0.0087066 | -0.036427 | Commercial |  | Annual | [5 empty] | 11 | 0.96 |  |  |  | 0 | 0 | 38.2117 | 0 | 0 | 0 | 0 | 0 | 0 | 0 | 0 | 0 | 2006 Qtr 1: 0; 2006 Qtr 2: 0; 2006 Qtr 3: 0; 2006 Qtr 4: 0; 2007 Qtr 1: 0; 2007 Qtr 2: 0; 2007 Qtr 3: 0; 2007 Qtr 4: 38.2117; 2008 Qtr 1: 0; 2008 Qtr 2: 0; 2008 Qtr 3: 0; 2008 Qtr 4: 0 | 38.2117
0 | 234305-Lighting-Remove 4 Ft Lamp (De-Lamp) - Tr3 | COFL00AVDEL01 | 7 | Commercial | 14-MLI-Manufacturing–LightIndustry-LIGHT | 0 |  |  |  |  | 28.2538 | 8.7931 | 0 | 0 | 0 | 19.4607 | 100.2037 |  | kWh | 0.030965 | -0.12955 | Commercial |  | Annual | [5 empty] | 11 | 0.96 |  |  |  | 0 | 0 | 18.196 | 0 | 0 | 0 | 0 | 0 | 0 | 0 | 0 | 0 | 2006 Qtr 1: 0; 2006 Qtr 2: 0; 2006 Qtr 3: 0; 2006 Qtr 4: 0; 2007 Qtr 1: 0; 2007 Qtr 2: 0; 2007 Qtr 3: 0; 2007 Qtr 4: 18.196; 2008 Qtr 1: 0; 2008 Qtr 2: 0; 2008 Qtr 3: 0; 2008 Qtr 4: 0 | 18.196
0 | 234308-Lighting-Remove 8 Ft Lamp (De-Lamp) - Tr3 | CRTL00AVDEL02 | 7 | Commercial | 14-MLI-Manufacturing–LightIndustry-LIGHT | 0 |  |  |  |  | 28.4737 | 11.8158 | 0 | 0 | 0 | 16.6579 | 165.3728 |  | kWh | 0.051104 | -0.21381 | Commercial |  | Annual | [5 empty] | 11 | 0.96 |  |  |  | 0 | 0 | 10.0078 | 0 | 0 | 0 | 0 | 0 | 0 | 0 | 0 | 0 | 2006 Qtr 1: 0; 2006 Qtr 2: 0; 2006 Qtr 3: 0; 2006 Qtr 4: 0; 2007 Qtr 1: 0; 2007 Qtr 2: 0; 2007 Qtr 3: 0; 2007 Qtr 4: 10.0078; 2008 Qtr 1: 0; 2008 Qtr 2: 0; 2008 Qtr 3: 0; 2008 Qtr 4: 0 | 10.0078
0 | 234330-Premium T8 with T12 40 Watt Baseline - Tr1 |  | 7 | Commercial | 01-ALC-AllCommercial-IntLight | 0 |  |  |  |  | 13.9589 | 13.1897 | 0 | 0 | 0 | 0.76922 | 65.4159 |  | kWh | 0.012906 | -0.10713 | Commercial |  | Annual | [5 empty] | 11 | 0.96 |  |  |  | 0 | 0 | 76.4234 | 0 | 0 | 0 | 0 | 0 | 0 | 0 | 0 | 0 | 2006 Qtr 1: 0; 2006 Qtr 2: 0; 2006 Qtr 3: 0; 2006 Qtr 4: 0; 2007 Qtr 1: 0; 2007 Qtr 2: 0; 2007 Qtr 3: 0; 2007 Qtr 4: 76.4234; 2008 Qtr 1: 0; 2008 Qtr 2: 0; 2008 Qtr 3: 0; 2008 Qtr 4: 0 | 76.4234
0 | 234331-Premium T8 with T12 40 Watt Baseline - Tr2 |  | System | Commercial | 01-ALC-AllCommercial-IntLight | 0 |  |  |  |  | 13.9591 | 9.8923 | 0 | 0 | 0 | 4.0668 | 50.7543 |  | kWh | 0.010192 | -0.083119 | Commercial |  | Annual | [5 empty] | 11 | 0.96 |  |  |  | 0 | 0 | 25.4745 | 0 | 0 | 0 | 0 | 0 | 0 | 0 | 0 | 0 | 2006 Qtr 1: 0; 2006 Qtr 2: 0; 2006 Qtr 3: 0; 2006 Qtr 4: 0; 2007 Qtr 1: 0; 2007 Qtr 2: 0; 2007 Qtr 3: 0; 2007 Qtr 4: 25.4745; 2008 Qtr 1: 0; 2008 Qtr 2: 0; 2008 Qtr 3: 0; 2008 Qtr 4: 0 | 25.4745
0 | 234304-Lighting-Remove 4 Ft Lamp (De-Lamp) - Tr2 | COFL00AVDEL01 | System | Commercial | 01-ALC-AllCommercial-IntLight | 0 |  |  |  |  | 28.2538 | 12.3653 | 0 | 0 | 0 | 15.8885 | 163.4528 |  | kWh | 0.032823 | -0.26768 | Commercial |  | Annual | [5 empty] | 11 | 0.96 |  |  |  | 0 | 0 | 25.4745 | 0 | 0 | 0 | 0 | 0 | 0 | 0 | 0 | 0 | 2006 Qtr 1: 0; 2006 Qtr 2: 0; 2006 Qtr 3: 0; 2006 Qtr 4: 0; 2007 Qtr 1: 0; 2007 Qtr 2: 0; 2007 Qtr 3: 0; 2007 Qtr 4: 25.4745; 2008 Qtr 1: 0; 2008 Qtr 2: 0; 2008 Qtr 3: 0; 2008 Qtr 4: 0 | 25.4745
0 | 234295-Lighting-Occupancy Sensor-Wallbox Lghtng Snsr-Tr2 | CALC00AVOCC01 | System | Commercial | 01-ALC-AllCommercial-IntLight | 0 |  |  |  |  | 42.2833 | 30 | 0 | 0 | 0 | 12.2833 | 213.759 |  | kWh | 0.17617 | 0 | Commercial |  | Annual | [5 empty] | 8 | 0.96 |  |  |  | 0 | 0 | 1 | 0 | 0 | 0 | 0 | 0 | 0 | 0 | 0 | 0 | 2006 Qtr 1: 0; 2006 Qtr 2: 0; 2006 Qtr 3: 0; 2006 Qtr 4: 0; 2007 Qtr 1: 0; 2007 Qtr 2: 0; 2007 Qtr 3: 0; 2007 Qtr 4: 1; 2008 Qtr 1: 0; 2008 Qtr 2: 0; 2008 Qtr 3: 0; 2008 Qtr 4: 0 | 1
0 | 234330-Premium T8 with T12 40 Watt Baseline - Tr1 |  | System | Commercial | 01-ALC-AllCommercial-IntLight | 0 |  |  |  |  | 13.9589 | 13.1897 | 0 | 0 | 0 | 0.76922 | 34.727 |  | kWh | 0.010491 | -0.056872 | Commercial |  | Annual | [5 empty] | 11 | 0.96 |  |  |  | 0 | 0 | 30.9333 | 0 | 0 | 0 | 0 | 0 | 0 | 0 | 0 | 0 | 2006 Qtr 1: 0; 2006 Qtr 2: 0; 2006 Qtr 3: 0; 2006 Qtr 4: 0; 2007 Qtr 1: 0; 2007 Qtr 2: 0; 2007 Qtr 3: 0; 2007 Qtr 4: 30.9333; 2008 Qtr 1: 0; 2008 Qtr 2: 0; 2008 Qtr 3: 0; 2008 Qtr 4: 0 | 30.9333
0 | 234303-Lighting-Remove 4 Ft Lamp (De-Lamp) - Tr1 | COFL00AVDEL01 | System | Commercial | 01-ALC-AllCommercial-IntLight | 0 |  |  |  |  | 28.2518 | 16.4871 | 0 | 0 | 0 | 11.7647 | 115.4744 |  | kWh | 0.034885 | -0.18911 | Commercial |  | Annual | [5 empty] | 11 | 0.96 |  |  |  | 0 | 0 | 18.196 | 0 | 0 | 0 | 0 | 0 | 0 | 0 | 0 | 0 | 2006 Qtr 1: 0; 2006 Qtr 2: 0; 2006 Qtr 3: 0; 2006 Qtr 4: 0; 2007 Qtr 1: 0; 2007 Qtr 2: 0; 2007 Qtr 3: 0; 2007 Qtr 4: 18.196; 2008 Qtr 1: 0; 2008 Qtr 2: 0; 2008 Qtr 3: 0; 2008 Qtr 4: 0 | 18.196
0 | 234331-Premium T8 with T12 40 Watt Baseline - Tr2 |  | System | Commercial | 14-MLI-Manufacturing–LightIndustry-LIGHT | 0 |  |  |  |  | 13.9591 | 9.8923 | 0 | 0 | 0 | 4.0668 | 28.5857 |  | kWh | 0.0077568 | -0.040847 | Commercial |  | Annual | [5 empty] | 11 | 0.96 |  |  |  | 0 | 0 | 45.4901 | 0 | 0 | 0 | 0 | 0 | 0 | 0 | 0 | 0 | 2006 Qtr 1: 0; 2006 Qtr 2: 0; 2006 Qtr 3: 0; 2006 Qtr 4: 0; 2007 Qtr 1: 0; 2007 Qtr 2: 0; 2007 Qtr 3: 0; 2007 Qtr 4: 45.4901; 2008 Qtr 1: 0; 2008 Qtr 2: 0; 2008 Qtr 3: 0; 2008 Qtr 4: 0 | 45.4901
0 | 234208-Lighting-8 Ft T-8 with Elec Ballast-Tr2 |  | System | Commercial | 14-MLI-Manufacturing–LightIndustry-LIGHT | 0 |  |  |  |  | 35.7165 | 16.4871 | 0 | 0 | 0 | 19.2294 | 23.1837 |  | kWh | 0.0062909 | -0.033128 | Commercial |  | Annual | [5 empty] | 11 | 0.96 |  |  |  | 0 | 0 | 12.7372 | 0 | 0 | 0 | 0 | 0 | 0 | 0 | 0 | 0 | 2006 Qtr 1: 0; 2006 Qtr 2: 0; 2006 Qtr 3: 0; 2006 Qtr 4: 0; 2007 Qtr 1: 0; 2007 Qtr 2: 0; 2007 Qtr 3: 0; 2007 Qtr 4: 12.7372; 2008 Qtr 1: 0; 2008 Qtr 2: 0; 2008 Qtr 3: 0; 2008 Qtr 4: 0 | 12.7372
0 | 234304-Lighting-Remove 4 Ft Lamp (De-Lamp) - Tr2 | COFL00AVDEL01 | System | Commercial | 14-MLI-Manufacturing–LightIndustry-LIGHT | 0 |  |  |  |  | 28.2538 | 12.3653 | 0 | 0 | 0 | 15.8885 | 92.0595 |  | kWh | 0.02498 | -0.13155 | Commercial |  | Annual | [5 empty] | 11 | 0.96 |  |  |  | 0 | 0 | 34.5725 | 0 | 0 | 0 | 0 | 0 | 0 | 0 | 0 | 0 | 2006 Qtr 1: 0; 2006 Qtr 2: 0; 2006 Qtr 3: 0; 2006 Qtr 4: 0; 2007 Qtr 1: 0; 2007 Qtr 2: 0; 2007 Qtr 3: 0; 2007 Qtr 4: 34.5725; 2008 Qtr 1: 0; 2008 Qtr 2: 0; 2008 Qtr 3: 0; 2008 Qtr 4: 0 | 34.5725
0 | 234307-Lighting-Remove 8 Ft Lamp (De-Lamp) - Tr2 | CRTL00AVDEL02 | System | Commercial | 14-MLI-Manufacturing–LightIndustry-LIGHT | 0 |  |  |  |  | 28.4684 | 16.4871 | 0 | 0 | 0 | 11.9813 | 151.9319 |  | kWh | 0.041227 | -0.2171 | Commercial |  | Annual | [5 empty] | 11 | 0.96 |  |  |  | 0 | 0 | 3.6392 | 0 | 0 | 0 | 0 | 0 | 0 | 0 | 0 | 0 | 2006 Qtr 1: 0; 2006 Qtr 2: 0; 2006 Qtr 3: 0; 2006 Qtr 4: 0; 2007 Qtr 1: 0; 2007 Qtr 2: 0; 2007 Qtr 3: 0; 2007 Qtr 4: 3.6392; 2008 Qtr 1: 0; 2008 Qtr 2: 0; 2008 Qtr 3: 0; 2008 Qtr 4: 0 | 3.6392
0 | 234295-Lighting-Occupancy Sensor-Wallbox Lghtng Snsr-Tr2 | CALC00AVOCC01 | System | Commercial | 14-MLI-Manufacturing–LightIndustry-LIGHT | 0 |  |  |  |  | 42.2833 | 30 | 0 | 0 | 0 | 12.2833 | 213.759 |  | kWh | 0.17617 | 0 | Commercial |  | Annual | [5 empty] | 8 | 0.96 |  |  |  | 0 | 0 | 3 | 0 | 0 | 0 | 0 | 0 | 0 | 0 | 0 | 0 | 2006 Qtr 1: 0; 2006 Qtr 2: 0; 2006 Qtr 3: 0; 2006 Qtr 4: 0; 2007 Qtr 1: 0; 2007 Qtr 2: 0; 2007 Qtr 3: 0; 2007 Qtr 4: 3; 2008 Qtr 1: 0; 2008 Qtr 2: 0; 2008 Qtr 3: 0; 2008 Qtr 4: 0 | 3
0 | 234085-Refrigeration -Strip Curtains for Walk-ins |  | 7 | Commercial | 01-ALC-AllCommercial-Refrig | 0 |  |  |  |  | 3.05 | 3 | 0 | 0 | 0 | 0.05 | 465 |  | kWh | 0.053 | 0 | Commercial |  | Annual | [5 empty] | 4 | 0.96 |  |  |  | 0 | 0 | 21 | 0 | 0 | 0 | 0 | 0 | 0 | 0 | 0 | 0 | 2006 Qtr 1: 0; 2006 Qtr 2: 0; 2006 Qtr 3: 0; 2006 Qtr 4: 0; 2007 Qtr 1: 0; 2007 Qtr 2: 0; 2007 Qtr 3: 0; 2007 Qtr 4: 21; 2008 Qtr 1: 0; 2008 Qtr 2: 0; 2008 Qtr 3: 0; 2008 Qtr 4: 0 | 21
0 | 234330-Premium T8 with T12 40 Watt Baseline - Tr1 |  | 10 | Commercial | 01-ALC-AllCommercial-IntLight | 0 |  |  |  |  | 13.9589 | 13.1897 | 0 | 0 | 0 | 0.76922 | 30.14 |  | kWh | 0.0093405 | -0.04936 | Commercial |  | Annual | [5 empty] | 11 | 0.96 |  |  |  | 0 | 0 | 199.2467 | 0 | 0 | 0 | 0 | 0 | 0 | 0 | 0 | 0 | 2006 Qtr 1: 0; 2006 Qtr 2: 0; 2006 Qtr 3: 0; 2006 Qtr 4: 0; 2007 Qtr 1: 0; 2007 Qtr 2: 0; 2007 Qtr 3: 0; 2007 Qtr 4: 199.2467; 2008 Qtr 1: 0; 2008 Qtr 2: 0; 2008 Qtr 3: 0; 2008 Qtr 4: 0 | 199.2467
0 | 234303-Lighting-Remove 4 Ft Lamp (De-Lamp) - Tr1 | COFL00AVDEL01 | 10 | Commercial | 01-ALC-AllCommercial-IntLight | 0 |  |  |  |  | 28.2518 | 16.4871 | 0 | 0 | 0 | 11.7647 | 100.2216 |  | kWh | 0.031059 | -0.16413 | Commercial |  | Annual | [5 empty] | 11 | 0.96 |  |  |  | 0 | 0 | 66.4156 | 0 | 0 | 0 | 0 | 0 | 0 | 0 | 0 | 0 | 2006 Qtr 1: 0; 2006 Qtr 2: 0; 2006 Qtr 3: 0; 2006 Qtr 4: 0; 2007 Qtr 1: 0; 2007 Qtr 2: 0; 2007 Qtr 3: 0; 2007 Qtr 4: 66.4156; 2008 Qtr 1: 0; 2008 Qtr 2: 0; 2008 Qtr 3: 0; 2008 Qtr 4: 0 | 66.4156
0 | 234049-Lighting-LED Exit Sign New Sign | CALC00AVETS01 | 10 | Commercial | 02-ASM-Assembly-Exit | 0 |  |  |  |  | 65.3696 | 45 | 0 | 0 | 0 | 20.3696 | 351.311 |  | kWh | 0 | 0 | Commercial |  | Annual | [5 empty] | 16 | 0.96 |  |  |  | 0 | 0 | 5 | 0 | 0 | 0 | 0 | 0 | 0 | 0 | 0 | 0 | 2006 Qtr 1: 0; 2006 Qtr 2: 0; 2006 Qtr 3: 0; 2006 Qtr 4: 0; 2007 Qtr 1: 0; 2007 Qtr 2: 0; 2007 Qtr 3: 0; 2007 Qtr 4: 5; 2008 Qtr 1: 0; 2008 Qtr 2: 0; 2008 Qtr 3: 0; 2008 Qtr 4: 0 | 5
0 | 234331-Premium T8 with T12 40 Watt Baseline - Tr2 |  | 10 | Commercial | 01-ALC-AllCommercial-IntLight | 0 |  |  |  |  | 13.9591 | 9.8923 | 0 | 0 | 0 | 4.0668 | 35.8564 |  | kWh | 0.010832 | -0.058721 | Commercial |  | Annual | [5 empty] | 11 | 0.96 |  |  |  | 0 | 0 | 18.196 | 0 | 0 | 0 | 0 | 0 | 0 | 0 | 0 | 0 | 2006 Qtr 1: 0; 2006 Qtr 2: 0; 2006 Qtr 3: 0; 2006 Qtr 4: 0; 2007 Qtr 1: 0; 2007 Qtr 2: 0; 2007 Qtr 3: 0; 2007 Qtr 4: 18.196; 2008 Qtr 1: 0; 2008 Qtr 2: 0; 2008 Qtr 3: 0; 2008 Qtr 4: 0 | 18.196
0 | 234331-Premium T8 with T12 40 Watt Baseline - Tr2 |  | 7 | Commercial | 23-RTL-Retail–SingleStorylarge-LIT_INT | 0 |  |  |  |  | 13.9591 | 9.8923 | 0 | 0 | 0 | 4.0668 | 36.763 |  | kWh | 0.010985 | -0.05001 | Commercial |  | Annual | [5 empty] | 11 | 0.96 |  |  |  | 0 | 0 | 16.3764 | 0 | 0 | 0 | 0 | 0 | 0 | 0 | 0 | 0 | 2006 Qtr 1: 0; 2006 Qtr 2: 0; 2006 Qtr 3: 0; 2006 Qtr 4: 0; 2007 Qtr 1: 0; 2007 Qtr 2: 0; 2007 Qtr 3: 0; 2007 Qtr 4: 16.3764; 2008 Qtr 1: 0; 2008 Qtr 2: 0; 2008 Qtr 3: 0; 2008 Qtr 4: 0 | 16.3764
0 | 234208-Lighting-8 Ft T-8 with Elec Ballast-Tr2 |  | 7 | Commercial | 23-RTL-Retail–SingleStorylarge-LIT_INT | 0 |  |  |  |  | 35.7165 | 16.4871 | 0 | 0 | 0 | 19.2294 | 29.8156 |  | kWh | 0.0089093 | -0.040559 | Commercial |  | Annual | [5 empty] | 11 | 0.96 |  |  |  | 0 | 0 | 1.8196 | 0 | 0 | 0 | 0 | 0 | 0 | 0 | 0 | 0 | 2006 Qtr 1: 0; 2006 Qtr 2: 0; 2006 Qtr 3: 0; 2006 Qtr 4: 0; 2007 Qtr 1: 0; 2007 Qtr 2: 0; 2007 Qtr 3: 0; 2007 Qtr 4: 1.8196; 2008 Qtr 1: 0; 2008 Qtr 2: 0; 2008 Qtr 3: 0; 2008 Qtr 4: 0 | 1.8196
0 | 234207-Lighting-8 Ft T-8 with Elec Ballast-Tr1 |  | 7 | Commercial | 01-ALC-AllCommercial-IntLight | 0 |  |  |  |  | 35.7163 | 21.9828 | 0 | 0 | 0 | 13.7335 | 54.2473 |  | kWh | 0.010702 | -0.08884 | Commercial |  | Annual | [5 empty] | 11 | 0.96 |  |  |  | 0 | 0 | 29.1137 | 0 | 0 | 0 | 0 | 0 | 0 | 0 | 0 | 0 | 2006 Qtr 1: 0; 2006 Qtr 2: 0; 2006 Qtr 3: 0; 2006 Qtr 4: 0; 2007 Qtr 1: 0; 2007 Qtr 2: 0; 2007 Qtr 3: 0; 2007 Qtr 4: 29.1137; 2008 Qtr 1: 0; 2008 Qtr 2: 0; 2008 Qtr 3: 0; 2008 Qtr 4: 0 | 29.1137
0 | 234330-Premium T8 with T12 40 Watt Baseline - Tr1 |  | 7 | Commercial | 01-ALC-AllCommercial-IntLight | 0 |  |  |  |  | 13.9589 | 13.1897 | 0 | 0 | 0 | 0.76922 | 56.1952 |  | kWh | 0.0084983 | -0.09203 | Commercial |  | Annual | [5 empty] | 11 | 0.96 |  |  |  | 0 | 0 | 12.7372 | 0 | 0 | 0 | 0 | 0 | 0 | 0 | 0 | 0 | 2006 Qtr 1: 0; 2006 Qtr 2: 0; 2006 Qtr 3: 0; 2006 Qtr 4: 0; 2007 Qtr 1: 0; 2007 Qtr 2: 0; 2007 Qtr 3: 0; 2007 Qtr 4: 12.7372; 2008 Qtr 1: 0; 2008 Qtr 2: 0; 2008 Qtr 3: 0; 2008 Qtr 4: 0 | 12.7372
0 | 234303-Lighting-Remove 4 Ft Lamp (De-Lamp) - Tr1 | COFL00AVDEL01 | 7 | Commercial | 01-ALC-AllCommercial-IntLight | 0 |  |  |  |  | 28.2518 | 16.4871 | 0 | 0 | 0 | 11.7647 | 186.8604 |  | kWh | 0.028259 | -0.30602 | Commercial |  | Annual | [5 empty] | 11 | 0.96 |  |  |  | 0 | 0 | 12.7372 | 0 | 0 | 0 | 0 | 0 | 0 | 0 | 0 | 0 | 2006 Qtr 1: 0; 2006 Qtr 2: 0; 2006 Qtr 3: 0; 2006 Qtr 4: 0; 2007 Qtr 1: 0; 2007 Qtr 2: 0; 2007 Qtr 3: 0; 2007 Qtr 4: 12.7372; 2008 Qtr 1: 0; 2008 Qtr 2: 0; 2008 Qtr 3: 0; 2008 Qtr 4: 0 | 12.7372
0 | 234049-Lighting-LED Exit Sign New Sign | CALC00AVETS01 | 7 | Commercial | 02-ASM-Assembly-Exit | 0 |  |  |  |  | 65.3696 | 45 | 0 | 0 | 0 | 20.3696 | 351.311 |  | kWh | 0 | 0 | Commercial |  | Annual | [5 empty] | 16 | 0.96 |  |  |  | 0 | 0 | 12 | 0 | 0 | 0 | 0 | 0 | 0 | 0 | 0 | 0 | 2006 Qtr 1: 0; 2006 Qtr 2: 0; 2006 Qtr 3: 0; 2006 Qtr 4: 0; 2007 Qtr 1: 0; 2007 Qtr 2: 0; 2007 Qtr 3: 0; 2007 Qtr 4: 12; 2008 Qtr 1: 0; 2008 Qtr 2: 0; 2008 Qtr 3: 0; 2008 Qtr 4: 0 | 12
0 | 234330-Premium T8 with T12 40 Watt Baseline - Tr1 |  | 7 | Commercial | 01-ALC-AllCommercial-IntLight | 0 |  |  |  |  | 13.9589 | 13.1897 | 0 | 0 | 0 | 0.76922 | 34.727 |  | kWh | 0.010491 | -0.056872 | Commercial |  | Annual | [5 empty] | 11 | 0.96 |  |  |  | 0 | 0 | 36.3921 | 0 | 0 | 0 | 0 | 0 | 0 | 0 | 0 | 0 | 2006 Qtr 1: 0; 2006 Qtr 2: 0; 2006 Qtr 3: 0; 2006 Qtr 4: 0; 2007 Qtr 1: 0; 2007 Qtr 2: 0; 2007 Qtr 3: 36.3921; 2007 Qtr 4: 0; 2008 Qtr 1: 0; 2008 Qtr 2: 0; 2008 Qtr 3: 0; 2008 Qtr 4: 0 | 36.3921
0 | 234303-Lighting-Remove 4 Ft Lamp (De-Lamp) - Tr1 | COFL00AVDEL01 | 7 | Commercial | 01-ALC-AllCommercial-IntLight | 0 |  |  |  |  | 28.2518 | 16.4871 | 0 | 0 | 0 | 11.7647 | 115.4744 |  | kWh | 0.034885 | -0.18911 | Commercial |  | Annual | [5 empty] | 11 | 0.96 |  |  |  | 0 | 0 | 36.3921 | 0 | 0 | 0 | 0 | 0 | 0 | 0 | 0 | 0 | 2006 Qtr 1: 0; 2006 Qtr 2: 0; 2006 Qtr 3: 0; 2006 Qtr 4: 0; 2007 Qtr 1: 0; 2007 Qtr 2: 0; 2007 Qtr 3: 36.3921; 2007 Qtr 4: 0; 2008 Qtr 1: 0; 2008 Qtr 2: 0; 2008 Qtr 3: 0; 2008 Qtr 4: 0 | 36.3921
0 | 234331-Premium T8 with T12 40 Watt Baseline - Tr2 |  | 7 | Commercial | 01-ALC-AllCommercial-IntLight | 0 |  |  |  |  | 13.9591 | 9.8923 | 0 | 0 | 0 | 4.0668 | 29.1409 |  | kWh | 0.0078993 | -0.047723 | Commercial |  | Annual | [5 empty] | 11 | 0.96 |  |  |  | 0 | 0 | 107.3567 | 0 | 0 | 0 | 0 | 0 | 0 | 0 | 0 | 0 | 2006 Qtr 1: 0; 2006 Qtr 2: 0; 2006 Qtr 3: 0; 2006 Qtr 4: 0; 2007 Qtr 1: 0; 2007 Qtr 2: 0; 2007 Qtr 3: 0; 2007 Qtr 4: 107.3567; 2008 Qtr 1: 0; 2008 Qtr 2: 0; 2008 Qtr 3: 0; 2008 Qtr 4: 0 | 107.3567
0 | 234331-Premium T8 with T12 40 Watt Baseline - Tr2 |  | 7 | Commercial | 01-ALC-AllCommercial-IntLight | 0 |  |  |  |  | 13.9591 | 9.8923 | 0 | 0 | 0 | 4.0668 | 31.1202 |  | kWh | 0.0096442 | -0.050965 | Commercial |  | Annual | [5 empty] | 11 | 0.96 |  |  |  | 0 | 0 | 67.3254 | 0 | 0 | 0 | 0 | 0 | 0 | 0 | 0 | 0 | 2006 Qtr 1: 0; 2006 Qtr 2: 0; 2006 Qtr 3: 0; 2006 Qtr 4: 0; 2007 Qtr 1: 0; 2007 Qtr 2: 0; 2007 Qtr 3: 0; 2007 Qtr 4: 67.3254; 2008 Qtr 1: 0; 2008 Qtr 2: 0; 2008 Qtr 3: 0; 2008 Qtr 4: 0 | 67.3254
0 | 234331-Premium T8 with T12 40 Watt Baseline - Tr2 |  | 7 | Commercial | 01-ALC-AllCommercial-IntLight | 0 |  |  |  |  | 13.9591 | 9.8923 | 0 | 0 | 0 | 4.0668 | 31.1202 |  | kWh | 0.0096442 | -0.050965 | Commercial |  | Annual | [5 empty] | 11 | 0.96 |  |  |  | 0 | 0 | 40.0313 | 0 | 0 | 0 | 0 | 0 | 0 | 0 | 0 | 0 | 2006 Qtr 1: 0; 2006 Qtr 2: 0; 2006 Qtr 3: 0; 2006 Qtr 4: 0; 2007 Qtr 1: 0; 2007 Qtr 2: 0; 2007 Qtr 3: 0; 2007 Qtr 4: 40.0313; 2008 Qtr 1: 0; 2008 Qtr 2: 0; 2008 Qtr 3: 0; 2008 Qtr 4: 0 | 40.0313
0 | 234331-Premium T8 with T12 40 Watt Baseline - Tr2 |  | 7 | Commercial | 01-ALC-AllCommercial-IntLight | 0 |  |  |  |  | 13.9591 | 9.8923 | 0 | 0 | 0 | 4.0668 | 29.1409 |  | kWh | 0.0078993 | -0.047723 | Commercial |  | Annual | [5 empty] | 11 | 0.96 |  |  |  | 0 | 0 | 101.8978 | 0 | 0 | 0 | 0 | 0 | 0 | 0 | 0 | 0 | 2006 Qtr 1: 0; 2006 Qtr 2: 0; 2006 Qtr 3: 0; 2006 Qtr 4: 0; 2007 Qtr 1: 0; 2007 Qtr 2: 0; 2007 Qtr 3: 0; 2007 Qtr 4: 101.8978; 2008 Qtr 1: 0; 2008 Qtr 2: 0; 2008 Qtr 3: 0; 2008 Qtr 4: 0 | 101.8978
0 | 234331-Premium T8 with T12 40 Watt Baseline - Tr2 |  | 7 | Commercial | 01-ALC-AllCommercial-IntLight | 0 |  |  |  |  | 13.9591 | 9.8923 | 0 | 0 | 0 | 4.0668 | 29.1409 |  | kWh | 0.0078993 | -0.047723 | Commercial |  | Annual | [5 empty] | 11 | 0.96 |  |  |  | 0 | 0 | 123.7331 | 0 | 0 | 0 | 0 | 0 | 0 | 0 | 0 | 0 | 2006 Qtr 1: 0; 2006 Qtr 2: 0; 2006 Qtr 3: 0; 2006 Qtr 4: 0; 2007 Qtr 1: 0; 2007 Qtr 2: 0; 2007 Qtr 3: 0; 2007 Qtr 4: 123.7331; 2008 Qtr 1: 0; 2008 Qtr 2: 0; 2008 Qtr 3: 0; 2008 Qtr 4: 0 | 123.7331
0 | 234330-Premium T8 with T12 40 Watt Baseline - Tr1 |  | 7 | Commercial | 01-ALC-AllCommercial-IntLight | 0 |  |  |  |  | 13.9589 | 13.1897 | 0 | 0 | 0 | 0.76922 | 30.14 |  | kWh | 0.0093405 | -0.04936 | Commercial |  | Annual | [5 empty] | 11 | 0.96 |  |  |  | 0 | 0 | 34.5725 | 0 | 0 | 0 | 0 | 0 | 0 | 0 | 0 | 0 | 2006 Qtr 1: 0; 2006 Qtr 2: 0; 2006 Qtr 3: 0; 2006 Qtr 4: 0; 2007 Qtr 1: 0; 2007 Qtr 2: 0; 2007 Qtr 3: 0; 2007 Qtr 4: 34.5725; 2008 Qtr 1: 0; 2008 Qtr 2: 0; 2008 Qtr 3: 0; 2008 Qtr 4: 0 | 34.5725
0 | 234303-Lighting-Remove 4 Ft Lamp (De-Lamp) - Tr1 | COFL00AVDEL01 | 7 | Commercial | 01-ALC-AllCommercial-IntLight | 0 |  |  |  |  | 28.2518 | 16.4871 | 0 | 0 | 0 | 11.7647 | 100.2216 |  | kWh | 0.031059 | -0.16413 | Commercial |  | Annual | [5 empty] | 11 | 0.96 |  |  |  | 0 | 0 | 34.5725 | 0 | 0 | 0 | 0 | 0 | 0 | 0 | 0 | 0 | 2006 Qtr 1: 0; 2006 Qtr 2: 0; 2006 Qtr 3: 0; 2006 Qtr 4: 0; 2007 Qtr 1: 0; 2007 Qtr 2: 0; 2007 Qtr 3: 0; 2007 Qtr 4: 34.5725; 2008 Qtr 1: 0; 2008 Qtr 2: 0; 2008 Qtr 3: 0; 2008 Qtr 4: 0 | 34.5725
0 | 234049-Lighting-LED Exit Sign New Sign | CALC00AVETS01 | 7 | Commercial | 02-ASM-Assembly-Exit | 0 |  |  |  |  | 65.3696 | 45 | 0 | 0 | 0 | 20.3696 | 351.311 |  | kWh | 0 | 0 | Commercial |  | Annual | [5 empty] | 16 | 0.96 |  |  |  | 0 | 0 | 1 | 0 | 0 | 0 | 0 | 0 | 0 | 0 | 0 | 0 | 2006 Qtr 1: 0; 2006 Qtr 2: 0; 2006 Qtr 3: 0; 2006 Qtr 4: 0; 2007 Qtr 1: 0; 2007 Qtr 2: 0; 2007 Qtr 3: 0; 2007 Qtr 4: 1; 2008 Qtr 1: 0; 2008 Qtr 2: 0; 2008 Qtr 3: 0; 2008 Qtr 4: 0 | 1
0 | 234330-Premium T8 with T12 40 Watt Baseline - Tr1 |  | 7 | Commercial | 01-ALC-AllCommercial-IntLight | 0 |  |  |  |  | 13.9589 | 13.1897 | 0 | 0 | 0 | 0.76922 | 38.5499 |  | kWh | 0.01239 | -0.063133 | Commercial |  | Annual | [5 empty] | 11 | 0.96 |  |  |  | 0 | 0 | 76.4234 | 0 | 0 | 0 | 0 | 0 | 0 | 0 | 0 | 0 | 2006 Qtr 1: 0; 2006 Qtr 2: 0; 2006 Qtr 3: 0; 2006 Qtr 4: 0; 2007 Qtr 1: 0; 2007 Qtr 2: 0; 2007 Qtr 3: 0; 2007 Qtr 4: 76.4234; 2008 Qtr 1: 0; 2008 Qtr 2: 0; 2008 Qtr 3: 0; 2008 Qtr 4: 0 | 76.4234
0 | 234303-Lighting-Remove 4 Ft Lamp (De-Lamp) - Tr1 | COFL00AVDEL01 | 7 | Commercial | 01-ALC-AllCommercial-IntLight | 0 |  |  |  |  | 28.2518 | 16.4871 | 0 | 0 | 0 | 11.7647 | 128.1864 |  | kWh | 0.0412 | -0.20993 | Commercial |  | Annual | [5 empty] | 11 | 0.96 |  |  |  | 0 | 0 | 76.4234 | 0 | 0 | 0 | 0 | 0 | 0 | 0 | 0 | 0 | 2006 Qtr 1: 0; 2006 Qtr 2: 0; 2006 Qtr 3: 0; 2006 Qtr 4: 0; 2007 Qtr 1: 0; 2007 Qtr 2: 0; 2007 Qtr 3: 0; 2007 Qtr 4: 76.4234; 2008 Qtr 1: 0; 2008 Qtr 2: 0; 2008 Qtr 3: 0; 2008 Qtr 4: 0 | 76.4234
0 | 234049-Lighting-LED Exit Sign New Sign | CALC00AVETS01 | 7 | Commercial | 02-ASM-Assembly-Exit | 0 |  |  |  |  | 65.3696 | 45 | 0 | 0 | 0 | 20.3696 | 351.311 |  | kWh | 0 | 0 | Commercial |  | Annual | [5 empty] | 16 | 0.96 |  |  |  | 0 | 0 | 1 | 0 | 0 | 0 | 0 | 0 | 0 | 0 | 0 | 0 | 2006 Qtr 1: 0; 2006 Qtr 2: 0; 2006 Qtr 3: 0; 2006 Qtr 4: 0; 2007 Qtr 1: 0; 2007 Qtr 2: 0; 2007 Qtr 3: 0; 2007 Qtr 4: 1; 2008 Qtr 1: 0; 2008 Qtr 2: 0; 2008 Qtr 3: 0; 2008 Qtr 4: 0 | 1
0 | 234330-Premium T8 with T12 40 Watt Baseline - Tr1 |  | 7 | Commercial | 01-ALC-AllCommercial-IntLight | 0 |  |  |  |  | 13.9589 | 13.1897 | 0 | 0 | 0 | 0.76922 | 34.727 |  | kWh | 0.010491 | -0.056872 | Commercial |  | Annual | [5 empty] | 11 | 0.96 |  |  |  | 0 | 0 | 20.0156 | 0 | 0 | 0 | 0 | 0 | 0 | 0 | 0 | 0 | 2006 Qtr 1: 0; 2006 Qtr 2: 0; 2006 Qtr 3: 0; 2006 Qtr 4: 0; 2007 Qtr 1: 0; 2007 Qtr 2: 0; 2007 Qtr 3: 0; 2007 Qtr 4: 20.0156; 2008 Qtr 1: 0; 2008 Qtr 2: 0; 2008 Qtr 3: 0; 2008 Qtr 4: 0 | 20.0156
0 | 234207-Lighting-8 Ft T-8 with Elec Ballast-Tr1 |  | 7 | Commercial | 01-ALC-AllCommercial-IntLight | 0 |  |  |  |  | 35.7163 | 21.9828 | 0 | 0 | 0 | 13.7335 | 28.798 |  | kWh | 0.0086999 | -0.047162 | Commercial |  | Annual | [5 empty] | 11 | 0.96 |  |  |  | 0 | 0 | 60.0469 | 0 | 0 | 0 | 0 | 0 | 0 | 0 | 0 | 0 | 2006 Qtr 1: 0; 2006 Qtr 2: 0; 2006 Qtr 3: 0; 2006 Qtr 4: 0; 2007 Qtr 1: 0; 2007 Qtr 2: 0; 2007 Qtr 3: 0; 2007 Qtr 4: 60.0469; 2008 Qtr 1: 0; 2008 Qtr 2: 0; 2008 Qtr 3: 0; 2008 Qtr 4: 0 | 60.0469
0 | 234330-Premium T8 with T12 40 Watt Baseline - Tr1 |  | 7 | Commercial | 14-MLI-Manufacturing–LightIndustry-LIGHT | 0 |  |  |  |  | 13.9589 | 13.1897 | 0 | 0 | 0 | 0.76922 | 30.1346 |  | kWh | 0.0093123 | -0.038961 | Commercial |  | Annual | [5 empty] | 11 | 0.96 |  |  |  | 0 | 0 | 14.5568 | 0 | 0 | 0 | 0 | 0 | 0 | 0 | 0 | 0 | 2006 Qtr 1: 0; 2006 Qtr 2: 0; 2006 Qtr 3: 0; 2006 Qtr 4: 0; 2007 Qtr 1: 0; 2007 Qtr 2: 0; 2007 Qtr 3: 0; 2007 Qtr 4: 14.5568; 2008 Qtr 1: 0; 2008 Qtr 2: 0; 2008 Qtr 3: 0; 2008 Qtr 4: 0 | 14.5568
0 | 234207-Lighting-8 Ft T-8 with Elec Ballast-Tr1 |  | 7 | Commercial | 14-MLI-Manufacturing–LightIndustry-LIGHT | 0 |  |  |  |  | 35.7163 | 21.9828 | 0 | 0 | 0 | 13.7335 | 24.9897 |  | kWh | 0.0077224 | -0.032309 | Commercial |  | Annual | [5 empty] | 11 | 0.96 |  |  |  | 0 | 0 | 3.6392 | 0 | 0 | 0 | 0 | 0 | 0 | 0 | 0 | 0 | 2006 Qtr 1: 0; 2006 Qtr 2: 0; 2006 Qtr 3: 0; 2006 Qtr 4: 0; 2007 Qtr 1: 0; 2007 Qtr 2: 0; 2007 Qtr 3: 0; 2007 Qtr 4: 3.6392; 2008 Qtr 1: 0; 2008 Qtr 2: 0; 2008 Qtr 3: 0; 2008 Qtr 4: 0 | 3.6392
0 | 234332-Premium T8 with T12 40 Watt Baseline - Tr3 |  | 10 | Commercial | 01-ALC-AllCommercial-IntLight | 0 |  |  |  |  | 13.9591 | 7.1444 | 0 | 0 | 0 | 6.8147 | 15.6819 |  | kWh | 0.003628 | -0.025682 | Commercial |  | Annual | [5 empty] | 11 | 0.96 |  |  |  | 0 | 0 | 116.4547 | 0 | 0 | 0 | 0 | 0 | 0 | 0 | 0 | 0 | 2006 Qtr 1: 0; 2006 Qtr 2: 0; 2006 Qtr 3: 0; 2006 Qtr 4: 0; 2007 Qtr 1: 0; 2007 Qtr 2: 0; 2007 Qtr 3: 0; 2007 Qtr 4: 116.4547; 2008 Qtr 1: 0; 2008 Qtr 2: 0; 2008 Qtr 3: 0; 2008 Qtr 4: 0 | 116.4547
0 | 234305-Lighting-Remove 4 Ft Lamp (De-Lamp) - Tr3 | COFL00AVDEL01 | 10 | Commercial | 01-ALC-AllCommercial-IntLight | 0 |  |  |  |  | 28.2538 | 8.7931 | 0 | 0 | 0 | 19.4607 | 55.7729 |  | kWh | 0.012903 | -0.091338 | Commercial |  | Annual | [5 empty] | 11 | 0.96 |  |  |  | 0 | 0 | 116.4547 | 0 | 0 | 0 | 0 | 0 | 0 | 0 | 0 | 0 | 2006 Qtr 1: 0; 2006 Qtr 2: 0; 2006 Qtr 3: 0; 2006 Qtr 4: 0; 2007 Qtr 1: 0; 2007 Qtr 2: 0; 2007 Qtr 3: 0; 2007 Qtr 4: 116.4547; 2008 Qtr 1: 0; 2008 Qtr 2: 0; 2008 Qtr 3: 0; 2008 Qtr 4: 0 | 116.4547
0 | 234049-Lighting-LED Exit Sign New Sign | CALC00AVETS01 | 10 | Commercial | 02-ASM-Assembly-Exit | 0 |  |  |  |  | 65.3696 | 45 | 0 | 0 | 0 | 20.3696 | 351.311 |  | kWh | 0 | 0 | Commercial |  | Annual | [5 empty] | 16 | 0.96 |  |  |  | 0 | 0 | 9 | 0 | 0 | 0 | 0 | 0 | 0 | 0 | 0 | 0 | 2006 Qtr 1: 0; 2006 Qtr 2: 0; 2006 Qtr 3: 0; 2006 Qtr 4: 0; 2007 Qtr 1: 0; 2007 Qtr 2: 0; 2007 Qtr 3: 0; 2007 Qtr 4: 9; 2008 Qtr 1: 0; 2008 Qtr 2: 0; 2008 Qtr 3: 0; 2008 Qtr 4: 0 | 9
0 | 234330-Premium T8 with T12 40 Watt Baseline - Tr1 |  | 7 | Commercial | 01-ALC-AllCommercial-IntLight | 0 |  |  |  |  | 13.9589 | 13.1897 | 0 | 0 | 0 | 0.76922 | 40.547 |  | kWh | 0.0073476 | -0.066403 | Commercial |  | Annual | [5 empty] | 11 | 0.96 |  |  |  | 0 | 0 | 36.3921 | 0 | 0 | 0 | 0 | 0 | 0 | 0 | 0 | 0 | 2006 Qtr 1: 0; 2006 Qtr 2: 0; 2006 Qtr 3: 0; 2006 Qtr 4: 0; 2007 Qtr 1: 0; 2007 Qtr 2: 0; 2007 Qtr 3: 0; 2007 Qtr 4: 36.3921; 2008 Qtr 1: 0; 2008 Qtr 2: 0; 2008 Qtr 3: 0; 2008 Qtr 4: 0 | 36.3921
0 | 234303-Lighting-Remove 4 Ft Lamp (De-Lamp) - Tr1 | COFL00AVDEL01 | 7 | Commercial | 01-ALC-AllCommercial-IntLight | 0 |  |  |  |  | 28.2518 | 16.4871 | 0 | 0 | 0 | 11.7647 | 134.827 |  | kWh | 0.024432 | -0.2208 | Commercial |  | Annual | [5 empty] | 11 | 0.96 |  |  |  | 0 | 0 | 36.3921 | 0 | 0 | 0 | 0 | 0 | 0 | 0 | 0 | 0 | 2006 Qtr 1: 0; 2006 Qtr 2: 0; 2006 Qtr 3: 0; 2006 Qtr 4: 0; 2007 Qtr 1: 0; 2007 Qtr 2: 0; 2007 Qtr 3: 0; 2007 Qtr 4: 36.3921; 2008 Qtr 1: 0; 2008 Qtr 2: 0; 2008 Qtr 3: 0; 2008 Qtr 4: 0 | 36.3921
0 | 234049-Lighting-LED Exit Sign New Sign | CALC00AVETS01 | 7 | Commercial | 02-ASM-Assembly-Exit | 0 |  |  |  |  | 65.3696 | 45 | 0 | 0 | 0 | 20.3696 | 351.311 |  | kWh | 0 | 0 | Commercial |  | Annual | [5 empty] | 16 | 0.96 |  |  |  | 0 | 0 | 2 | 0 | 0 | 0 | 0 | 0 | 0 | 0 | 0 | 0 | 2006 Qtr 1: 0; 2006 Qtr 2: 0; 2006 Qtr 3: 0; 2006 Qtr 4: 0; 2007 Qtr 1: 0; 2007 Qtr 2: 0; 2007 Qtr 3: 0; 2007 Qtr 4: 2; 2008 Qtr 1: 0; 2008 Qtr 2: 0; 2008 Qtr 3: 0; 2008 Qtr 4: 0 | 2
0 | 234330-Premium T8 with T12 40 Watt Baseline - Tr1 |  | 7 | Commercial | 01-ALC-AllCommercial-IntLight | 0 |  |  |  |  | 13.9589 | 13.1897 | 0 | 0 | 0 | 0.76922 | 16.7511 |  | kWh | 0.003652 | -0.027433 | Commercial |  | Annual | [5 empty] | 11 | 0.96 |  |  |  | 0 | 0 | 240.1878 | 0 | 0 | 0 | 0 | 0 | 0 | 0 | 0 | 0 | 2006 Qtr 1: 0; 2006 Qtr 2: 0; 2006 Qtr 3: 0; 2006 Qtr 4: 0; 2007 Qtr 1: 0; 2007 Qtr 2: 0; 2007 Qtr 3: 0; 2007 Qtr 4: 240.1878; 2008 Qtr 1: 0; 2008 Qtr 2: 0; 2008 Qtr 3: 0; 2008 Qtr 4: 0 | 240.1878
0 | 234303-Lighting-Remove 4 Ft Lamp (De-Lamp) - Tr1 | COFL00AVDEL01 | 7 | Commercial | 01-ALC-AllCommercial-IntLight | 0 |  |  |  |  | 28.2518 | 16.4871 | 0 | 0 | 0 | 11.7647 | 55.7008 |  | kWh | 0.012144 | -0.09122 | Commercial |  | Annual | [5 empty] | 11 | 0.96 |  |  |  | 0 | 0 | 240.1878 | 0 | 0 | 0 | 0 | 0 | 0 | 0 | 0 | 0 | 2006 Qtr 1: 0; 2006 Qtr 2: 0; 2006 Qtr 3: 0; 2006 Qtr 4: 0; 2007 Qtr 1: 0; 2007 Qtr 2: 0; 2007 Qtr 3: 0; 2007 Qtr 4: 240.1878; 2008 Qtr 1: 0; 2008 Qtr 2: 0; 2008 Qtr 3: 0; 2008 Qtr 4: 0 | 240.1878
0 | 234049-Lighting-LED Exit Sign New Sign | CALC00AVETS01 | 7 | Commercial | 02-ASM-Assembly-Exit | 0 |  |  |  |  | 65.3696 | 45 | 0 | 0 | 0 | 20.3696 | 351.311 |  | kWh | 0 | 0 | Commercial |  | Annual | [5 empty] | 16 | 0.96 |  |  |  | 0 | 0 | 14 | 0 | 0 | 0 | 0 | 0 | 0 | 0 | 0 | 0 | 2006 Qtr 1: 0; 2006 Qtr 2: 0; 2006 Qtr 3: 0; 2006 Qtr 4: 0; 2007 Qtr 1: 0; 2007 Qtr 2: 0; 2007 Qtr 3: 0; 2007 Qtr 4: 14; 2008 Qtr 1: 0; 2008 Qtr 2: 0; 2008 Qtr 3: 0; 2008 Qtr 4: 0 | 14
0 | 234330-Premium T8 with T12 40 Watt Baseline - Tr1 |  | 7 | Commercial | 01-ALC-AllCommercial-IntLight | 0 |  |  |  |  | 13.9589 | 13.1897 | 0 | 0 | 0 | 0.76922 | 40.547 |  | kWh | 0.0073476 | -0.066403 | Commercial |  | Annual | [5 empty] | 11 | 0.96 |  |  |  | 0 | 0 | 24.5647 | 0 | 0 | 0 | 0 | 0 | 0 | 0 | 0 | 0 | 2006 Qtr 1: 0; 2006 Qtr 2: 0; 2006 Qtr 3: 0; 2006 Qtr 4: 0; 2007 Qtr 1: 0; 2007 Qtr 2: 0; 2007 Qtr 3: 0; 2007 Qtr 4: 24.5647; 2008 Qtr 1: 0; 2008 Qtr 2: 0; 2008 Qtr 3: 0; 2008 Qtr 4: 0 | 24.5647
0 | 234330-Premium T8 with T12 40 Watt Baseline - Tr1 |  | 7 | Commercial | 01-ALC-AllCommercial-IntLight | 0 |  |  |  |  | 13.9589 | 13.1897 | 0 | 0 | 0 | 0.76922 | 32.1182 |  | kWh | 0.010339 | -0.052599 | Commercial |  | Annual | [5 empty] | 11 | 0.96 |  |  |  | 0 | 0 | 47.3097 | 0 | 0 | 0 | 0 | 0 | 0 | 0 | 0 | 0 | 2006 Qtr 1: 0; 2006 Qtr 2: 0; 2006 Qtr 3: 0; 2006 Qtr 4: 0; 2007 Qtr 1: 0; 2007 Qtr 2: 0; 2007 Qtr 3: 0; 2007 Qtr 4: 47.3097; 2008 Qtr 1: 0; 2008 Qtr 2: 0; 2008 Qtr 3: 0; 2008 Qtr 4: 0 | 47.3097
0 | 234330-Premium T8 with T12 40 Watt Baseline - Tr1 |  | 7 | Commercial | 01-ALC-AllCommercial-IntLight | 0 |  |  |  |  | 13.9589 | 13.1897 | 0 | 0 | 0 | 0.76922 | 49.1557 |  | kWh | 0.009871 | -0.080501 | Commercial |  | Annual | [5 empty] | 11 | 0.96 |  |  |  | 0 | 0 | 18.196 | 0 | 0 | 0 | 0 | 0 | 0 | 0 | 0 | 0 | 2006 Qtr 1: 0; 2006 Qtr 2: 0; 2006 Qtr 3: 0; 2006 Qtr 4: 0; 2007 Qtr 1: 0; 2007 Qtr 2: 0; 2007 Qtr 3: 18.196; 2007 Qtr 4: 0; 2008 Qtr 1: 0; 2008 Qtr 2: 0; 2008 Qtr 3: 0; 2008 Qtr 4: 0 | 18.196
0 | 234303-Lighting-Remove 4 Ft Lamp (De-Lamp) - Tr1 | COFL00AVDEL01 | 7 | Commercial | 01-ALC-AllCommercial-IntLight | 0 |  |  |  |  | 28.2518 | 16.4871 | 0 | 0 | 0 | 11.7647 | 100.2216 |  | kWh | 0.031059 | -0.16413 | Commercial |  | Annual | [5 empty] | 11 | 0.96 |  |  |  | 0 | 0 | 36.3921 | 0 | 0 | 0 | 0 | 0 | 0 | 0 | 0 | 0 | 2006 Qtr 1: 0; 2006 Qtr 2: 0; 2006 Qtr 3: 0; 2006 Qtr 4: 0; 2007 Qtr 1: 0; 2007 Qtr 2: 0; 2007 Qtr 3: 0; 2007 Qtr 4: 36.3921; 2008 Qtr 1: 0; 2008 Qtr 2: 0; 2008 Qtr 3: 0; 2008 Qtr 4: 0 | 36.3921
0 | 234330-Premium T8 with T12 40 Watt Baseline - Tr1 |  | 7 | Commercial | 01-ALC-AllCommercial-IntLight | 0 |  |  |  |  | 13.9589 | 13.1897 | 0 | 0 | 0 | 0.76922 | 30.14 |  | kWh | 0.0093405 | -0.04936 | Commercial |  | Annual | [5 empty] | 11 | 0.96 |  |  |  | 0 | 0 | 18.196 | 0 | 0 | 0 | 0 | 0 | 0 | 0 | 0 | 0 | 2006 Qtr 1: 0; 2006 Qtr 2: 0; 2006 Qtr 3: 0; 2006 Qtr 4: 0; 2007 Qtr 1: 0; 2007 Qtr 2: 0; 2007 Qtr 3: 0; 2007 Qtr 4: 18.196; 2008 Qtr 1: 0; 2008 Qtr 2: 0; 2008 Qtr 3: 0; 2008 Qtr 4: 0 | 18.196
0 | 234330-Premium T8 with T12 40 Watt Baseline - Tr1 |  | 7 | Commercial | 01-ALC-AllCommercial-IntLight | 0 |  |  |  |  | 13.9589 | 13.1897 | 0 | 0 | 0 | 0.76922 | 30.14 |  | kWh | 0.0093405 | -0.04936 | Commercial |  | Annual | [5 empty] | 11 | 0.96 |  |  |  | 0 | 0 | 36.3921 | 0 | 0 | 0 | 0 | 0 | 0 | 0 | 0 | 0 | 2006 Qtr 1: 0; 2006 Qtr 2: 0; 2006 Qtr 3: 0; 2006 Qtr 4: 0; 2007 Qtr 1: 0; 2007 Qtr 2: 0; 2007 Qtr 3: 0; 2007 Qtr 4: 36.3921; 2008 Qtr 1: 0; 2008 Qtr 2: 0; 2008 Qtr 3: 0; 2008 Qtr 4: 0 | 36.3921
0 | 234303-Lighting-Remove 4 Ft Lamp (De-Lamp) - Tr1 | COFL00AVDEL01 | 7 | Commercial | 01-ALC-AllCommercial-IntLight | 0 |  |  |  |  | 28.2518 | 16.4871 | 0 | 0 | 0 | 11.7647 | 100.2216 |  | kWh | 0.031059 | -0.16413 | Commercial |  | Annual | [5 empty] | 11 | 0.96 |  |  |  | 0 | 0 | 21.8353 | 0 | 0 | 0 | 0 | 0 | 0 | 0 | 0 | 0 | 2006 Qtr 1: 0; 2006 Qtr 2: 0; 2006 Qtr 3: 0; 2006 Qtr 4: 0; 2007 Qtr 1: 0; 2007 Qtr 2: 0; 2007 Qtr 3: 0; 2007 Qtr 4: 21.8353; 2008 Qtr 1: 0; 2008 Qtr 2: 0; 2008 Qtr 3: 0; 2008 Qtr 4: 0 | 21.8353
0 | 234330-Premium T8 with T12 40 Watt Baseline - Tr1 |  | 7 | Commercial | 01-ALC-AllCommercial-IntLight | 0 |  |  |  |  | 13.9589 | 13.1897 | 0 | 0 | 0 | 0.76922 | 30.14 |  | kWh | 0.0093405 | -0.04936 | Commercial |  | Annual | [5 empty] | 11 | 0.96 |  |  |  | 0 | 0 | 20.0156 | 0 | 0 | 0 | 0 | 0 | 0 | 0 | 0 | 0 | 2006 Qtr 1: 0; 2006 Qtr 2: 0; 2006 Qtr 3: 0; 2006 Qtr 4: 0; 2007 Qtr 1: 0; 2007 Qtr 2: 0; 2007 Qtr 3: 0; 2007 Qtr 4: 20.0156; 2008 Qtr 1: 0; 2008 Qtr 2: 0; 2008 Qtr 3: 0; 2008 Qtr 4: 0 | 20.0156
0 | 234303-Lighting-Remove 4 Ft Lamp (De-Lamp) - Tr1 | COFL00AVDEL01 | 7 | Commercial | 01-ALC-AllCommercial-IntLight | 0 |  |  |  |  | 28.2518 | 16.4871 | 0 | 0 | 0 | 11.7647 | 100.2216 |  | kWh | 0.031059 | -0.16413 | Commercial |  | Annual | [5 empty] | 11 | 0.96 |  |  |  | 0 | 0 | 9.098 | 0 | 0 | 0 | 0 | 0 | 0 | 0 | 0 | 0 | 2006 Qtr 1: 0; 2006 Qtr 2: 0; 2006 Qtr 3: 0; 2006 Qtr 4: 0; 2007 Qtr 1: 0; 2007 Qtr 2: 0; 2007 Qtr 3: 0; 2007 Qtr 4: 9.098; 2008 Qtr 1: 0; 2008 Qtr 2: 0; 2008 Qtr 3: 0; 2008 Qtr 4: 0 | 9.098
0 | 234330-Premium T8 with T12 40 Watt Baseline - Tr1 |  | 7 | Commercial | 01-ALC-AllCommercial-IntLight | 0 |  |  |  |  | 13.9589 | 13.1897 | 0 | 0 | 0 | 0.76922 | 30.14 |  | kWh | 0.0093405 | -0.04936 | Commercial |  | Annual | [5 empty] | 11 | 0.96 |  |  |  | 0 | 0 | 23.6549 | 0 | 0 | 0 | 0 | 0 | 0 | 0 | 0 | 0 | 2006 Qtr 1: 0; 2006 Qtr 2: 0; 2006 Qtr 3: 0; 2006 Qtr 4: 0; 2007 Qtr 1: 0; 2007 Qtr 2: 0; 2007 Qtr 3: 0; 2007 Qtr 4: 23.6549; 2008 Qtr 1: 0; 2008 Qtr 2: 0; 2008 Qtr 3: 0; 2008 Qtr 4: 0 | 23.6549
0 | 234303-Lighting-Remove 4 Ft Lamp (De-Lamp) - Tr1 | COFL00AVDEL01 | 7 | Commercial | 01-ALC-AllCommercial-IntLight | 0 |  |  |  |  | 28.2518 | 16.4871 | 0 | 0 | 0 | 11.7647 | 100.2216 |  | kWh | 0.031059 | -0.16413 | Commercial |  | Annual | [5 empty] | 11 | 0.96 |  |  |  | 0 | 0 | 23.6549 | 0 | 0 | 0 | 0 | 0 | 0 | 0 | 0 | 0 | 2006 Qtr 1: 0; 2006 Qtr 2: 0; 2006 Qtr 3: 0; 2006 Qtr 4: 0; 2007 Qtr 1: 0; 2007 Qtr 2: 0; 2007 Qtr 3: 0; 2007 Qtr 4: 23.6549; 2008 Qtr 1: 0; 2008 Qtr 2: 0; 2008 Qtr 3: 0; 2008 Qtr 4: 0 | 23.6549
0 | 234330-Premium T8 with T12 40 Watt Baseline - Tr1 |  | 7 | Commercial | 01-ALC-AllCommercial-IntLight | 0 |  |  |  |  | 13.9589 | 13.1897 | 0 | 0 | 0 | 0.76922 | 30.14 |  | kWh | 0.0093405 | -0.04936 | Commercial |  | Annual | [5 empty] | 11 | 0.96 |  |  |  | 0 | 0 | 21.8353 | 0 | 0 | 0 | 0 | 0 | 0 | 0 | 0 | 0 | 2006 Qtr 1: 0; 2006 Qtr 2: 0; 2006 Qtr 3: 0; 2006 Qtr 4: 0; 2007 Qtr 1: 0; 2007 Qtr 2: 0; 2007 Qtr 3: 0; 2007 Qtr 4: 21.8353; 2008 Qtr 1: 0; 2008 Qtr 2: 0; 2008 Qtr 3: 0; 2008 Qtr 4: 0 | 21.8353
0 | 234303-Lighting-Remove 4 Ft Lamp (De-Lamp) - Tr1 | COFL00AVDEL01 | 7 | Commercial | 01-ALC-AllCommercial-IntLight | 0 |  |  |  |  | 28.2518 | 16.4871 | 0 | 0 | 0 | 11.7647 | 100.2216 |  | kWh | 0.031059 | -0.16413 | Commercial |  | Annual | [5 empty] | 11 | 0.96 |  |  |  | 0 | 0 | 10.0078 | 0 | 0 | 0 | 0 | 0 | 0 | 0 | 0 | 0 | 2006 Qtr 1: 0; 2006 Qtr 2: 0; 2006 Qtr 3: 0; 2006 Qtr 4: 0; 2007 Qtr 1: 0; 2007 Qtr 2: 0; 2007 Qtr 3: 0; 2007 Qtr 4: 10.0078; 2008 Qtr 1: 0; 2008 Qtr 2: 0; 2008 Qtr 3: 0; 2008 Qtr 4: 0 | 10.0078
0 | 234330-Premium T8 with T12 40 Watt Baseline - Tr1 |  | 7 | Commercial | 01-ALC-AllCommercial-IntLight | 0 |  |  |  |  | 13.9589 | 13.1897 | 0 | 0 | 0 | 0.76922 | 30.14 |  | kWh | 0.0093405 | -0.04936 | Commercial |  | Annual | [5 empty] | 11 | 0.96 |  |  |  | 0 | 0 | 18.196 | 0 | 0 | 0 | 0 | 0 | 0 | 0 | 0 | 0 | 2006 Qtr 1: 0; 2006 Qtr 2: 0; 2006 Qtr 3: 0; 2006 Qtr 4: 0; 2007 Qtr 1: 0; 2007 Qtr 2: 0; 2007 Qtr 3: 0; 2007 Qtr 4: 18.196; 2008 Qtr 1: 0; 2008 Qtr 2: 0; 2008 Qtr 3: 0; 2008 Qtr 4: 0 | 18.196
0 | 234303-Lighting-Remove 4 Ft Lamp (De-Lamp) - Tr1 | COFL00AVDEL01 | 7 | Commercial | 01-ALC-AllCommercial-IntLight | 0 |  |  |  |  | 28.2518 | 16.4871 | 0 | 0 | 0 | 11.7647 | 100.2216 |  | kWh | 0.031059 | -0.16413 | Commercial |  | Annual | [5 empty] | 11 | 0.96 |  |  |  | 0 | 0 | 9.098 | 0 | 0 | 0 | 0 | 0 | 0 | 0 | 0 | 0 | 2006 Qtr 1: 0; 2006 Qtr 2: 0; 2006 Qtr 3: 0; 2006 Qtr 4: 0; 2007 Qtr 1: 0; 2007 Qtr 2: 0; 2007 Qtr 3: 0; 2007 Qtr 4: 9.098; 2008 Qtr 1: 0; 2008 Qtr 2: 0; 2008 Qtr 3: 0; 2008 Qtr 4: 0 | 9.098
0 | 234331-Premium T8 with T12 40 Watt Baseline - Tr2 |  | 7 | Commercial | 01-ALC-AllCommercial-IntLight | 0 |  |  |  |  | 13.9591 | 9.8923 | 0 | 0 | 0 | 4.0668 | 35.8564 |  | kWh | 0.010832 | -0.058721 | Commercial |  | Annual | [5 empty] | 11 | 0.96 |  |  |  | 0 | 0 | 12.7372 | 0 | 0 | 0 | 0 | 0 | 0 | 0 | 0 | 0 | 2006 Qtr 1: 0; 2006 Qtr 2: 0; 2006 Qtr 3: 0; 2006 Qtr 4: 0; 2007 Qtr 1: 0; 2007 Qtr 2: 0; 2007 Qtr 3: 0; 2007 Qtr 4: 12.7372; 2008 Qtr 1: 0; 2008 Qtr 2: 0; 2008 Qtr 3: 0; 2008 Qtr 4: 0 | 12.7372
0 | 234304-Lighting-Remove 4 Ft Lamp (De-Lamp) - Tr2 | COFL00AVDEL01 | 7 | Commercial | 01-ALC-AllCommercial-IntLight | 0 |  |  |  |  | 28.2538 | 12.3653 | 0 | 0 | 0 | 15.8885 | 115.4744 |  | kWh | 0.034885 | -0.18911 | Commercial |  | Annual | [5 empty] | 11 | 0.96 |  |  |  | 0 | 0 | 12.7372 | 0 | 0 | 0 | 0 | 0 | 0 | 0 | 0 | 0 | 2006 Qtr 1: 0; 2006 Qtr 2: 0; 2006 Qtr 3: 0; 2006 Qtr 4: 0; 2007 Qtr 1: 0; 2007 Qtr 2: 0; 2007 Qtr 3: 0; 2007 Qtr 4: 12.7372; 2008 Qtr 1: 0; 2008 Qtr 2: 0; 2008 Qtr 3: 0; 2008 Qtr 4: 0 | 12.7372
0 | 234331-Premium T8 with T12 40 Watt Baseline - Tr2 |  | System | Commercial | 01-ALC-AllCommercial-IntLight | 0 |  |  |  |  | 13.9591 | 9.8923 | 0 | 0 | 0 | 4.0668 | 35.8564 |  | kWh | 0.010832 | -0.058721 | Commercial |  | Annual | [5 empty] | 11 | 0.96 |  |  |  | 0 | 0 | 49.1293 | 0 | 0 | 0 | 0 | 0 | 0 | 0 | 0 | 0 | 2006 Qtr 1: 0; 2006 Qtr 2: 0; 2006 Qtr 3: 0; 2006 Qtr 4: 0; 2007 Qtr 1: 0; 2007 Qtr 2: 0; 2007 Qtr 3: 0; 2007 Qtr 4: 49.1293; 2008 Qtr 1: 0; 2008 Qtr 2: 0; 2008 Qtr 3: 0; 2008 Qtr 4: 0 | 49.1293
0 | 234304-Lighting-Remove 4 Ft Lamp (De-Lamp) - Tr2 | COFL00AVDEL01 | System | Commercial | 01-ALC-AllCommercial-IntLight | 0 |  |  |  |  | 28.2538 | 12.3653 | 0 | 0 | 0 | 15.8885 | 115.4744 |  | kWh | 0.034885 | -0.18911 | Commercial |  | Annual | [5 empty] | 11 | 0.96 |  |  |  | 0 | 0 | 49.1293 | 0 | 0 | 0 | 0 | 0 | 0 | 0 | 0 | 0 | 2006 Qtr 1: 0; 2006 Qtr 2: 0; 2006 Qtr 3: 0; 2006 Qtr 4: 0; 2007 Qtr 1: 0; 2007 Qtr 2: 0; 2007 Qtr 3: 0; 2007 Qtr 4: 49.1293; 2008 Qtr 1: 0; 2008 Qtr 2: 0; 2008 Qtr 3: 0; 2008 Qtr 4: 0 | 49.1293
0 | 234126-Refrigeration - Efficient Evap Fan Motor Electronically Commutated Motor (ECM) | Averaged DEER Msrs | 7 | Commercial | 01-ALC-AllCommercial-Refrig | 0 |  |  |  |  | 6.7904 | 150 | 0 | 0 | 0 | -143.2096 | 116.369 |  | kWh | 0.015845 | -0.11528 | Commercial |  | Annual | [5 empty] | 15 | 0.96 |  |  |  | 0 | 0 | 6 | 0 | 0 | 0 | 0 | 0 | 0 | 0 | 0 | 0 | 2006 Qtr 1: 0; 2006 Qtr 2: 0; 2006 Qtr 3: 0; 2006 Qtr 4: 0; 2007 Qtr 1: 0; 2007 Qtr 2: 0; 2007 Qtr 3: 6; 2007 Qtr 4: 0; 2008 Qtr 1: 0; 2008 Qtr 2: 0; 2008 Qtr 3: 0; 2008 Qtr 4: 0 | 6
0 | 234126-Refrigeration - Efficient Evap Fan Motor Electronically Commutated Motor (ECM) | Averaged DEER Msrs | 7 | Commercial | 01-ALC-AllCommercial-Refrig | 0 |  |  |  |  | 6.7904 | 150 | 0 | 0 | 0 | -143.2096 | 116.369 |  | kWh | 0.015845 | -0.11528 | Commercial |  | Annual | [5 empty] | 15 | 0.96 |  |  |  | 0 | 0 | 7 | 0 | 0 | 0 | 0 | 0 | 0 | 0 | 0 | 0 | 2006 Qtr 1: 0; 2006 Qtr 2: 0; 2006 Qtr 3: 0; 2006 Qtr 4: 0; 2007 Qtr 1: 0; 2007 Qtr 2: 0; 2007 Qtr 3: 0; 2007 Qtr 4: 7; 2008 Qtr 1: 0; 2008 Qtr 2: 0; 2008 Qtr 3: 0; 2008 Qtr 4: 0 | 7
0 | 234126-Refrigeration - Efficient Evap Fan Motor Electronically Commutated Motor (ECM) | Averaged DEER Msrs | 7 | Commercial | 21-RSD-Restaurant–SitDown-REFG | 0 |  |  |  |  | 6.7904 | 150 | 0 | 0 | 0 | -143.2096 | 116.369 |  | kWh | 0.015845 | -0.11528 | Commercial |  | Annual | [5 empty] | 15 | 0.96 |  |  |  | 0 | 0 | 4 | 0 | 0 | 0 | 0 | 0 | 0 | 0 | 0 | 0 | 2006 Qtr 1: 0; 2006 Qtr 2: 0; 2006 Qtr 3: 0; 2006 Qtr 4: 0; 2007 Qtr 1: 0; 2007 Qtr 2: 0; 2007 Qtr 3: 0; 2007 Qtr 4: 4; 2008 Qtr 1: 0; 2008 Qtr 2: 0; 2008 Qtr 3: 0; 2008 Qtr 4: 0 | 4
0 | 234126-Refrigeration - Efficient Evap Fan Motor Electronically Commutated Motor (ECM) | Averaged DEER Msrs | 7 | Commercial | 01-ALC-AllCommercial-Refrig | 0 |  |  |  |  | 6.7904 | 150 | 0 | 0 | 0 | -143.2096 | 116.369 |  | kWh | 0.015845 | -0.11528 | Commercial |  | Annual | [5 empty] | 15 | 0.96 |  |  |  | 0 | 0 | 20 | 0 | 0 | 0 | 0 | 0 | 0 | 0 | 0 | 0 | 2006 Qtr 1: 0; 2006 Qtr 2: 0; 2006 Qtr 3: 0; 2006 Qtr 4: 0; 2007 Qtr 1: 0; 2007 Qtr 2: 0; 2007 Qtr 3: 0; 2007 Qtr 4: 20; 2008 Qtr 1: 0; 2008 Qtr 2: 0; 2008 Qtr 3: 0; 2008 Qtr 4: 0 | 20
0 | 234126-Refrigeration - Efficient Evap Fan Motor Electronically Commutated Motor (ECM) | Averaged DEER Msrs | 7 | Commercial | 01-ALC-AllCommercial-Refrig | 0 |  |  |  |  | 6.7904 | 150 | 0 | 0 | 0 | -143.2096 | 116.369 |  | kWh | 0.015845 | -0.11528 | Commercial |  | Annual | [5 empty] | 15 | 0.96 |  |  |  | 0 | 0 | 3 | 0 | 0 | 0 | 0 | 0 | 0 | 0 | 0 | 0 | 2006 Qtr 1: 0; 2006 Qtr 2: 0; 2006 Qtr 3: 0; 2006 Qtr 4: 0; 2007 Qtr 1: 0; 2007 Qtr 2: 0; 2007 Qtr 3: 0; 2007 Qtr 4: 3; 2008 Qtr 1: 0; 2008 Qtr 2: 0; 2008 Qtr 3: 0; 2008 Qtr 4: 0 | 3
0 | 234208-Lighting-8 Ft T-8 with Elec Ballast-Tr2 |  | 7 | Commercial | 01-ALC-AllCommercial-IntLight | 0 |  |  |  |  | 35.7165 | 16.4871 | 0 | 0 | 0 | 19.2294 | 29.0804 |  | kWh | 0.0087852 | -0.047624 | Commercial |  | Annual | [5 empty] | 11 | 0.96 |  |  |  | 0 | 0 | 61.8665 | 0 | 0 | 0 | 0 | 0 | 0 | 0 | 0 | 0 | 2006 Qtr 1: 0; 2006 Qtr 2: 0; 2006 Qtr 3: 0; 2006 Qtr 4: 0; 2007 Qtr 1: 0; 2007 Qtr 2: 0; 2007 Qtr 3: 0; 2007 Qtr 4: 61.8665; 2008 Qtr 1: 0; 2008 Qtr 2: 0; 2008 Qtr 3: 0; 2008 Qtr 4: 0 | 61.8665
0 | 234307-Lighting-Remove 8 Ft Lamp (De-Lamp) - Tr2 | CRTL00AVDEL02 | 7 | Commercial | 01-ALC-AllCommercial-IntLight | 0 |  |  |  |  | 28.4684 | 16.4871 | 0 | 0 | 0 | 11.9813 | 190.5751 |  | kWh | 0.057573 | -0.3121 | Commercial |  | Annual | [5 empty] | 11 | 0.96 |  |  |  | 0 | 0 | 5.4588 | 0 | 0 | 0 | 0 | 0 | 0 | 0 | 0 | 0 | 2006 Qtr 1: 0; 2006 Qtr 2: 0; 2006 Qtr 3: 0; 2006 Qtr 4: 0; 2007 Qtr 1: 0; 2007 Qtr 2: 0; 2007 Qtr 3: 0; 2007 Qtr 4: 5.4588; 2008 Qtr 1: 0; 2008 Qtr 2: 0; 2008 Qtr 3: 0; 2008 Qtr 4: 0 | 5.4588
0 | 234331-Premium T8 with T12 40 Watt Baseline - Tr2 |  | 7 | Commercial | 01-ALC-AllCommercial-IntLight | 0 |  |  |  |  | 13.9591 | 9.8923 | 0 | 0 | 0 | 4.0668 | 35.8564 |  | kWh | 0.010832 | -0.058721 | Commercial |  | Annual | [5 empty] | 11 | 0.96 |  |  |  | 0 | 0 | 1.8196 | 0 | 0 | 0 | 0 | 0 | 0 | 0 | 0 | 0 | 2006 Qtr 1: 0; 2006 Qtr 2: 0; 2006 Qtr 3: 0; 2006 Qtr 4: 0; 2007 Qtr 1: 0; 2007 Qtr 2: 0; 2007 Qtr 3: 0; 2007 Qtr 4: 1.8196; 2008 Qtr 1: 0; 2008 Qtr 2: 0; 2008 Qtr 3: 0; 2008 Qtr 4: 0 | 1.8196
0 | 234330-Premium T8 with T12 40 Watt Baseline - Tr1 |  | 10 | Commercial | 01-ALC-AllCommercial-IntLight | 0 |  |  |  |  | 13.9589 | 13.1897 | 0 | 0 | 0 | 0.76922 | 38.5499 |  | kWh | 0.01239 | -0.063133 | Commercial |  | Annual | [5 empty] | 11 | 0.96 |  |  |  | 0 | 0 | 12.7372 | 0 | 0 | 0 | 0 | 0 | 0 | 0 | 0 | 0 | 2006 Qtr 1: 0; 2006 Qtr 2: 0; 2006 Qtr 3: 0; 2006 Qtr 4: 0; 2007 Qtr 1: 0; 2007 Qtr 2: 0; 2007 Qtr 3: 0; 2007 Qtr 4: 12.7372; 2008 Qtr 1: 0; 2008 Qtr 2: 0; 2008 Qtr 3: 0; 2008 Qtr 4: 0 | 12.7372
0 | 234330-Premium T8 with T12 40 Watt Baseline - Tr1 |  | 10 | Commercial | 01-ALC-AllCommercial-IntLight | 0 |  |  |  |  | 13.9589 | 13.1897 | 0 | 0 | 0 | 0.76922 | 38.5499 |  | kWh | 0.01239 | -0.063133 | Commercial |  | Annual | [5 empty] | 11 | 0.96 |  |  |  | 0 | 0 | 109.1763 | 0 | 0 | 0 | 0 | 0 | 0 | 0 | 0 | 0 | 2006 Qtr 1: 0; 2006 Qtr 2: 0; 2006 Qtr 3: 0; 2006 Qtr 4: 0; 2007 Qtr 1: 0; 2007 Qtr 2: 0; 2007 Qtr 3: 0; 2007 Qtr 4: 109.1763; 2008 Qtr 1: 0; 2008 Qtr 2: 0; 2008 Qtr 3: 0; 2008 Qtr 4: 0 | 109.1763
0 | 234126-Refrigeration - Efficient Evap Fan Motor Electronically Commutated Motor (ECM) | Averaged DEER Msrs | 7 | Commercial | 01-ALC-AllCommercial-Refrig | 0 |  |  |  |  | 6.7904 | 150 | 0 | 0 | 0 | -143.2096 | 116.369 |  | kWh | 0.015845 | -0.11528 | Commercial |  | Annual | [5 empty] | 15 | 0.96 |  |  |  | 0 | 0 | 11 | 0 | 0 | 0 | 0 | 0 | 0 | 0 | 0 | 0 | 2006 Qtr 1: 0; 2006 Qtr 2: 0; 2006 Qtr 3: 0; 2006 Qtr 4: 0; 2007 Qtr 1: 0; 2007 Qtr 2: 0; 2007 Qtr 3: 0; 2007 Qtr 4: 11; 2008 Qtr 1: 0; 2008 Qtr 2: 0; 2008 Qtr 3: 0; 2008 Qtr 4: 0 | 11
0 | 234332-Premium T8 with T12 40 Watt Baseline - Tr3 |  | 7 | Commercial | 01-ALC-AllCommercial-IntLight | 0 |  |  |  |  | 13.9591 | 7.1444 | 0 | 0 | 0 | 6.8147 | 28.1797 |  | kWh | 0.008733 | -0.046149 | Commercial |  | Annual | [5 empty] | 11 | 0.96 |  |  |  | 0 | 0 | 9.098 | 0 | 0 | 0 | 0 | 0 | 0 | 0 | 0 | 0 | 2006 Qtr 1: 0; 2006 Qtr 2: 0; 2006 Qtr 3: 0; 2006 Qtr 4: 0; 2007 Qtr 1: 0; 2007 Qtr 2: 0; 2007 Qtr 3: 0; 2007 Qtr 4: 9.098; 2008 Qtr 1: 0; 2008 Qtr 2: 0; 2008 Qtr 3: 0; 2008 Qtr 4: 0 | 9.098
0 | 234332-Premium T8 with T12 40 Watt Baseline - Tr3 |  | 7 | Commercial | 01-ALC-AllCommercial-IntLight | 0 |  |  |  |  | 13.9591 | 7.1444 | 0 | 0 | 0 | 6.8147 | 28.1797 |  | kWh | 0.008733 | -0.046149 | Commercial |  | Annual | [5 empty] | 11 | 0.96 |  |  |  | 0 | 0 | 5.4588 | 0 | 0 | 0 | 0 | 0 | 0 | 0 | 0 | 0 | 2006 Qtr 1: 0; 2006 Qtr 2: 0; 2006 Qtr 3: 0; 2006 Qtr 4: 0; 2007 Qtr 1: 0; 2007 Qtr 2: 0; 2007 Qtr 3: 0; 2007 Qtr 4: 5.4588; 2008 Qtr 1: 0; 2008 Qtr 2: 0; 2008 Qtr 3: 0; 2008 Qtr 4: 0 | 5.4588
0 | 234308-Lighting-Remove 8 Ft Lamp (De-Lamp) - Tr3 | CRTL00AVDEL02 | 7 | Commercial | 01-ALC-AllCommercial-IntLight | 0 |  |  |  |  | 28.4737 | 11.8158 | 0 | 0 | 0 | 16.6579 | 165.4025 |  | kWh | 0.051259 | -0.27088 | Commercial |  | Annual | [5 empty] | 11 | 0.96 |  |  |  | 0 | 0 | 2.7294 | 0 | 0 | 0 | 0 | 0 | 0 | 0 | 0 | 0 | 2006 Qtr 1: 0; 2006 Qtr 2: 0; 2006 Qtr 3: 0; 2006 Qtr 4: 0; 2007 Qtr 1: 0; 2007 Qtr 2: 0; 2007 Qtr 3: 0; 2007 Qtr 4: 2.7294; 2008 Qtr 1: 0; 2008 Qtr 2: 0; 2008 Qtr 3: 0; 2008 Qtr 4: 0 | 2.7294
0 | 234343-Steam Trap Replacement- Commercial - Other |  | 7 | Commercial | 21-RSD-Restaurant–SitDown-PROC_OTH | 0 |  |  |  |  | 113.64 | 75 | 0 | 0 | 0 | 38.64 | 0 |  | kWh | 0 | 16.68 | Commercial |  | Annual | [5 empty] | 15 | 0.96 |  |  |  | 0 | 0 | 17 | 0 | 0 | 0 | 0 | 0 | 0 | 0 | 0 | 0 | 2006 Qtr 1: 0; 2006 Qtr 2: 0; 2006 Qtr 3: 0; 2006 Qtr 4: 0; 2007 Qtr 1: 0; 2007 Qtr 2: 0; 2007 Qtr 3: 0; 2007 Qtr 4: 17; 2008 Qtr 1: 0; 2008 Qtr 2: 0; 2008 Qtr 3: 0; 2008 Qtr 4: 0 | 17
0 | 234343-Steam Trap Replacement- Commercial - Other |  | 7 | Commercial | 21-RSD-Restaurant–SitDown-PROC_OTH | 0 |  |  |  |  | 113.64 | 75 | 0 | 0 | 0 | 38.64 | 0 |  | kWh | 0 | 16.68 | Commercial |  | Annual | [5 empty] | 15 | 0.96 |  |  |  | 0 | 0 | 14 | 0 | 0 | 0 | 0 | 0 | 0 | 0 | 0 | 0 | 2006 Qtr 1: 0; 2006 Qtr 2: 0; 2006 Qtr 3: 0; 2006 Qtr 4: 0; 2007 Qtr 1: 0; 2007 Qtr 2: 0; 2007 Qtr 3: 0; 2007 Qtr 4: 14; 2008 Qtr 1: 0; 2008 Qtr 2: 0; 2008 Qtr 3: 0; 2008 Qtr 4: 0 | 14
0 | 234343-Steam Trap Replacement- Commercial - Other |  | 10 | Commercial | 21-RSD-Restaurant–SitDown-PROC_OTH | 0 |  |  |  |  | 113.64 | 75 | 0 | 0 | 0 | 38.64 | 0 |  | kWh | 0 | 16.68 | Commercial |  | Annual | [5 empty] | 15 | 0.96 |  |  |  | 0 | 0 | 19 | 0 | 0 | 0 | 0 | 0 | 0 | 0 | 0 | 0 | 2006 Qtr 1: 0; 2006 Qtr 2: 0; 2006 Qtr 3: 0; 2006 Qtr 4: 0; 2007 Qtr 1: 0; 2007 Qtr 2: 0; 2007 Qtr 3: 0; 2007 Qtr 4: 19; 2008 Qtr 1: 0; 2008 Qtr 2: 0; 2008 Qtr 3: 0; 2008 Qtr 4: 0 | 19
0 | 234343-Steam Trap Replacement- Commercial - Other |  | 7 | Commercial | 21-RSD-Restaurant–SitDown-PROC_OTH | 0 |  |  |  |  | 113.64 | 75 | 0 | 0 | 0 | 38.64 | 0 |  | kWh | 0 | 16.68 | Commercial |  | Annual | [5 empty] | 15 | 0.96 |  |  |  | 0 | 0 | 13 | 0 | 0 | 0 | 0 | 0 | 0 | 0 | 0 | 0 | 2006 Qtr 1: 0; 2006 Qtr 2: 0; 2006 Qtr 3: 0; 2006 Qtr 4: 0; 2007 Qtr 1: 0; 2007 Qtr 2: 0; 2007 Qtr 3: 0; 2007 Qtr 4: 13; 2008 Qtr 1: 0; 2008 Qtr 2: 0; 2008 Qtr 3: 0; 2008 Qtr 4: 0 | 13
0 | 234343-Steam Trap Replacement- Commercial - Other |  | 7 | Commercial | 21-RSD-Restaurant–SitDown-PROC_OTH | 0 |  |  |  |  | 113.64 | 75 | 0 | 0 | 0 | 38.64 | 0 |  | kWh | 0 | 16.68 | Commercial |  | Annual | [5 empty] | 15 | 0.96 |  |  |  | 0 | 0 | 15 | 0 | 0 | 0 | 0 | 0 | 0 | 0 | 0 | 0 | 2006 Qtr 1: 0; 2006 Qtr 2: 0; 2006 Qtr 3: 0; 2006 Qtr 4: 0; 2007 Qtr 1: 0; 2007 Qtr 2: 0; 2007 Qtr 3: 0; 2007 Qtr 4: 15; 2008 Qtr 1: 0; 2008 Qtr 2: 0; 2008 Qtr 3: 0; 2008 Qtr 4: 0 | 15
0 | 234343-Steam Trap Replacement- Commercial - Other |  | 7 | Commercial | 21-RSD-Restaurant–SitDown-PROC_OTH | 0 |  |  |  |  | 113.64 | 75 | 0 | 0 | 0 | 38.64 | 0 |  | kWh | 0 | 16.68 | Commercial |  | Annual | [5 empty] | 15 | 0.96 |  |  |  | 0 | 0 | 11 | 0 | 0 | 0 | 0 | 0 | 0 | 0 | 0 | 0 | 2006 Qtr 1: 0; 2006 Qtr 2: 0; 2006 Qtr 3: 0; 2006 Qtr 4: 0; 2007 Qtr 1: 0; 2007 Qtr 2: 0; 2007 Qtr 3: 0; 2007 Qtr 4: 11; 2008 Qtr 1: 0; 2008 Qtr 2: 0; 2008 Qtr 3: 0; 2008 Qtr 4: 0 | 11
0 | 234330-Premium T8 with T12 40 Watt Baseline - Tr1 |  | 7 | Commercial | 01-ALC-AllCommercial-IntLight | 0 |  |  |  |  | 13.9589 | 13.1897 | 0 | 0 | 0 | 0.76922 | 30.14 |  | kWh | 0.0093405 | -0.04936 | Commercial |  | Annual | [5 empty] | 11 | 0.96 |  |  |  | 0 | 0 | 242.0074 | 0 | 0 | 0 | 0 | 0 | 0 | 0 | 0 | 0 | 2006 Qtr 1: 0; 2006 Qtr 2: 0; 2006 Qtr 3: 0; 2006 Qtr 4: 0; 2007 Qtr 1: 0; 2007 Qtr 2: 0; 2007 Qtr 3: 0; 2007 Qtr 4: 242.0074; 2008 Qtr 1: 0; 2008 Qtr 2: 0; 2008 Qtr 3: 0; 2008 Qtr 4: 0 | 242.0074
0 | 234201-Lighting-2 Ft 2nd Gen T-8 with Elec Ballast-Tr1 |  | 7 | Commercial | 01-ALC-AllCommercial-IntLight | 0 |  |  |  |  | 23.0819 | 10.9914 | 0 | 0 | 0 | 12.0905 | 19.1867 |  | kWh | 0.005946 | -0.031422 | Commercial |  | Annual | [5 empty] | 11 | 0.96 |  |  |  | 0 | 0 | 3.6392 | 0 | 0 | 0 | 0 | 0 | 0 | 0 | 0 | 0 | 2006 Qtr 1: 0; 2006 Qtr 2: 0; 2006 Qtr 3: 0; 2006 Qtr 4: 0; 2007 Qtr 1: 0; 2007 Qtr 2: 0; 2007 Qtr 3: 0; 2007 Qtr 4: 3.6392; 2008 Qtr 1: 0; 2008 Qtr 2: 0; 2008 Qtr 3: 0; 2008 Qtr 4: 0 | 3.6392
0 | 234303-Lighting-Remove 4 Ft Lamp (De-Lamp) - Tr1 | COFL00AVDEL01 | 7 | Commercial | 01-ALC-AllCommercial-IntLight | 0 |  |  |  |  | 28.2518 | 16.4871 | 0 | 0 | 0 | 11.7647 | 100.2216 |  | kWh | 0.031059 | -0.16413 | Commercial |  | Annual | [5 empty] | 11 | 0.96 |  |  |  | 0 | 0 | 0.9098 | 0 | 0 | 0 | 0 | 0 | 0 | 0 | 0 | 0 | 2006 Qtr 1: 0; 2006 Qtr 2: 0; 2006 Qtr 3: 0; 2006 Qtr 4: 0; 2007 Qtr 1: 0; 2007 Qtr 2: 0; 2007 Qtr 3: 0; 2007 Qtr 4: 0.9098; 2008 Qtr 1: 0; 2008 Qtr 2: 0; 2008 Qtr 3: 0; 2008 Qtr 4: 0 | 0.9098
0 | 234330-Premium T8 with T12 40 Watt Baseline - Tr1 |  | 10 | Commercial | 01-ALC-AllCommercial-IntLight | 0 |  |  |  |  | 13.9589 | 13.1897 | 0 | 0 | 0 | 0.76922 | 34.727 |  | kWh | 0.010491 | -0.056872 | Commercial |  | Annual | [5 empty] | 11 | 0.96 |  |  |  | 0 | 0 | 67.3254 | 0 | 0 | 0 | 0 | 0 | 0 | 0 | 0 | 0 | 2006 Qtr 1: 0; 2006 Qtr 2: 0; 2006 Qtr 3: 0; 2006 Qtr 4: 0; 2007 Qtr 1: 0; 2007 Qtr 2: 0; 2007 Qtr 3: 0; 2007 Qtr 4: 67.3254; 2008 Qtr 1: 0; 2008 Qtr 2: 0; 2008 Qtr 3: 0; 2008 Qtr 4: 0 | 67.3254
0 | 234330-Premium T8 with T12 40 Watt Baseline - Tr1 |  | 10 | Commercial | 01-ALC-AllCommercial-IntLight | 0 |  |  |  |  | 13.9589 | 13.1897 | 0 | 0 | 0 | 0.76922 | 34.727 |  | kWh | 0.010491 | -0.056872 | Commercial |  | Annual | [5 empty] | 11 | 0.96 |  |  |  | 0 | 0 | 9.098 | 0 | 0 | 0 | 0 | 0 | 0 | 0 | 0 | 0 | 2006 Qtr 1: 0; 2006 Qtr 2: 0; 2006 Qtr 3: 0; 2006 Qtr 4: 0; 2007 Qtr 1: 0; 2007 Qtr 2: 0; 2007 Qtr 3: 0; 2007 Qtr 4: 9.098; 2008 Qtr 1: 0; 2008 Qtr 2: 0; 2008 Qtr 3: 0; 2008 Qtr 4: 0 | 9.098
0 | 234330-Premium T8 with T12 40 Watt Baseline - Tr1 |  | 10 | Commercial | 01-ALC-AllCommercial-IntLight | 0 |  |  |  |  | 13.9589 | 13.1897 | 0 | 0 | 0 | 0.76922 | 34.727 |  | kWh | 0.010491 | -0.056872 | Commercial |  | Annual | [5 empty] | 11 | 0.96 |  |  |  | 0 | 0 | 10.0078 | 0 | 0 | 0 | 0 | 0 | 0 | 0 | 0 | 0 | 2006 Qtr 1: 0; 2006 Qtr 2: 0; 2006 Qtr 3: 0; 2006 Qtr 4: 0; 2007 Qtr 1: 0; 2007 Qtr 2: 0; 2007 Qtr 3: 0; 2007 Qtr 4: 10.0078; 2008 Qtr 1: 0; 2008 Qtr 2: 0; 2008 Qtr 3: 0; 2008 Qtr 4: 0 | 10.0078
0 | 234303-Lighting-Remove 4 Ft Lamp (De-Lamp) - Tr1 | COFL00AVDEL01 | 10 | Commercial | 01-ALC-AllCommercial-IntLight | 0 |  |  |  |  | 28.2518 | 16.4871 | 0 | 0 | 0 | 11.7647 | 115.4744 |  | kWh | 0.034885 | -0.18911 | Commercial |  | Annual | [5 empty] | 11 | 0.96 |  |  |  | 0 | 0 | 4.549 | 0 | 0 | 0 | 0 | 0 | 0 | 0 | 0 | 0 | 2006 Qtr 1: 0; 2006 Qtr 2: 0; 2006 Qtr 3: 0; 2006 Qtr 4: 0; 2007 Qtr 1: 0; 2007 Qtr 2: 0; 2007 Qtr 3: 0; 2007 Qtr 4: 4.549; 2008 Qtr 1: 0; 2008 Qtr 2: 0; 2008 Qtr 3: 0; 2008 Qtr 4: 0 | 4.549
0 | 234343-Steam Trap Replacement- Commercial - Other |  | 7 | Commercial | 21-RSD-Restaurant–SitDown-PROC_OTH | 0 |  |  |  |  | 113.64 | 75 | 0 | 0 | 0 | 38.64 | 0 |  | kWh | 0 | 16.68 | Commercial |  | Annual | [5 empty] | 15 | 0.96 |  |  |  | 0 | 0 | 11 | 0 | 0 | 0 | 0 | 0 | 0 | 0 | 0 | 0 | 2006 Qtr 1: 0; 2006 Qtr 2: 0; 2006 Qtr 3: 0; 2006 Qtr 4: 0; 2007 Qtr 1: 0; 2007 Qtr 2: 0; 2007 Qtr 3: 0; 2007 Qtr 4: 11; 2008 Qtr 1: 0; 2008 Qtr 2: 0; 2008 Qtr 3: 0; 2008 Qtr 4: 0 | 11
0 | 234330-Premium T8 with T12 40 Watt Baseline - Tr1 |  | 7 | Commercial | 01-ALC-AllCommercial-IntLight | 0 |  |  |  |  | 13.9589 | 13.1897 | 0 | 0 | 0 | 0.76922 | 40.547 |  | kWh | 0.0073476 | -0.066403 | Commercial |  | Annual | [5 empty] | 11 | 0.96 |  |  |  | 0 | 0 | 38.2117 | 0 | 0 | 0 | 0 | 0 | 0 | 0 | 0 | 0 | 2006 Qtr 1: 0; 2006 Qtr 2: 0; 2006 Qtr 3: 0; 2006 Qtr 4: 0; 2007 Qtr 1: 0; 2007 Qtr 2: 0; 2007 Qtr 3: 0; 2007 Qtr 4: 38.2117; 2008 Qtr 1: 0; 2008 Qtr 2: 0; 2008 Qtr 3: 0; 2008 Qtr 4: 0 | 38.2117
0 | 234303-Lighting-Remove 4 Ft Lamp (De-Lamp) - Tr1 | COFL00AVDEL01 | 7 | Commercial | 01-ALC-AllCommercial-IntLight | 0 |  |  |  |  | 28.2518 | 16.4871 | 0 | 0 | 0 | 11.7647 | 134.827 |  | kWh | 0.024432 | -0.2208 | Commercial |  | Annual | [5 empty] | 11 | 0.96 |  |  |  | 0 | 0 | 29.1137 | 0 | 0 | 0 | 0 | 0 | 0 | 0 | 0 | 0 | 2006 Qtr 1: 0; 2006 Qtr 2: 0; 2006 Qtr 3: 0; 2006 Qtr 4: 0; 2007 Qtr 1: 0; 2007 Qtr 2: 0; 2007 Qtr 3: 0; 2007 Qtr 4: 29.1137; 2008 Qtr 1: 0; 2008 Qtr 2: 0; 2008 Qtr 3: 0; 2008 Qtr 4: 0 | 29.1137
0 | 234049-Lighting-LED Exit Sign New Sign | CALC00AVETS01 | 7 | Commercial | 02-ASM-Assembly-Exit | 0 |  |  |  |  | 65.3696 | 45 | 0 | 0 | 0 | 20.3696 | 351.311 |  | kWh | 0 | 0 | Commercial |  | Annual | [5 empty] | 16 | 0.96 |  |  |  | 0 | 0 | 3 | 0 | 0 | 0 | 0 | 0 | 0 | 0 | 0 | 0 | 2006 Qtr 1: 0; 2006 Qtr 2: 0; 2006 Qtr 3: 0; 2006 Qtr 4: 0; 2007 Qtr 1: 0; 2007 Qtr 2: 0; 2007 Qtr 3: 0; 2007 Qtr 4: 3; 2008 Qtr 1: 0; 2008 Qtr 2: 0; 2008 Qtr 3: 0; 2008 Qtr 4: 0 | 3
0 | 234330-Premium T8 with T12 40 Watt Baseline - Tr1 |  | 7 | Commercial | 01-ALC-AllCommercial-IntLight | 0 |  |  |  |  | 13.9589 | 13.1897 | 0 | 0 | 0 | 0.76922 | 34.727 |  | kWh | 0.010491 | -0.056872 | Commercial |  | Annual | [5 empty] | 11 | 0.96 |  |  |  | 0 | 0 | 103.7174 | 0 | 0 | 0 | 0 | 0 | 0 | 0 | 0 | 0 | 2006 Qtr 1: 0; 2006 Qtr 2: 0; 2006 Qtr 3: 0; 2006 Qtr 4: 0; 2007 Qtr 1: 0; 2007 Qtr 2: 0; 2007 Qtr 3: 0; 2007 Qtr 4: 103.7174; 2008 Qtr 1: 0; 2008 Qtr 2: 0; 2008 Qtr 3: 0; 2008 Qtr 4: 0 | 103.7174
0 | 234331-Premium T8 with T12 40 Watt Baseline - Tr2 |  | 7 | Commercial | 01-ALC-AllCommercial-IntLight | 0 |  |  |  |  | 13.9591 | 9.8923 | 0 | 0 | 0 | 4.0668 | 34.3437 |  | kWh | 0.0098138 | -0.056244 | Commercial |  | Annual | [5 empty] | 11 | 0.96 |  |  |  | 0 | 0 | 371.1993 | 0 | 0 | 0 | 0 | 0 | 0 | 0 | 0 | 0 | 2006 Qtr 1: 0; 2006 Qtr 2: 0; 2006 Qtr 3: 0; 2006 Qtr 4: 0; 2007 Qtr 1: 0; 2007 Qtr 2: 0; 2007 Qtr 3: 0; 2007 Qtr 4: 371.1993; 2008 Qtr 1: 0; 2008 Qtr 2: 0; 2008 Qtr 3: 0; 2008 Qtr 4: 0 | 371.1993
0 | 234331-Premium T8 with T12 40 Watt Baseline - Tr2 |  | 7 | Commercial | 01-ALC-AllCommercial-IntLight | 0 |  |  |  |  | 13.9591 | 9.8923 | 0 | 0 | 0 | 4.0668 | 31.1202 |  | kWh | 0.0096442 | -0.050965 | Commercial |  | Annual | [5 empty] | 11 | 0.96 |  |  |  | 0 | 0 | 72.7842 | 0 | 0 | 0 | 0 | 0 | 0 | 0 | 0 | 0 | 2006 Qtr 1: 0; 2006 Qtr 2: 0; 2006 Qtr 3: 0; 2006 Qtr 4: 0; 2007 Qtr 1: 0; 2007 Qtr 2: 0; 2007 Qtr 3: 72.7842; 2007 Qtr 4: 0; 2008 Qtr 1: 0; 2008 Qtr 2: 0; 2008 Qtr 3: 0; 2008 Qtr 4: 0 | 72.7842
0 | 234330-Premium T8 with T12 40 Watt Baseline - Tr1 |  | 10 | Commercial | 01-ALC-AllCommercial-IntLight | 0 |  |  |  |  | 13.9589 | 13.1897 | 0 | 0 | 0 | 0.76922 | 30.14 |  | kWh | 0.0093405 | -0.04936 | Commercial |  | Annual | [5 empty] | 11 | 0.96 |  |  |  | 0 | 0 | 49.1293 | 0 | 0 | 0 | 0 | 0 | 0 | 0 | 0 | 0 | 2006 Qtr 1: 0; 2006 Qtr 2: 0; 2006 Qtr 3: 0; 2006 Qtr 4: 0; 2007 Qtr 1: 0; 2007 Qtr 2: 0; 2007 Qtr 3: 0; 2007 Qtr 4: 49.1293; 2008 Qtr 1: 0; 2008 Qtr 2: 0; 2008 Qtr 3: 0; 2008 Qtr 4: 0 | 49.1293
0 | 234303-Lighting-Remove 4 Ft Lamp (De-Lamp) - Tr1 | COFL00AVDEL01 | 10 | Commercial | 01-ALC-AllCommercial-IntLight | 0 |  |  |  |  | 28.2518 | 16.4871 | 0 | 0 | 0 | 11.7647 | 100.2216 |  | kWh | 0.031059 | -0.16413 | Commercial |  | Annual | [5 empty] | 11 | 0.96 |  |  |  | 0 | 0 | 49.1293 | 0 | 0 | 0 | 0 | 0 | 0 | 0 | 0 | 0 | 2006 Qtr 1: 0; 2006 Qtr 2: 0; 2006 Qtr 3: 0; 2006 Qtr 4: 0; 2007 Qtr 1: 0; 2007 Qtr 2: 0; 2007 Qtr 3: 0; 2007 Qtr 4: 49.1293; 2008 Qtr 1: 0; 2008 Qtr 2: 0; 2008 Qtr 3: 0; 2008 Qtr 4: 0 | 49.1293
0 | 234343-Steam Trap Replacement- Commercial - Other |  | 10 | Commercial | 21-RSD-Restaurant–SitDown-PROC_OTH | 0 |  |  |  |  | 113.64 | 75 | 0 | 0 | 0 | 38.64 | 0 |  | kWh | 0 | 16.68 | Commercial |  | Annual | [5 empty] | 15 | 0.96 |  |  |  | 0 | 0 | 12 | 0 | 0 | 0 | 0 | 0 | 0 | 0 | 0 | 0 | 2006 Qtr 1: 0; 2006 Qtr 2: 0; 2006 Qtr 3: 0; 2006 Qtr 4: 0; 2007 Qtr 1: 0; 2007 Qtr 2: 0; 2007 Qtr 3: 0; 2007 Qtr 4: 12; 2008 Qtr 1: 0; 2008 Qtr 2: 0; 2008 Qtr 3: 0; 2008 Qtr 4: 0 | 12
0 | 234343-Steam Trap Replacement- Commercial - Other |  | 7 | Commercial | 21-RSD-Restaurant–SitDown-PROC_OTH | 0 |  |  |  |  | 113.64 | 75 | 0 | 0 | 0 | 38.64 | 0 |  | kWh | 0 | 16.68 | Commercial |  | Annual | [5 empty] | 15 | 0.96 |  |  |  | 0 | 0 | 7 | 0 | 0 | 0 | 0 | 0 | 0 | 0 | 0 | 0 | 2006 Qtr 1: 0; 2006 Qtr 2: 0; 2006 Qtr 3: 0; 2006 Qtr 4: 0; 2007 Qtr 1: 0; 2007 Qtr 2: 0; 2007 Qtr 3: 0; 2007 Qtr 4: 7; 2008 Qtr 1: 0; 2008 Qtr 2: 0; 2008 Qtr 3: 0; 2008 Qtr 4: 0 | 7
0 | 234330-Premium T8 with T12 40 Watt Baseline - Tr1 |  | 10 | Commercial | 01-ALC-AllCommercial-IntLight | 0 |  |  |  |  | 13.9589 | 13.1897 | 0 | 0 | 0 | 0.76922 | 34.727 |  | kWh | 0.010491 | -0.056872 | Commercial |  | Annual | [5 empty] | 11 | 0.96 |  |  |  | 0 | 0 | 1.8196 | 0 | 0 | 0 | 0 | 0 | 0 | 0 | 0 | 0 | 2006 Qtr 1: 0; 2006 Qtr 2: 0; 2006 Qtr 3: 0; 2006 Qtr 4: 0; 2007 Qtr 1: 0; 2007 Qtr 2: 0; 2007 Qtr 3: 0; 2007 Qtr 4: 1.8196; 2008 Qtr 1: 0; 2008 Qtr 2: 0; 2008 Qtr 3: 0; 2008 Qtr 4: 0 | 1.8196
0 | 234303-Lighting-Remove 4 Ft Lamp (De-Lamp) - Tr1 | COFL00AVDEL01 | 10 | Commercial | 01-ALC-AllCommercial-IntLight | 0 |  |  |  |  | 28.2518 | 16.4871 | 0 | 0 | 0 | 11.7647 | 115.4744 |  | kWh | 0.034885 | -0.18911 | Commercial |  | Annual | [5 empty] | 11 | 0.96 |  |  |  | 0 | 0 | 1.8196 | 0 | 0 | 0 | 0 | 0 | 0 | 0 | 0 | 0 | 2006 Qtr 1: 0; 2006 Qtr 2: 0; 2006 Qtr 3: 0; 2006 Qtr 4: 0; 2007 Qtr 1: 0; 2007 Qtr 2: 0; 2007 Qtr 3: 0; 2007 Qtr 4: 1.8196; 2008 Qtr 1: 0; 2008 Qtr 2: 0; 2008 Qtr 3: 0; 2008 Qtr 4: 0 | 1.8196
0 | 234207-Lighting-8 Ft T-8 with Elec Ballast-Tr1 |  | 10 | Commercial | 01-ALC-AllCommercial-IntLight | 0 |  |  |  |  | 35.7163 | 21.9828 | 0 | 0 | 0 | 13.7335 | 28.798 |  | kWh | 0.0086999 | -0.047162 | Commercial |  | Annual | [5 empty] | 11 | 0.96 |  |  |  | 0 | 0 | 52.7685 | 0 | 0 | 0 | 0 | 0 | 0 | 0 | 0 | 0 | 2006 Qtr 1: 0; 2006 Qtr 2: 0; 2006 Qtr 3: 0; 2006 Qtr 4: 0; 2007 Qtr 1: 0; 2007 Qtr 2: 0; 2007 Qtr 3: 0; 2007 Qtr 4: 52.7685; 2008 Qtr 1: 0; 2008 Qtr 2: 0; 2008 Qtr 3: 0; 2008 Qtr 4: 0 | 52.7685
0 | 234049-Lighting-LED Exit Sign New Sign | CALC00AVETS01 | 10 | Commercial | 02-ASM-Assembly-Exit | 0 |  |  |  |  | 65.3696 | 45 | 0 | 0 | 0 | 20.3696 | 351.311 |  | kWh | 0 | 0 | Commercial |  | Annual | [5 empty] | 16 | 0.96 |  |  |  | 0 | 0 | 1 | 0 | 0 | 0 | 0 | 0 | 0 | 0 | 0 | 0 | 2006 Qtr 1: 0; 2006 Qtr 2: 0; 2006 Qtr 3: 0; 2006 Qtr 4: 0; 2007 Qtr 1: 0; 2007 Qtr 2: 0; 2007 Qtr 3: 0; 2007 Qtr 4: 1; 2008 Qtr 1: 0; 2008 Qtr 2: 0; 2008 Qtr 3: 0; 2008 Qtr 4: 0 | 1
0 | 234126-Refrigeration - Efficient Evap Fan Motor Electronically Commutated Motor (ECM) | Averaged DEER Msrs | 7 | Commercial | 01-ALC-AllCommercial-Refrig | 0 |  |  |  |  | 6.7904 | 150 | 0 | 0 | 0 | -143.2096 | 116.369 |  | kWh | 0.015845 | -0.11528 | Commercial |  | Annual | [5 empty] | 15 | 0.96 |  |  |  | 0 | 0 | 4 | 0 | 0 | 0 | 0 | 0 | 0 | 0 | 0 | 0 | 2006 Qtr 1: 0; 2006 Qtr 2: 0; 2006 Qtr 3: 0; 2006 Qtr 4: 0; 2007 Qtr 1: 0; 2007 Qtr 2: 0; 2007 Qtr 3: 0; 2007 Qtr 4: 4; 2008 Qtr 1: 0; 2008 Qtr 2: 0; 2008 Qtr 3: 0; 2008 Qtr 4: 0 | 4
0 | 234331-Premium T8 with T12 40 Watt Baseline - Tr2 |  | 10 | Commercial | 01-ALC-AllCommercial-IntLight | 0 |  |  |  |  | 13.9591 | 9.8923 | 0 | 0 | 0 | 4.0668 | 41.8656 |  | kWh | 0.0075865 | -0.068563 | Commercial |  | Annual | [5 empty] | 11 | 0.96 |  |  |  | 0 | 0 | 21.8353 | 0 | 0 | 0 | 0 | 0 | 0 | 0 | 0 | 0 | 2006 Qtr 1: 0; 2006 Qtr 2: 0; 2006 Qtr 3: 0; 2006 Qtr 4: 0; 2007 Qtr 1: 0; 2007 Qtr 2: 0; 2007 Qtr 3: 0; 2007 Qtr 4: 21.8353; 2008 Qtr 1: 0; 2008 Qtr 2: 0; 2008 Qtr 3: 0; 2008 Qtr 4: 0 | 21.8353
0 | 234304-Lighting-Remove 4 Ft Lamp (De-Lamp) - Tr2 | COFL00AVDEL01 | 10 | Commercial | 01-ALC-AllCommercial-IntLight | 0 |  |  |  |  | 28.2538 | 12.3653 | 0 | 0 | 0 | 15.8885 | 134.827 |  | kWh | 0.024432 | -0.2208 | Commercial |  | Annual | [5 empty] | 11 | 0.96 |  |  |  | 0 | 0 | 8.1882 | 0 | 0 | 0 | 0 | 0 | 0 | 0 | 0 | 0 | 2006 Qtr 1: 0; 2006 Qtr 2: 0; 2006 Qtr 3: 0; 2006 Qtr 4: 0; 2007 Qtr 1: 0; 2007 Qtr 2: 0; 2007 Qtr 3: 0; 2007 Qtr 4: 8.1882; 2008 Qtr 1: 0; 2008 Qtr 2: 0; 2008 Qtr 3: 0; 2008 Qtr 4: 0 | 8.1882
0 | 234331-Premium T8 with T12 40 Watt Baseline - Tr2 |  | 10 | Commercial | 01-ALC-AllCommercial-IntLight | 0 |  |  |  |  | 13.9591 | 9.8923 | 0 | 0 | 0 | 4.0668 | 35.8564 |  | kWh | 0.010832 | -0.058721 | Commercial |  | Annual | [5 empty] | 11 | 0.96 |  |  |  | 0 | 0 | 29.1137 | 0 | 0 | 0 | 0 | 0 | 0 | 0 | 0 | 0 | 2006 Qtr 1: 0; 2006 Qtr 2: 0; 2006 Qtr 3: 0; 2006 Qtr 4: 0; 2007 Qtr 1: 0; 2007 Qtr 2: 0; 2007 Qtr 3: 0; 2007 Qtr 4: 29.1137; 2008 Qtr 1: 0; 2008 Qtr 2: 0; 2008 Qtr 3: 0; 2008 Qtr 4: 0 | 29.1137
0 | 234304-Lighting-Remove 4 Ft Lamp (De-Lamp) - Tr2 | COFL00AVDEL01 | 10 | Commercial | 01-ALC-AllCommercial-IntLight | 0 |  |  |  |  | 28.2538 | 12.3653 | 0 | 0 | 0 | 15.8885 | 115.4744 |  | kWh | 0.034885 | -0.18911 | Commercial |  | Annual | [5 empty] | 11 | 0.96 |  |  |  | 0 | 0 | 29.1137 | 0 | 0 | 0 | 0 | 0 | 0 | 0 | 0 | 0 | 2006 Qtr 1: 0; 2006 Qtr 2: 0; 2006 Qtr 3: 0; 2006 Qtr 4: 0; 2007 Qtr 1: 0; 2007 Qtr 2: 0; 2007 Qtr 3: 0; 2007 Qtr 4: 29.1137; 2008 Qtr 1: 0; 2008 Qtr 2: 0; 2008 Qtr 3: 0; 2008 Qtr 4: 0 | 29.1137
0 | 234303-Lighting-Remove 4 Ft Lamp (De-Lamp) - Tr1 | COFL00AVDEL01 | 7 | Commercial | 01-ALC-AllCommercial-IntLight | 0 |  |  |  |  | 28.2518 | 16.4871 | 0 | 0 | 0 | 11.7647 | 100.2216 |  | kWh | 0.031059 | -0.16413 | Commercial |  | Annual | [5 empty] | 11 | 0.96 |  |  |  | 0 | 0 | 411.2306 | 0 | 0 | 0 | 0 | 0 | 0 | 0 | 0 | 0 | 2006 Qtr 1: 0; 2006 Qtr 2: 0; 2006 Qtr 3: 0; 2006 Qtr 4: 0; 2007 Qtr 1: 0; 2007 Qtr 2: 0; 2007 Qtr 3: 0; 2007 Qtr 4: 411.2306; 2008 Qtr 1: 0; 2008 Qtr 2: 0; 2008 Qtr 3: 0; 2008 Qtr 4: 0 | 411.2306
0 | 234330-Premium T8 with T12 40 Watt Baseline - Tr1 |  | 7 | Commercial | 01-ALC-AllCommercial-IntLight | 0 |  |  |  |  | 13.9589 | 13.1897 | 0 | 0 | 0 | 0.76922 | 30.14 |  | kWh | 0.0093405 | -0.04936 | Commercial |  | Annual | [5 empty] | 11 | 0.96 |  |  |  | 0 | 0 | 520.4068 | 0 | 0 | 0 | 0 | 0 | 0 | 0 | 0 | 0 | 2006 Qtr 1: 0; 2006 Qtr 2: 0; 2006 Qtr 3: 0; 2006 Qtr 4: 0; 2007 Qtr 1: 0; 2007 Qtr 2: 0; 2007 Qtr 3: 0; 2007 Qtr 4: 520.4068; 2008 Qtr 1: 0; 2008 Qtr 2: 0; 2008 Qtr 3: 0; 2008 Qtr 4: 0 | 520.4068
0 | 234207-Lighting-8 Ft T-8 with Elec Ballast-Tr1 |  | 7 | Commercial | 01-ALC-AllCommercial-IntLight | 0 |  |  |  |  | 35.7163 | 21.9828 | 0 | 0 | 0 | 13.7335 | 24.9942 |  | kWh | 0.0077458 | -0.040932 | Commercial |  | Annual | [5 empty] | 11 | 0.96 |  |  |  | 0 | 0 | 3.6392 | 0 | 0 | 0 | 0 | 0 | 0 | 0 | 0 | 0 | 2006 Qtr 1: 0; 2006 Qtr 2: 0; 2006 Qtr 3: 0; 2006 Qtr 4: 0; 2007 Qtr 1: 0; 2007 Qtr 2: 0; 2007 Qtr 3: 0; 2007 Qtr 4: 3.6392; 2008 Qtr 1: 0; 2008 Qtr 2: 0; 2008 Qtr 3: 0; 2008 Qtr 4: 0 | 3.6392
0 | 234332-Premium T8 with T12 40 Watt Baseline - Tr3 |  | 10 | Commercial | 01-ALC-AllCommercial-IntLight | 0 |  |  |  |  | 13.9591 | 7.1444 | 0 | 0 | 0 | 6.8147 | 15.6616 |  | kWh | 0.0034145 | -0.025649 | Commercial |  | Annual | [5 empty] | 11 | 0.96 |  |  |  | 0 | 0 | 16.3764 | 0 | 0 | 0 | 0 | 0 | 0 | 0 | 0 | 0 | 2006 Qtr 1: 0; 2006 Qtr 2: 0; 2006 Qtr 3: 0; 2006 Qtr 4: 0; 2007 Qtr 1: 0; 2007 Qtr 2: 0; 2007 Qtr 3: 0; 2007 Qtr 4: 16.3764; 2008 Qtr 1: 0; 2008 Qtr 2: 0; 2008 Qtr 3: 0; 2008 Qtr 4: 0 | 16.3764
0 | 234305-Lighting-Remove 4 Ft Lamp (De-Lamp) - Tr3 | COFL00AVDEL01 | 10 | Commercial | 01-ALC-AllCommercial-IntLight | 0 |  |  |  |  | 28.2538 | 8.7931 | 0 | 0 | 0 | 19.4607 | 55.7008 |  | kWh | 0.012144 | -0.09122 | Commercial |  | Annual | [5 empty] | 11 | 0.96 |  |  |  | 0 | 0 | 16.3764 | 0 | 0 | 0 | 0 | 0 | 0 | 0 | 0 | 0 | 2006 Qtr 1: 0; 2006 Qtr 2: 0; 2006 Qtr 3: 0; 2006 Qtr 4: 0; 2007 Qtr 1: 0; 2007 Qtr 2: 0; 2007 Qtr 3: 0; 2007 Qtr 4: 16.3764; 2008 Qtr 1: 0; 2008 Qtr 2: 0; 2008 Qtr 3: 0; 2008 Qtr 4: 0 | 16.3764
0 | 234331-Premium T8 with T12 40 Watt Baseline - Tr2 |  | 10 | Commercial | 01-ALC-AllCommercial-IntLight | 0 |  |  |  |  | 13.9591 | 9.8923 | 0 | 0 | 0 | 4.0668 | 31.1202 |  | kWh | 0.0096442 | -0.050965 | Commercial |  | Annual | [5 empty] | 11 | 0.96 |  |  |  | 0 | 0 | 23.6549 | 0 | 0 | 0 | 0 | 0 | 0 | 0 | 0 | 0 | 2006 Qtr 1: 0; 2006 Qtr 2: 0; 2006 Qtr 3: 0; 2006 Qtr 4: 0; 2007 Qtr 1: 0; 2007 Qtr 2: 0; 2007 Qtr 3: 0; 2007 Qtr 4: 23.6549; 2008 Qtr 1: 0; 2008 Qtr 2: 0; 2008 Qtr 3: 0; 2008 Qtr 4: 0 | 23.6549
0 | 234304-Lighting-Remove 4 Ft Lamp (De-Lamp) - Tr2 | COFL00AVDEL01 | 10 | Commercial | 01-ALC-AllCommercial-IntLight | 0 |  |  |  |  | 28.2538 | 12.3653 | 0 | 0 | 0 | 15.8885 | 100.2216 |  | kWh | 0.031059 | -0.16413 | Commercial |  | Annual | [5 empty] | 11 | 0.96 |  |  |  | 0 | 0 | 23.6549 | 0 | 0 | 0 | 0 | 0 | 0 | 0 | 0 | 0 | 2006 Qtr 1: 0; 2006 Qtr 2: 0; 2006 Qtr 3: 0; 2006 Qtr 4: 0; 2007 Qtr 1: 0; 2007 Qtr 2: 0; 2007 Qtr 3: 0; 2007 Qtr 4: 23.6549; 2008 Qtr 1: 0; 2008 Qtr 2: 0; 2008 Qtr 3: 0; 2008 Qtr 4: 0 | 23.6549
0 | 234330-Premium T8 with T12 40 Watt Baseline - Tr1 |  | System | Commercial | 01-ALC-AllCommercial-IntLight | 0 |  |  |  |  | 13.9589 | 13.1897 | 0 | 0 | 0 | 0.76922 | 34.727 |  | kWh | 0.010491 | -0.056872 | Commercial |  | Annual | [5 empty] | 11 | 0.96 |  |  |  | 0 | 0 | 81.8822 | 0 | 0 | 0 | 0 | 0 | 0 | 0 | 0 | 0 | 2006 Qtr 1: 0; 2006 Qtr 2: 0; 2006 Qtr 3: 0; 2006 Qtr 4: 0; 2007 Qtr 1: 0; 2007 Qtr 2: 0; 2007 Qtr 3: 0; 2007 Qtr 4: 81.8822; 2008 Qtr 1: 0; 2008 Qtr 2: 0; 2008 Qtr 3: 0; 2008 Qtr 4: 0 | 81.8822
0 | 234049-Lighting-LED Exit Sign New Sign | CALC00AVETS01 | System | Commercial | 02-ASM-Assembly-Exit | 0 |  |  |  |  | 65.3696 | 45 | 0 | 0 | 0 | 20.3696 | 351.311 |  | kWh | 0 | 0 | Commercial |  | Annual | [5 empty] | 16 | 0.96 |  |  |  | 0 | 0 | 2 | 0 | 0 | 0 | 0 | 0 | 0 | 0 | 0 | 0 | 2006 Qtr 1: 0; 2006 Qtr 2: 0; 2006 Qtr 3: 0; 2006 Qtr 4: 0; 2007 Qtr 1: 0; 2007 Qtr 2: 0; 2007 Qtr 3: 0; 2007 Qtr 4: 2; 2008 Qtr 1: 0; 2008 Qtr 2: 0; 2008 Qtr 3: 0; 2008 Qtr 4: 0 | 2
0 | 234207-Lighting-8 Ft T-8 with Elec Ballast-Tr1 |  | System | Commercial | 01-ALC-AllCommercial-IntLight | 0 |  |  |  |  | 35.7163 | 21.9828 | 0 | 0 | 0 | 13.7335 | 28.798 |  | kWh | 0.0086999 | -0.047162 | Commercial |  | Annual | [5 empty] | 11 | 0.96 |  |  |  | 0 | 0 | 1.8196 | 0 | 0 | 0 | 0 | 0 | 0 | 0 | 0 | 0 | 2006 Qtr 1: 0; 2006 Qtr 2: 0; 2006 Qtr 3: 0; 2006 Qtr 4: 0; 2007 Qtr 1: 0; 2007 Qtr 2: 0; 2007 Qtr 3: 0; 2007 Qtr 4: 1.8196; 2008 Qtr 1: 0; 2008 Qtr 2: 0; 2008 Qtr 3: 0; 2008 Qtr 4: 0 | 1.8196
0 | 234304-Lighting-Remove 4 Ft Lamp (De-Lamp) - Tr2 | COFL00AVDEL01 | 7 | Commercial | 01-ALC-AllCommercial-IntLight | 0 |  |  |  |  | 28.2538 | 12.3653 | 0 | 0 | 0 | 15.8885 | 100.2216 |  | kWh | 0.031059 | -0.16413 | Commercial |  | Annual | [5 empty] | 11 | 0.96 |  |  |  | 0 | 0 | 63.6862 | 0 | 0 | 0 | 0 | 0 | 0 | 0 | 0 | 0 | 2006 Qtr 1: 0; 2006 Qtr 2: 0; 2006 Qtr 3: 0; 2006 Qtr 4: 0; 2007 Qtr 1: 0; 2007 Qtr 2: 0; 2007 Qtr 3: 0; 2007 Qtr 4: 63.6862; 2008 Qtr 1: 0; 2008 Qtr 2: 0; 2008 Qtr 3: 0; 2008 Qtr 4: 0 | 63.6862
0 | 234331-Premium T8 with T12 40 Watt Baseline - Tr2 |  | 7 | Commercial | 01-ALC-AllCommercial-IntLight | 0 |  |  |  |  | 13.9591 | 9.8923 | 0 | 0 | 0 | 4.0668 | 31.1202 |  | kWh | 0.0096442 | -0.050965 | Commercial |  | Annual | [5 empty] | 11 | 0.96 |  |  |  | 0 | 0 | 70.9646 | 0 | 0 | 0 | 0 | 0 | 0 | 0 | 0 | 0 | 2006 Qtr 1: 0; 2006 Qtr 2: 0; 2006 Qtr 3: 0; 2006 Qtr 4: 0; 2007 Qtr 1: 0; 2007 Qtr 2: 0; 2007 Qtr 3: 0; 2007 Qtr 4: 70.9646; 2008 Qtr 1: 0; 2008 Qtr 2: 0; 2008 Qtr 3: 0; 2008 Qtr 4: 0 | 70.9646
0 | 234304-Lighting-Remove 4 Ft Lamp (De-Lamp) - Tr2 | COFL00AVDEL01 | 7 | Commercial | 01-ALC-AllCommercial-IntLight | 0 |  |  |  |  | 28.2538 | 12.3653 | 0 | 0 | 0 | 15.8885 | 100.2216 |  | kWh | 0.031059 | -0.16413 | Commercial |  | Annual | [5 empty] | 11 | 0.96 |  |  |  | 0 | 0 | 63.6862 | 0 | 0 | 0 | 0 | 0 | 0 | 0 | 0 | 0 | 2006 Qtr 1: 0; 2006 Qtr 2: 0; 2006 Qtr 3: 0; 2006 Qtr 4: 0; 2007 Qtr 1: 0; 2007 Qtr 2: 0; 2007 Qtr 3: 0; 2007 Qtr 4: 63.6862; 2008 Qtr 1: 0; 2008 Qtr 2: 0; 2008 Qtr 3: 0; 2008 Qtr 4: 0 | 63.6862
0 | 234331-Premium T8 with T12 40 Watt Baseline - Tr2 |  | 7 | Commercial | 01-ALC-AllCommercial-IntLight | 0 |  |  |  |  | 13.9591 | 9.8923 | 0 | 0 | 0 | 4.0668 | 31.1202 |  | kWh | 0.0096442 | -0.050965 | Commercial |  | Annual | [5 empty] | 11 | 0.96 |  |  |  | 0 | 0 | 70.9646 | 0 | 0 | 0 | 0 | 0 | 0 | 0 | 0 | 0 | 2006 Qtr 1: 0; 2006 Qtr 2: 0; 2006 Qtr 3: 0; 2006 Qtr 4: 0; 2007 Qtr 1: 0; 2007 Qtr 2: 0; 2007 Qtr 3: 0; 2007 Qtr 4: 70.9646; 2008 Qtr 1: 0; 2008 Qtr 2: 0; 2008 Qtr 3: 0; 2008 Qtr 4: 0 | 70.9646
0 | 234330-Premium T8 with T12 40 Watt Baseline - Tr1 |  | 7 | Commercial | 01-ALC-AllCommercial-IntLight | 0 |  |  |  |  | 13.9589 | 13.1897 | 0 | 0 | 0 | 0.76922 | 32.1182 |  | kWh | 0.010339 | -0.052599 | Commercial |  | Annual | [5 empty] | 11 | 0.96 |  |  |  | 0 | 0 | 353.913 | 0 | 0 | 0 | 0 | 0 | 0 | 0 | 0 | 0 | 2006 Qtr 1: 0; 2006 Qtr 2: 0; 2006 Qtr 3: 0; 2006 Qtr 4: 0; 2007 Qtr 1: 0; 2007 Qtr 2: 0; 2007 Qtr 3: 0; 2007 Qtr 4: 353.913; 2008 Qtr 1: 0; 2008 Qtr 2: 0; 2008 Qtr 3: 0; 2008 Qtr 4: 0 | 353.913
0 | 234294-Lighting-Occupancy Sensor-Wallbox Lghtng Snsr-Tr1 | CALC00AVOCC01 | 7 | Commercial | 01-ALC-AllCommercial-IntLight | 0 |  |  |  |  | 42.2727 | 40 | 0 | 0 | 0 | 2.2727 | 213.759 |  | kWh | 0.17617 | 0 | Commercial |  | Annual | [5 empty] | 8 | 0.96 |  |  |  | 0 | 0 | 1 | 0 | 0 | 0 | 0 | 0 | 0 | 0 | 0 | 0 | 2006 Qtr 1: 0; 2006 Qtr 2: 0; 2006 Qtr 3: 0; 2006 Qtr 4: 0; 2007 Qtr 1: 0; 2007 Qtr 2: 0; 2007 Qtr 3: 0; 2007 Qtr 4: 1; 2008 Qtr 1: 0; 2008 Qtr 2: 0; 2008 Qtr 3: 0; 2008 Qtr 4: 0 | 1
0 | 234330-Premium T8 with T12 40 Watt Baseline - Tr1 |  | 7 | Commercial | 01-ALC-AllCommercial-IntLight | 0 |  |  |  |  | 13.9589 | 13.1897 | 0 | 0 | 0 | 0.76922 | 32.1182 |  | kWh | 0.010339 | -0.052599 | Commercial |  | Annual | [5 empty] | 11 | 0.96 |  |  |  | 0 | 0 | 579.544 | 0 | 0 | 0 | 0 | 0 | 0 | 0 | 0 | 0 | 2006 Qtr 1: 0; 2006 Qtr 2: 0; 2006 Qtr 3: 0; 2006 Qtr 4: 0; 2007 Qtr 1: 0; 2007 Qtr 2: 0; 2007 Qtr 3: 0; 2007 Qtr 4: 579.544; 2008 Qtr 1: 0; 2008 Qtr 2: 0; 2008 Qtr 3: 0; 2008 Qtr 4: 0 | 579.544
0 | 234294-Lighting-Occupancy Sensor-Wallbox Lghtng Snsr-Tr1 | CALC00AVOCC01 | 7 | Commercial | 01-ALC-AllCommercial-IntLight | 0 |  |  |  |  | 42.2727 | 40 | 0 | 0 | 0 | 2.2727 | 213.759 |  | kWh | 0.17617 | 0 | Commercial |  | Annual | [5 empty] | 8 | 0.96 |  |  |  | 0 | 0 | 2 | 0 | 0 | 0 | 0 | 0 | 0 | 0 | 0 | 0 | 2006 Qtr 1: 0; 2006 Qtr 2: 0; 2006 Qtr 3: 0; 2006 Qtr 4: 0; 2007 Qtr 1: 0; 2007 Qtr 2: 0; 2007 Qtr 3: 0; 2007 Qtr 4: 2; 2008 Qtr 1: 0; 2008 Qtr 2: 0; 2008 Qtr 3: 0; 2008 Qtr 4: 0 | 2
0 | 234126-Refrigeration - Efficient Evap Fan Motor Electronically Commutated Motor (ECM) | Averaged DEER Msrs | 10 | Commercial | 01-ALC-AllCommercial-Refrig | 0 |  |  |  |  | 6.7904 | 150 | 0 | 0 | 0 | -143.2096 | 116.369 |  | kWh | 0.015845 | -0.11528 | Commercial |  | Annual | [5 empty] | 15 | 0.96 |  |  |  | 0 | 0 | 9 | 0 | 0 | 0 | 0 | 0 | 0 | 0 | 0 | 0 | 2006 Qtr 1: 0; 2006 Qtr 2: 0; 2006 Qtr 3: 0; 2006 Qtr 4: 0; 2007 Qtr 1: 0; 2007 Qtr 2: 0; 2007 Qtr 3: 0; 2007 Qtr 4: 9; 2008 Qtr 1: 0; 2008 Qtr 2: 0; 2008 Qtr 3: 0; 2008 Qtr 4: 0 | 9
0 | 234126-Refrigeration - Efficient Evap Fan Motor Electronically Commutated Motor (ECM) | Averaged DEER Msrs | 7 | Commercial | 01-ALC-AllCommercial-Refrig | 0 |  |  |  |  | 6.7904 | 150 | 0 | 0 | 0 | -143.2096 | 116.369 |  | kWh | 0.015845 | -0.11528 | Commercial |  | Annual | [5 empty] | 15 | 0.96 |  |  |  | 0 | 0 | 4 | 0 | 0 | 0 | 0 | 0 | 0 | 0 | 0 | 0 | 2006 Qtr 1: 0; 2006 Qtr 2: 0; 2006 Qtr 3: 0; 2006 Qtr 4: 0; 2007 Qtr 1: 0; 2007 Qtr 2: 0; 2007 Qtr 3: 0; 2007 Qtr 4: 4; 2008 Qtr 1: 0; 2008 Qtr 2: 0; 2008 Qtr 3: 0; 2008 Qtr 4: 0 | 4
0 | 234126-Refrigeration - Efficient Evap Fan Motor Electronically Commutated Motor (ECM) | Averaged DEER Msrs | 10 | Commercial | 21-RSD-Restaurant–SitDown-REFG | 0 |  |  |  |  | 6.7904 | 150 | 0 | 0 | 0 | -143.2096 | 116.369 |  | kWh | 0.015845 | -0.11528 | Commercial |  | Annual | [5 empty] | 15 | 0.96 |  |  |  | 0 | 0 | 5 | 0 | 0 | 0 | 0 | 0 | 0 | 0 | 0 | 0 | 2006 Qtr 1: 0; 2006 Qtr 2: 0; 2006 Qtr 3: 0; 2006 Qtr 4: 0; 2007 Qtr 1: 0; 2007 Qtr 2: 0; 2007 Qtr 3: 0; 2007 Qtr 4: 5; 2008 Qtr 1: 0; 2008 Qtr 2: 0; 2008 Qtr 3: 0; 2008 Qtr 4: 0 | 5
0 | 234126-Refrigeration - Efficient Evap Fan Motor Electronically Commutated Motor (ECM) | Averaged DEER Msrs | 7 | Commercial | 01-ALC-AllCommercial-Refrig | 0 |  |  |  |  | 6.7904 | 150 | 0 | 0 | 0 | -143.2096 | 116.369 |  | kWh | 0.015845 | -0.11528 | Commercial |  | Annual | [5 empty] | 15 | 0.96 |  |  |  | 0 | 0 | 5 | 0 | 0 | 0 | 0 | 0 | 0 | 0 | 0 | 0 | 2006 Qtr 1: 0; 2006 Qtr 2: 0; 2006 Qtr 3: 0; 2006 Qtr 4: 0; 2007 Qtr 1: 0; 2007 Qtr 2: 0; 2007 Qtr 3: 0; 2007 Qtr 4: 5; 2008 Qtr 1: 0; 2008 Qtr 2: 0; 2008 Qtr 3: 0; 2008 Qtr 4: 0 | 5
0 | 234126-Refrigeration - Efficient Evap Fan Motor Electronically Commutated Motor (ECM) | Averaged DEER Msrs | 7 | Commercial | 01-ALC-AllCommercial-Refrig | 0 |  |  |  |  | 6.7904 | 150 | 0 | 0 | 0 | -143.2096 | 116.369 |  | kWh | 0.015845 | -0.11528 | Commercial |  | Annual | [5 empty] | 15 | 0.96 |  |  |  | 0 | 0 | 9 | 0 | 0 | 0 | 0 | 0 | 0 | 0 | 0 | 0 | 2006 Qtr 1: 0; 2006 Qtr 2: 0; 2006 Qtr 3: 0; 2006 Qtr 4: 0; 2007 Qtr 1: 0; 2007 Qtr 2: 0; 2007 Qtr 3: 0; 2007 Qtr 4: 9; 2008 Qtr 1: 0; 2008 Qtr 2: 0; 2008 Qtr 3: 0; 2008 Qtr 4: 0 | 9
0 | 234126-Refrigeration - Efficient Evap Fan Motor Electronically Commutated Motor (ECM) | Averaged DEER Msrs | 7 | Commercial | 01-ALC-AllCommercial-Refrig | 0 |  |  |  |  | 6.7904 | 150 | 0 | 0 | 0 | -143.2096 | 116.369 |  | kWh | 0.015845 | -0.11528 | Commercial |  | Annual | [5 empty] | 15 | 0.96 |  |  |  | 0 | 0 | 10 | 0 | 0 | 0 | 0 | 0 | 0 | 0 | 0 | 0 | 2006 Qtr 1: 0; 2006 Qtr 2: 0; 2006 Qtr 3: 0; 2006 Qtr 4: 0; 2007 Qtr 1: 0; 2007 Qtr 2: 0; 2007 Qtr 3: 0; 2007 Qtr 4: 10; 2008 Qtr 1: 0; 2008 Qtr 2: 0; 2008 Qtr 3: 0; 2008 Qtr 4: 0 | 10
0 | 234126-Refrigeration - Efficient Evap Fan Motor Electronically Commutated Motor (ECM) | Averaged DEER Msrs | 7 | Commercial | 01-ALC-AllCommercial-Refrig | 0 |  |  |  |  | 6.7904 | 150 | 0 | 0 | 0 | -143.2096 | 116.369 |  | kWh | 0.015845 | -0.11528 | Commercial |  | Annual | [5 empty] | 15 | 0.96 |  |  |  | 0 | 0 | 6 | 0 | 0 | 0 | 0 | 0 | 0 | 0 | 0 | 0 | 2006 Qtr 1: 0; 2006 Qtr 2: 0; 2006 Qtr 3: 0; 2006 Qtr 4: 0; 2007 Qtr 1: 0; 2007 Qtr 2: 0; 2007 Qtr 3: 0; 2007 Qtr 4: 6; 2008 Qtr 1: 0; 2008 Qtr 2: 0; 2008 Qtr 3: 0; 2008 Qtr 4: 0 | 6
0 | 234126-Refrigeration - Efficient Evap Fan Motor Electronically Commutated Motor (ECM) | Averaged DEER Msrs | 7 | Commercial | 01-ALC-AllCommercial-Refrig | 0 |  |  |  |  | 6.7904 | 150 | 0 | 0 | 0 | -143.2096 | 116.369 |  | kWh | 0.015845 | -0.11528 | Commercial |  | Annual | [5 empty] | 15 | 0.96 |  |  |  | 0 | 0 | 15 | 0 | 0 | 0 | 0 | 0 | 0 | 0 | 0 | 0 | 2006 Qtr 1: 0; 2006 Qtr 2: 0; 2006 Qtr 3: 0; 2006 Qtr 4: 0; 2007 Qtr 1: 0; 2007 Qtr 2: 0; 2007 Qtr 3: 0; 2007 Qtr 4: 15; 2008 Qtr 1: 0; 2008 Qtr 2: 0; 2008 Qtr 3: 0; 2008 Qtr 4: 0 | 15
0 | 234126-Refrigeration - Efficient Evap Fan Motor Electronically Commutated Motor (ECM) | Averaged DEER Msrs | 7 | Commercial | 01-ALC-AllCommercial-Refrig | 0 |  |  |  |  | 6.7904 | 150 | 0 | 0 | 0 | -143.2096 | 116.369 |  | kWh | 0.015845 | -0.11528 | Commercial |  | Annual | [5 empty] | 15 | 0.96 |  |  |  | 0 | 0 | 8 | 0 | 0 | 0 | 0 | 0 | 0 | 0 | 0 | 0 | 2006 Qtr 1: 0; 2006 Qtr 2: 0; 2006 Qtr 3: 0; 2006 Qtr 4: 0; 2007 Qtr 1: 0; 2007 Qtr 2: 0; 2007 Qtr 3: 0; 2007 Qtr 4: 8; 2008 Qtr 1: 0; 2008 Qtr 2: 0; 2008 Qtr 3: 0; 2008 Qtr 4: 0 | 8
0 | 234126-Refrigeration - Efficient Evap Fan Motor Electronically Commutated Motor (ECM) | Averaged DEER Msrs | 7 | Commercial | 01-ALC-AllCommercial-Refrig | 0 |  |  |  |  | 6.7904 | 150 | 0 | 0 | 0 | -143.2096 | 116.369 |  | kWh | 0.015845 | -0.11528 | Commercial |  | Annual | [5 empty] | 15 | 0.96 |  |  |  | 0 | 0 | 2 | 0 | 0 | 0 | 0 | 0 | 0 | 0 | 0 | 0 | 2006 Qtr 1: 0; 2006 Qtr 2: 0; 2006 Qtr 3: 0; 2006 Qtr 4: 0; 2007 Qtr 1: 0; 2007 Qtr 2: 0; 2007 Qtr 3: 0; 2007 Qtr 4: 2; 2008 Qtr 1: 0; 2008 Qtr 2: 0; 2008 Qtr 3: 0; 2008 Qtr 4: 0 | 2
0 | 234330-Premium T8 with T12 40 Watt Baseline - Tr1 |  | System | Commercial | 01-ALC-AllCommercial-IntLight | 0 |  |  |  |  | 13.9589 | 13.1897 | 0 | 0 | 0 | 0.76922 | 34.727 |  | kWh | 0.010491 | -0.056872 | Commercial |  | Annual | [5 empty] | 11 | 0.96 |  |  |  | 0 | 0 | 56.4077 | 0 | 0 | 0 | 0 | 0 | 0 | 0 | 0 | 0 | 2006 Qtr 1: 0; 2006 Qtr 2: 0; 2006 Qtr 3: 0; 2006 Qtr 4: 0; 2007 Qtr 1: 0; 2007 Qtr 2: 0; 2007 Qtr 3: 56.4077; 2007 Qtr 4: 0; 2008 Qtr 1: 0; 2008 Qtr 2: 0; 2008 Qtr 3: 0; 2008 Qtr 4: 0 | 56.4077
0 | 234331-Premium T8 with T12 40 Watt Baseline - Tr2 |  | 10 | Commercial | 01-ALC-AllCommercial-IntLight | 0 |  |  |  |  | 13.9591 | 9.8923 | 0 | 0 | 0 | 4.0668 | 35.8564 |  | kWh | 0.010832 | -0.058721 | Commercial |  | Annual | [5 empty] | 11 | 0.96 |  |  |  | 0 | 0 | 117.3645 | 0 | 0 | 0 | 0 | 0 | 0 | 0 | 0 | 0 | 2006 Qtr 1: 0; 2006 Qtr 2: 0; 2006 Qtr 3: 0; 2006 Qtr 4: 0; 2007 Qtr 1: 0; 2007 Qtr 2: 0; 2007 Qtr 3: 0; 2007 Qtr 4: 117.3645; 2008 Qtr 1: 0; 2008 Qtr 2: 0; 2008 Qtr 3: 0; 2008 Qtr 4: 0 | 117.3645
0 | 234331-Premium T8 with T12 40 Watt Baseline - Tr2 |  | 7 | Commercial | 18-OFS-Office–Small-IntLight | 0 |  |  |  |  | 13.9591 | 9.8923 | 0 | 0 | 0 | 4.0668 | 32.5502 |  | kWh | 0.009764 | -0.0094661 | Commercial |  | Annual | [5 empty] | 11 | 0.96 |  |  |  | 0 | 0 | 80.0626 | 0 | 0 | 0 | 0 | 0 | 0 | 0 | 0 | 0 | 2006 Qtr 1: 0; 2006 Qtr 2: 0; 2006 Qtr 3: 0; 2006 Qtr 4: 0; 2007 Qtr 1: 0; 2007 Qtr 2: 0; 2007 Qtr 3: 0; 2007 Qtr 4: 80.0626; 2008 Qtr 1: 0; 2008 Qtr 2: 0; 2008 Qtr 3: 0; 2008 Qtr 4: 0 | 80.0626
0 | 234126-Refrigeration - Efficient Evap Fan Motor Electronically Commutated Motor (ECM) | Averaged DEER Msrs | 7 | Commercial | 01-ALC-AllCommercial-Refrig | 0 |  |  |  |  | 6.7904 | 150 | 0 | 0 | 0 | -143.2096 | 116.369 |  | kWh | 0.015845 | -0.11528 | Commercial |  | Annual | [5 empty] | 15 | 0.96 |  |  |  | 0 | 0 | 5 | 0 | 0 | 0 | 0 | 0 | 0 | 0 | 0 | 0 | 2006 Qtr 1: 0; 2006 Qtr 2: 0; 2006 Qtr 3: 0; 2006 Qtr 4: 0; 2007 Qtr 1: 0; 2007 Qtr 2: 0; 2007 Qtr 3: 0; 2007 Qtr 4: 5; 2008 Qtr 1: 0; 2008 Qtr 2: 0; 2008 Qtr 3: 0; 2008 Qtr 4: 0 | 5
0 | 234126-Refrigeration - Efficient Evap Fan Motor Electronically Commutated Motor (ECM) | Averaged DEER Msrs | 10 | Commercial | 01-ALC-AllCommercial-Refrig | 0 |  |  |  |  | 6.7904 | 150 | 0 | 0 | 0 | -143.2096 | 116.369 |  | kWh | 0.015845 | -0.11528 | Commercial |  | Annual | [5 empty] | 15 | 0.96 |  |  |  | 0 | 0 | 1 | 0 | 0 | 0 | 0 | 0 | 0 | 0 | 0 | 0 | 2006 Qtr 1: 0; 2006 Qtr 2: 0; 2006 Qtr 3: 0; 2006 Qtr 4: 0; 2007 Qtr 1: 0; 2007 Qtr 2: 0; 2007 Qtr 3: 0; 2007 Qtr 4: 1; 2008 Qtr 1: 0; 2008 Qtr 2: 0; 2008 Qtr 3: 0; 2008 Qtr 4: 0 | 1
0 | 234126-Refrigeration - Efficient Evap Fan Motor Electronically Commutated Motor (ECM) | Averaged DEER Msrs | 10 | Commercial | 01-ALC-AllCommercial-Refrig | 0 |  |  |  |  | 6.7904 | 150 | 0 | 0 | 0 | -143.2096 | 116.369 |  | kWh | 0.015845 | -0.11528 | Commercial |  | Annual | [5 empty] | 15 | 0.96 |  |  |  | 0 | 0 | 4 | 0 | 0 | 0 | 0 | 0 | 0 | 0 | 0 | 0 | 2006 Qtr 1: 0; 2006 Qtr 2: 0; 2006 Qtr 3: 0; 2006 Qtr 4: 0; 2007 Qtr 1: 0; 2007 Qtr 2: 0; 2007 Qtr 3: 0; 2007 Qtr 4: 4; 2008 Qtr 1: 0; 2008 Qtr 2: 0; 2008 Qtr 3: 0; 2008 Qtr 4: 0 | 4
0 | 234126-Refrigeration - Efficient Evap Fan Motor Electronically Commutated Motor (ECM) | Averaged DEER Msrs | 10 | Commercial | 01-ALC-AllCommercial-Refrig | 0 |  |  |  |  | 6.7904 | 150 | 0 | 0 | 0 | -143.2096 | 116.369 |  | kWh | 0.015845 | -0.11528 | Commercial |  | Annual | [5 empty] | 15 | 0.96 |  |  |  | 0 | 0 | 4 | 0 | 0 | 0 | 0 | 0 | 0 | 0 | 0 | 0 | 2006 Qtr 1: 0; 2006 Qtr 2: 0; 2006 Qtr 3: 0; 2006 Qtr 4: 0; 2007 Qtr 1: 0; 2007 Qtr 2: 0; 2007 Qtr 3: 0; 2007 Qtr 4: 4; 2008 Qtr 1: 0; 2008 Qtr 2: 0; 2008 Qtr 3: 0; 2008 Qtr 4: 0 | 4
0 | 234331-Premium T8 with T12 40 Watt Baseline - Tr2 |  | 7 | Commercial | 01-ALC-AllCommercial-IntLight | 0 |  |  |  |  | 13.9591 | 9.8923 | 0 | 0 | 0 | 4.0668 | 33.1627 |  | kWh | 0.010675 | -0.05431 | Commercial |  | Annual | [5 empty] | 11 | 0.96 |  |  |  | 0 | 0 | 32.7529 | 0 | 0 | 0 | 0 | 0 | 0 | 0 | 0 | 0 | 2006 Qtr 1: 0; 2006 Qtr 2: 0; 2006 Qtr 3: 0; 2006 Qtr 4: 0; 2007 Qtr 1: 0; 2007 Qtr 2: 0; 2007 Qtr 3: 0; 2007 Qtr 4: 32.7529; 2008 Qtr 1: 0; 2008 Qtr 2: 0; 2008 Qtr 3: 0; 2008 Qtr 4: 0 | 32.7529
0 | 234304-Lighting-Remove 4 Ft Lamp (De-Lamp) - Tr2 | COFL00AVDEL01 | 7 | Commercial | 01-ALC-AllCommercial-IntLight | 0 |  |  |  |  | 28.2538 | 12.3653 | 0 | 0 | 0 | 15.8885 | 106.7995 |  | kWh | 0.03438 | -0.1749 | Commercial |  | Annual | [5 empty] | 11 | 0.96 |  |  |  | 0 | 0 | 32.7529 | 0 | 0 | 0 | 0 | 0 | 0 | 0 | 0 | 0 | 2006 Qtr 1: 0; 2006 Qtr 2: 0; 2006 Qtr 3: 0; 2006 Qtr 4: 0; 2007 Qtr 1: 0; 2007 Qtr 2: 0; 2007 Qtr 3: 0; 2007 Qtr 4: 32.7529; 2008 Qtr 1: 0; 2008 Qtr 2: 0; 2008 Qtr 3: 0; 2008 Qtr 4: 0 | 32.7529
0 | 234331-Premium T8 with T12 40 Watt Baseline - Tr2 |  | 7 | Commercial | 01-ALC-AllCommercial-IntLight | 0 |  |  |  |  | 13.9591 | 9.8923 | 0 | 0 | 0 | 4.0668 | 39.8036 |  | kWh | 0.012793 | -0.065186 | Commercial |  | Annual | [5 empty] | 11 | 0.96 |  |  |  | 0 | 0 | 72.7842 | 0 | 0 | 0 | 0 | 0 | 0 | 0 | 0 | 0 | 2006 Qtr 1: 0; 2006 Qtr 2: 0; 2006 Qtr 3: 0; 2006 Qtr 4: 0; 2007 Qtr 1: 0; 2007 Qtr 2: 0; 2007 Qtr 3: 0; 2007 Qtr 4: 72.7842; 2008 Qtr 1: 0; 2008 Qtr 2: 0; 2008 Qtr 3: 0; 2008 Qtr 4: 0 | 72.7842
0 | 234304-Lighting-Remove 4 Ft Lamp (De-Lamp) - Tr2 | COFL00AVDEL01 | 7 | Commercial | 01-ALC-AllCommercial-IntLight | 0 |  |  |  |  | 28.2538 | 12.3653 | 0 | 0 | 0 | 15.8885 | 128.1864 |  | kWh | 0.0412 | -0.20993 | Commercial |  | Annual | [5 empty] | 11 | 0.96 |  |  |  | 0 | 0 | 72.7842 | 0 | 0 | 0 | 0 | 0 | 0 | 0 | 0 | 0 | 2006 Qtr 1: 0; 2006 Qtr 2: 0; 2006 Qtr 3: 0; 2006 Qtr 4: 0; 2007 Qtr 1: 0; 2007 Qtr 2: 0; 2007 Qtr 3: 0; 2007 Qtr 4: 72.7842; 2008 Qtr 1: 0; 2008 Qtr 2: 0; 2008 Qtr 3: 0; 2008 Qtr 4: 0 | 72.7842
0 | 234330-Premium T8 with T12 40 Watt Baseline - Tr1 |  | 7 | Commercial | 01-ALC-AllCommercial-IntLight | 0 |  |  |  |  | 13.9589 | 13.1897 | 0 | 0 | 0 | 0.76922 | 38.5499 |  | kWh | 0.01239 | -0.063133 | Commercial |  | Annual | [5 empty] | 11 | 0.96 |  |  |  | 0 | 0 | 259.2936 | 0 | 0 | 0 | 0 | 0 | 0 | 0 | 0 | 0 | 2006 Qtr 1: 0; 2006 Qtr 2: 0; 2006 Qtr 3: 0; 2006 Qtr 4: 0; 2007 Qtr 1: 0; 2007 Qtr 2: 0; 2007 Qtr 3: 0; 2007 Qtr 4: 259.2936; 2008 Qtr 1: 0; 2008 Qtr 2: 0; 2008 Qtr 3: 0; 2008 Qtr 4: 0 | 259.2936
0 | 234303-Lighting-Remove 4 Ft Lamp (De-Lamp) - Tr1 | COFL00AVDEL01 | 7 | Commercial | 01-ALC-AllCommercial-IntLight | 0 |  |  |  |  | 28.2518 | 16.4871 | 0 | 0 | 0 | 11.7647 | 128.1864 |  | kWh | 0.0412 | -0.20993 | Commercial |  | Annual | [5 empty] | 11 | 0.96 |  |  |  | 0 | 0 | 49.1293 | 0 | 0 | 0 | 0 | 0 | 0 | 0 | 0 | 0 | 2006 Qtr 1: 0; 2006 Qtr 2: 0; 2006 Qtr 3: 0; 2006 Qtr 4: 0; 2007 Qtr 1: 0; 2007 Qtr 2: 0; 2007 Qtr 3: 0; 2007 Qtr 4: 49.1293; 2008 Qtr 1: 0; 2008 Qtr 2: 0; 2008 Qtr 3: 0; 2008 Qtr 4: 0 | 49.1293
0 | 234049-Lighting-LED Exit Sign New Sign | CALC00AVETS01 | 7 | Commercial | 02-ASM-Assembly-Exit | 0 |  |  |  |  | 65.3696 | 45 | 0 | 0 | 0 | 20.3696 | 351.311 |  | kWh | 0 | 0 | Commercial |  | Annual | [5 empty] | 16 | 0.96 |  |  |  | 0 | 0 | 4 | 0 | 0 | 0 | 0 | 0 | 0 | 0 | 0 | 0 | 2006 Qtr 1: 0; 2006 Qtr 2: 0; 2006 Qtr 3: 0; 2006 Qtr 4: 0; 2007 Qtr 1: 0; 2007 Qtr 2: 0; 2007 Qtr 3: 0; 2007 Qtr 4: 4; 2008 Qtr 1: 0; 2008 Qtr 2: 0; 2008 Qtr 3: 0; 2008 Qtr 4: 0 | 4
0 | 234330-Premium T8 with T12 40 Watt Baseline - Tr1 |  | 7 | Commercial | 01-ALC-AllCommercial-IntLight | 0 |  |  |  |  | 13.9589 | 13.1897 | 0 | 0 | 0 | 0.76922 | 38.5499 |  | kWh | 0.01239 | -0.063133 | Commercial |  | Annual | [5 empty] | 11 | 0.96 |  |  |  | 0 | 0 | 160.1252 | 0 | 0 | 0 | 0 | 0 | 0 | 0 | 0 | 0 | 2006 Qtr 1: 0; 2006 Qtr 2: 0; 2006 Qtr 3: 0; 2006 Qtr 4: 0; 2007 Qtr 1: 0; 2007 Qtr 2: 0; 2007 Qtr 3: 0; 2007 Qtr 4: 160.1252; 2008 Qtr 1: 0; 2008 Qtr 2: 0; 2008 Qtr 3: 0; 2008 Qtr 4: 0 | 160.1252
0 | 234303-Lighting-Remove 4 Ft Lamp (De-Lamp) - Tr1 | COFL00AVDEL01 | 7 | Commercial | 01-ALC-AllCommercial-IntLight | 0 |  |  |  |  | 28.2518 | 16.4871 | 0 | 0 | 0 | 11.7647 | 128.1864 |  | kWh | 0.0412 | -0.20993 | Commercial |  | Annual | [5 empty] | 11 | 0.96 |  |  |  | 0 | 0 | 37.3019 | 0 | 0 | 0 | 0 | 0 | 0 | 0 | 0 | 0 | 2006 Qtr 1: 0; 2006 Qtr 2: 0; 2006 Qtr 3: 0; 2006 Qtr 4: 0; 2007 Qtr 1: 0; 2007 Qtr 2: 0; 2007 Qtr 3: 0; 2007 Qtr 4: 37.3019; 2008 Qtr 1: 0; 2008 Qtr 2: 0; 2008 Qtr 3: 0; 2008 Qtr 4: 0 | 37.3019
0 | 234049-Lighting-LED Exit Sign New Sign | CALC00AVETS01 | 7 | Commercial | 02-ASM-Assembly-Exit | 0 |  |  |  |  | 65.3696 | 45 | 0 | 0 | 0 | 20.3696 | 351.311 |  | kWh | 0 | 0 | Commercial |  | Annual | [5 empty] | 16 | 0.96 |  |  |  | 0 | 0 | 2 | 0 | 0 | 0 | 0 | 0 | 0 | 0 | 0 | 0 | 2006 Qtr 1: 0; 2006 Qtr 2: 0; 2006 Qtr 3: 0; 2006 Qtr 4: 0; 2007 Qtr 1: 0; 2007 Qtr 2: 0; 2007 Qtr 3: 0; 2007 Qtr 4: 2; 2008 Qtr 1: 0; 2008 Qtr 2: 0; 2008 Qtr 3: 0; 2008 Qtr 4: 0 | 2
0 | 234330-Premium T8 with T12 40 Watt Baseline - Tr1 |  | 7 | Commercial | 01-ALC-AllCommercial-IntLight | 0 |  |  |  |  | 13.9589 | 13.1897 | 0 | 0 | 0 | 0.76922 | 16.7728 |  | kWh | 0.0038804 | -0.027468 | Commercial |  | Annual | [5 empty] | 11 | 0.96 |  |  |  | 0 | 0 | 32.7529 | 0 | 0 | 0 | 0 | 0 | 0 | 0 | 0 | 0 | 2006 Qtr 1: 0; 2006 Qtr 2: 0; 2006 Qtr 3: 0; 2006 Qtr 4: 0; 2007 Qtr 1: 0; 2007 Qtr 2: 0; 2007 Qtr 3: 0; 2007 Qtr 4: 32.7529; 2008 Qtr 1: 0; 2008 Qtr 2: 0; 2008 Qtr 3: 0; 2008 Qtr 4: 0 | 32.7529
0 | 234303-Lighting-Remove 4 Ft Lamp (De-Lamp) - Tr1 | COFL00AVDEL01 | 7 | Commercial | 01-ALC-AllCommercial-IntLight | 0 |  |  |  |  | 28.2518 | 16.4871 | 0 | 0 | 0 | 11.7647 | 55.7729 |  | kWh | 0.012903 | -0.091338 | Commercial |  | Annual | [5 empty] | 11 | 0.96 |  |  |  | 0 | 0 | 24.5647 | 0 | 0 | 0 | 0 | 0 | 0 | 0 | 0 | 0 | 2006 Qtr 1: 0; 2006 Qtr 2: 0; 2006 Qtr 3: 0; 2006 Qtr 4: 0; 2007 Qtr 1: 0; 2007 Qtr 2: 0; 2007 Qtr 3: 0; 2007 Qtr 4: 24.5647; 2008 Qtr 1: 0; 2008 Qtr 2: 0; 2008 Qtr 3: 0; 2008 Qtr 4: 0 | 24.5647
0 | 234332-Premium T8 with T12 40 Watt Baseline - Tr3 |  | 7 | Commercial | 01-ALC-AllCommercial-IntLight | 0 |  |  |  |  | 13.9591 | 7.1444 | 0 | 0 | 0 | 6.8147 | 15.6819 |  | kWh | 0.003628 | -0.025682 | Commercial |  | Annual | [5 empty] | 11 | 0.96 |  |  |  | 0 | 0 | 185.5996 | 0 | 0 | 0 | 0 | 0 | 0 | 0 | 0 | 0 | 2006 Qtr 1: 0; 2006 Qtr 2: 0; 2006 Qtr 3: 0; 2006 Qtr 4: 0; 2007 Qtr 1: 0; 2007 Qtr 2: 0; 2007 Qtr 3: 0; 2007 Qtr 4: 185.5996; 2008 Qtr 1: 0; 2008 Qtr 2: 0; 2008 Qtr 3: 0; 2008 Qtr 4: 0 | 185.5996
0 | 234305-Lighting-Remove 4 Ft Lamp (De-Lamp) - Tr3 | COFL00AVDEL01 | 7 | Commercial | 01-ALC-AllCommercial-IntLight | 0 |  |  |  |  | 28.2538 | 8.7931 | 0 | 0 | 0 | 19.4607 | 55.7729 |  | kWh | 0.012903 | -0.091338 | Commercial |  | Annual | [5 empty] | 11 | 0.96 |  |  |  | 0 | 0 | 185.5996 | 0 | 0 | 0 | 0 | 0 | 0 | 0 | 0 | 0 | 2006 Qtr 1: 0; 2006 Qtr 2: 0; 2006 Qtr 3: 0; 2006 Qtr 4: 0; 2007 Qtr 1: 0; 2007 Qtr 2: 0; 2007 Qtr 3: 0; 2007 Qtr 4: 185.5996; 2008 Qtr 1: 0; 2008 Qtr 2: 0; 2008 Qtr 3: 0; 2008 Qtr 4: 0 | 185.5996
0 | 234049-Lighting-LED Exit Sign New Sign | CALC00AVETS01 | 7 | Commercial | 02-ASM-Assembly-Exit | 0 |  |  |  |  | 65.3696 | 45 | 0 | 0 | 0 | 20.3696 | 351.311 |  | kWh | 0 | 0 | Commercial |  | Annual | [5 empty] | 16 | 0.96 |  |  |  | 0 | 0 | 11 | 0 | 0 | 0 | 0 | 0 | 0 | 0 | 0 | 0 | 2006 Qtr 1: 0; 2006 Qtr 2: 0; 2006 Qtr 3: 0; 2006 Qtr 4: 0; 2007 Qtr 1: 0; 2007 Qtr 2: 0; 2007 Qtr 3: 0; 2007 Qtr 4: 11; 2008 Qtr 1: 0; 2008 Qtr 2: 0; 2008 Qtr 3: 0; 2008 Qtr 4: 0 | 11
0 | 234126-Refrigeration - Efficient Evap Fan Motor Electronically Commutated Motor (ECM) | Averaged DEER Msrs | 7 | Commercial | 01-ALC-AllCommercial-Refrig | 0 |  |  |  |  | 6.7904 | 150 | 0 | 0 | 0 | -143.2096 | 116.369 |  | kWh | 0.015845 | -0.11528 | Commercial |  | Annual | [5 empty] | 15 | 0.96 |  |  |  | 0 | 0 | 14 | 0 | 0 | 0 | 0 | 0 | 0 | 0 | 0 | 0 | 2006 Qtr 1: 0; 2006 Qtr 2: 0; 2006 Qtr 3: 0; 2006 Qtr 4: 0; 2007 Qtr 1: 0; 2007 Qtr 2: 0; 2007 Qtr 3: 0; 2007 Qtr 4: 14; 2008 Qtr 1: 0; 2008 Qtr 2: 0; 2008 Qtr 3: 0; 2008 Qtr 4: 0 | 14
0 | 234343-Steam Trap Replacement- Commercial - Other |  | 7 | Commercial | 21-RSD-Restaurant–SitDown-PROC_OTH | 0 |  |  |  |  | 113.64 | 75 | 0 | 0 | 0 | 38.64 | 0 |  | kWh | 0 | 16.68 | Commercial |  | Annual | [5 empty] | 15 | 0.96 |  |  |  | 0 | 0 | 20 | 0 | 0 | 0 | 0 | 0 | 0 | 0 | 0 | 0 | 2006 Qtr 1: 0; 2006 Qtr 2: 0; 2006 Qtr 3: 0; 2006 Qtr 4: 0; 2007 Qtr 1: 0; 2007 Qtr 2: 0; 2007 Qtr 3: 0; 2007 Qtr 4: 20; 2008 Qtr 1: 0; 2008 Qtr 2: 0; 2008 Qtr 3: 0; 2008 Qtr 4: 0 | 20
0 | 234343-Steam Trap Replacement- Commercial - Other |  | 7 | Commercial | 21-RSD-Restaurant–SitDown-PROC_OTH | 0 |  |  |  |  | 113.64 | 75 | 0 | 0 | 0 | 38.64 | 0 |  | kWh | 0 | 16.68 | Commercial |  | Annual | [5 empty] | 15 | 0.96 |  |  |  | 0 | 0 | 23 | 0 | 0 | 0 | 0 | 0 | 0 | 0 | 0 | 0 | 2006 Qtr 1: 0; 2006 Qtr 2: 0; 2006 Qtr 3: 0; 2006 Qtr 4: 0; 2007 Qtr 1: 0; 2007 Qtr 2: 0; 2007 Qtr 3: 0; 2007 Qtr 4: 23; 2008 Qtr 1: 0; 2008 Qtr 2: 0; 2008 Qtr 3: 0; 2008 Qtr 4: 0 | 23
0 | 234126-Refrigeration - Efficient Evap Fan Motor Electronically Commutated Motor (ECM) | Averaged DEER Msrs | 10 | Commercial | 01-ALC-AllCommercial-Refrig | 0 |  |  |  |  | 6.7904 | 150 | 0 | 0 | 0 | -143.2096 | 116.369 |  | kWh | 0.015845 | -0.11528 | Commercial |  | Annual | [5 empty] | 15 | 0.96 |  |  |  | 0 | 0 | 8 | 0 | 0 | 0 | 0 | 0 | 0 | 0 | 0 | 0 | 2006 Qtr 1: 0; 2006 Qtr 2: 0; 2006 Qtr 3: 0; 2006 Qtr 4: 0; 2007 Qtr 1: 0; 2007 Qtr 2: 0; 2007 Qtr 3: 0; 2007 Qtr 4: 8; 2008 Qtr 1: 0; 2008 Qtr 2: 0; 2008 Qtr 3: 0; 2008 Qtr 4: 0 | 8
0 | 234126-Refrigeration - Efficient Evap Fan Motor Electronically Commutated Motor (ECM) | Averaged DEER Msrs | 10 | Commercial | 01-ALC-AllCommercial-Refrig | 0 |  |  |  |  | 6.7904 | 150 | 0 | 0 | 0 | -143.2096 | 116.369 |  | kWh | 0.015845 | -0.11528 | Commercial |  | Annual | [5 empty] | 15 | 0.96 |  |  |  | 0 | 0 | 5 | 0 | 0 | 0 | 0 | 0 | 0 | 0 | 0 | 0 | 2006 Qtr 1: 0; 2006 Qtr 2: 0; 2006 Qtr 3: 0; 2006 Qtr 4: 0; 2007 Qtr 1: 0; 2007 Qtr 2: 0; 2007 Qtr 3: 0; 2007 Qtr 4: 5; 2008 Qtr 1: 0; 2008 Qtr 2: 0; 2008 Qtr 3: 0; 2008 Qtr 4: 0 | 5
0 | 234126-Refrigeration - Efficient Evap Fan Motor Electronically Commutated Motor (ECM) | Averaged DEER Msrs | 7 | Commercial | 01-ALC-AllCommercial-Refrig | 0 |  |  |  |  | 6.7904 | 150 | 0 | 0 | 0 | -143.2096 | 116.369 |  | kWh | 0.015845 | -0.11528 | Commercial |  | Annual | [5 empty] | 15 | 0.96 |  |  |  | 0 | 0 | 5 | 0 | 0 | 0 | 0 | 0 | 0 | 0 | 0 | 0 | 2006 Qtr 1: 0; 2006 Qtr 2: 0; 2006 Qtr 3: 0; 2006 Qtr 4: 0; 2007 Qtr 1: 0; 2007 Qtr 2: 0; 2007 Qtr 3: 0; 2007 Qtr 4: 5; 2008 Qtr 1: 0; 2008 Qtr 2: 0; 2008 Qtr 3: 0; 2008 Qtr 4: 0 | 5
0 | 234330-Premium T8 with T12 40 Watt Baseline - Tr1 |  | 10 | Commercial | 01-ALC-AllCommercial-IntLight | 0 |  |  |  |  | 13.9589 | 13.1897 | 0 | 0 | 0 | 0.76922 | 40.547 |  | kWh | 0.0073476 | -0.066403 | Commercial |  | Annual | [5 empty] | 11 | 0.96 |  |  |  | 0 | 0 | 27.2941 | 0 | 0 | 0 | 0 | 0 | 0 | 0 | 0 | 0 | 2006 Qtr 1: 0; 2006 Qtr 2: 0; 2006 Qtr 3: 0; 2006 Qtr 4: 0; 2007 Qtr 1: 0; 2007 Qtr 2: 0; 2007 Qtr 3: 0; 2007 Qtr 4: 27.2941; 2008 Qtr 1: 0; 2008 Qtr 2: 0; 2008 Qtr 3: 0; 2008 Qtr 4: 0 | 27.2941
0 | 234303-Lighting-Remove 4 Ft Lamp (De-Lamp) - Tr1 | COFL00AVDEL01 | 10 | Commercial | 01-ALC-AllCommercial-IntLight | 0 |  |  |  |  | 28.2518 | 16.4871 | 0 | 0 | 0 | 11.7647 | 134.827 |  | kWh | 0.024432 | -0.2208 | Commercial |  | Annual | [5 empty] | 11 | 0.96 |  |  |  | 0 | 0 | 27.2941 | 0 | 0 | 0 | 0 | 0 | 0 | 0 | 0 | 0 | 2006 Qtr 1: 0; 2006 Qtr 2: 0; 2006 Qtr 3: 0; 2006 Qtr 4: 0; 2007 Qtr 1: 0; 2007 Qtr 2: 0; 2007 Qtr 3: 0; 2007 Qtr 4: 27.2941; 2008 Qtr 1: 0; 2008 Qtr 2: 0; 2008 Qtr 3: 0; 2008 Qtr 4: 0 | 27.2941
0 | 234049-Lighting-LED Exit Sign New Sign | CALC00AVETS01 | 10 | Commercial | 02-ASM-Assembly-Exit | 0 |  |  |  |  | 65.3696 | 45 | 0 | 0 | 0 | 20.3696 | 351.311 |  | kWh | 0 | 0 | Commercial |  | Annual | [5 empty] | 16 | 0.96 |  |  |  | 0 | 0 | 8 | 0 | 0 | 0 | 0 | 0 | 0 | 0 | 0 | 0 | 2006 Qtr 1: 0; 2006 Qtr 2: 0; 2006 Qtr 3: 0; 2006 Qtr 4: 0; 2007 Qtr 1: 0; 2007 Qtr 2: 0; 2007 Qtr 3: 0; 2007 Qtr 4: 8; 2008 Qtr 1: 0; 2008 Qtr 2: 0; 2008 Qtr 3: 0; 2008 Qtr 4: 0 | 8
0 | 234364-Lighting-IntrHiByLnrFlscntFxt360wrplc400w(TrII)Tr2 |  | 10 | Commercial | 01-ALC-AllCommercial-IntLight | 0 |  |  |  |  | 369.2171 | 43.0753 | 0 | 0 | 0 | 326.1417 | 752.6924 |  | kWh | 0.16276 | -1.2327 | Commercial |  | Annual | [5 empty] | 11 | 0.96 |  |  |  | 0 | 0 | 10.7254 | 0 | 0 | 0 | 0 | 0 | 0 | 0 | 0 | 0 | 2006 Qtr 1: 0; 2006 Qtr 2: 0; 2006 Qtr 3: 0; 2006 Qtr 4: 0; 2007 Qtr 1: 0; 2007 Qtr 2: 0; 2007 Qtr 3: 0; 2007 Qtr 4: 10.7254; 2008 Qtr 1: 0; 2008 Qtr 2: 0; 2008 Qtr 3: 0; 2008 Qtr 4: 0 | 10.7254
0 | 234330-Premium T8 with T12 40 Watt Baseline - Tr1 |  | 10 | Commercial | 01-ALC-AllCommercial-IntLight | 0 |  |  |  |  | 13.9589 | 13.1897 | 0 | 0 | 0 | 0.76922 | 40.547 |  | kWh | 0.0073476 | -0.066403 | Commercial |  | Annual | [5 empty] | 11 | 0.96 |  |  |  | 0 | 0 | 18.196 | 0 | 0 | 0 | 0 | 0 | 0 | 0 | 0 | 0 | 2006 Qtr 1: 0; 2006 Qtr 2: 0; 2006 Qtr 3: 0; 2006 Qtr 4: 0; 2007 Qtr 1: 0; 2007 Qtr 2: 0; 2007 Qtr 3: 0; 2007 Qtr 4: 18.196; 2008 Qtr 1: 0; 2008 Qtr 2: 0; 2008 Qtr 3: 0; 2008 Qtr 4: 0 | 18.196
0 | 234303-Lighting-Remove 4 Ft Lamp (De-Lamp) - Tr1 | COFL00AVDEL01 | 10 | Commercial | 01-ALC-AllCommercial-IntLight | 0 |  |  |  |  | 28.2518 | 16.4871 | 0 | 0 | 0 | 11.7647 | 134.827 |  | kWh | 0.024432 | -0.2208 | Commercial |  | Annual | [5 empty] | 11 | 0.96 |  |  |  | 0 | 0 | 18.196 | 0 | 0 | 0 | 0 | 0 | 0 | 0 | 0 | 0 | 2006 Qtr 1: 0; 2006 Qtr 2: 0; 2006 Qtr 3: 0; 2006 Qtr 4: 0; 2007 Qtr 1: 0; 2007 Qtr 2: 0; 2007 Qtr 3: 0; 2007 Qtr 4: 18.196; 2008 Qtr 1: 0; 2008 Qtr 2: 0; 2008 Qtr 3: 0; 2008 Qtr 4: 0 | 18.196
0 | 234126-Refrigeration - Efficient Evap Fan Motor Electronically Commutated Motor (ECM) | Averaged DEER Msrs | 7 | Commercial | 01-ALC-AllCommercial-Refrig | 0 |  |  |  |  | 6.7904 | 150 | 0 | 0 | 0 | -143.2096 | 116.369 |  | kWh | 0.015845 | -0.11528 | Commercial |  | Annual | [5 empty] | 15 | 0.96 |  |  |  | 0 | 0 | 11 | 0 | 0 | 0 | 0 | 0 | 0 | 0 | 0 | 0 | 2006 Qtr 1: 0; 2006 Qtr 2: 0; 2006 Qtr 3: 0; 2006 Qtr 4: 0; 2007 Qtr 1: 0; 2007 Qtr 2: 0; 2007 Qtr 3: 0; 2007 Qtr 4: 11; 2008 Qtr 1: 0; 2008 Qtr 2: 0; 2008 Qtr 3: 0; 2008 Qtr 4: 0 | 11
0 | 234330-Premium T8 with T12 40 Watt Baseline - Tr1 |  | System | Commercial | 01-ALC-AllCommercial-IntLight | 0 |  |  |  |  | 13.9589 | 13.1897 | 0 | 0 | 0 | 0.76922 | 34.727 |  | kWh | 0.010491 | -0.056872 | Commercial |  | Annual | [5 empty] | 11 | 0.96 |  |  |  | 0 | 0 | 38.2117 | 0 | 0 | 0 | 0 | 0 | 0 | 0 | 0 | 0 | 2006 Qtr 1: 0; 2006 Qtr 2: 0; 2006 Qtr 3: 0; 2006 Qtr 4: 0; 2007 Qtr 1: 0; 2007 Qtr 2: 0; 2007 Qtr 3: 0; 2007 Qtr 4: 38.2117; 2008 Qtr 1: 0; 2008 Qtr 2: 0; 2008 Qtr 3: 0; 2008 Qtr 4: 0 | 38.2117
0 | 234303-Lighting-Remove 4 Ft Lamp (De-Lamp) - Tr1 | COFL00AVDEL01 | System | Commercial | 01-ALC-AllCommercial-IntLight | 0 |  |  |  |  | 28.2518 | 16.4871 | 0 | 0 | 0 | 11.7647 | 115.4744 |  | kWh | 0.034885 | -0.18911 | Commercial |  | Annual | [5 empty] | 11 | 0.96 |  |  |  | 0 | 0 | 38.2117 | 0 | 0 | 0 | 0 | 0 | 0 | 0 | 0 | 0 | 2006 Qtr 1: 0; 2006 Qtr 2: 0; 2006 Qtr 3: 0; 2006 Qtr 4: 0; 2007 Qtr 1: 0; 2007 Qtr 2: 0; 2007 Qtr 3: 0; 2007 Qtr 4: 38.2117; 2008 Qtr 1: 0; 2008 Qtr 2: 0; 2008 Qtr 3: 0; 2008 Qtr 4: 0 | 38.2117
0 | 234294-Lighting-Occupancy Sensor-Wallbox Lghtng Snsr-Tr1 | CALC00AVOCC01 | System | Commercial | 01-ALC-AllCommercial-IntLight | 0 |  |  |  |  | 42.2727 | 40 | 0 | 0 | 0 | 2.2727 | 213.759 |  | kWh | 0.17617 | 0 | Commercial |  | Annual | [5 empty] | 8 | 0.96 |  |  |  | 0 | 0 | 1 | 0 | 0 | 0 | 0 | 0 | 0 | 0 | 0 | 0 | 2006 Qtr 1: 0; 2006 Qtr 2: 0; 2006 Qtr 3: 0; 2006 Qtr 4: 0; 2007 Qtr 1: 0; 2007 Qtr 2: 0; 2007 Qtr 3: 0; 2007 Qtr 4: 1; 2008 Qtr 1: 0; 2008 Qtr 2: 0; 2008 Qtr 3: 0; 2008 Qtr 4: 0 | 1
0 | 234331-Premium T8 with T12 40 Watt Baseline - Tr2 |  | System | Commercial | 01-ALC-AllCommercial-IntLight | 0 |  |  |  |  | 13.9591 | 9.8923 | 0 | 0 | 0 | 4.0668 | 31.1202 |  | kWh | 0.0096442 | -0.050965 | Commercial |  | Annual | [5 empty] | 11 | 0.96 |  |  |  | 0 | 0 | 38.2117 | 0 | 0 | 0 | 0 | 0 | 0 | 0 | 0 | 0 | 2006 Qtr 1: 0; 2006 Qtr 2: 0; 2006 Qtr 3: 0; 2006 Qtr 4: 0; 2007 Qtr 1: 0; 2007 Qtr 2: 0; 2007 Qtr 3: 0; 2007 Qtr 4: 38.2117; 2008 Qtr 1: 0; 2008 Qtr 2: 0; 2008 Qtr 3: 0; 2008 Qtr 4: 0 | 38.2117
0 | 234304-Lighting-Remove 4 Ft Lamp (De-Lamp) - Tr2 | COFL00AVDEL01 | System | Commercial | 01-ALC-AllCommercial-IntLight | 0 |  |  |  |  | 28.2538 | 12.3653 | 0 | 0 | 0 | 15.8885 | 100.2216 |  | kWh | 0.031059 | -0.16413 | Commercial |  | Annual | [5 empty] | 11 | 0.96 |  |  |  | 0 | 0 | 38.2117 | 0 | 0 | 0 | 0 | 0 | 0 | 0 | 0 | 0 | 2006 Qtr 1: 0; 2006 Qtr 2: 0; 2006 Qtr 3: 0; 2006 Qtr 4: 0; 2007 Qtr 1: 0; 2007 Qtr 2: 0; 2007 Qtr 3: 0; 2007 Qtr 4: 38.2117; 2008 Qtr 1: 0; 2008 Qtr 2: 0; 2008 Qtr 3: 0; 2008 Qtr 4: 0 | 38.2117
0 | 234330-Premium T8 with T12 40 Watt Baseline - Tr1 |  | System | Commercial | 01-ALC-AllCommercial-IntLight | 0 |  |  |  |  | 13.9589 | 13.1897 | 0 | 0 | 0 | 0.76922 | 34.727 |  | kWh | 0.010491 | -0.056872 | Commercial |  | Annual | [5 empty] | 11 | 0.96 |  |  |  | 0 | 0 | 76.4234 | 0 | 0 | 0 | 0 | 0 | 0 | 0 | 0 | 0 | 2006 Qtr 1: 0; 2006 Qtr 2: 0; 2006 Qtr 3: 0; 2006 Qtr 4: 0; 2007 Qtr 1: 0; 2007 Qtr 2: 0; 2007 Qtr 3: 0; 2007 Qtr 4: 76.4234; 2008 Qtr 1: 0; 2008 Qtr 2: 0; 2008 Qtr 3: 0; 2008 Qtr 4: 0 | 76.4234
0 | 234303-Lighting-Remove 4 Ft Lamp (De-Lamp) - Tr1 | COFL00AVDEL01 | System | Commercial | 01-ALC-AllCommercial-IntLight | 0 |  |  |  |  | 28.2518 | 16.4871 | 0 | 0 | 0 | 11.7647 | 115.4744 |  | kWh | 0.034885 | -0.18911 | Commercial |  | Annual | [5 empty] | 11 | 0.96 |  |  |  | 0 | 0 | 18.196 | 0 | 0 | 0 | 0 | 0 | 0 | 0 | 0 | 0 | 2006 Qtr 1: 0; 2006 Qtr 2: 0; 2006 Qtr 3: 0; 2006 Qtr 4: 0; 2007 Qtr 1: 0; 2007 Qtr 2: 0; 2007 Qtr 3: 0; 2007 Qtr 4: 18.196; 2008 Qtr 1: 0; 2008 Qtr 2: 0; 2008 Qtr 3: 0; 2008 Qtr 4: 0 | 18.196
0 | 234294-Lighting-Occupancy Sensor-Wallbox Lghtng Snsr-Tr1 | CALC00AVOCC01 | System | Commercial | 01-ALC-AllCommercial-IntLight | 0 |  |  |  |  | 42.2727 | 40 | 0 | 0 | 0 | 2.2727 | 213.759 |  | kWh | 0.17617 | 0 | Commercial |  | Annual | [5 empty] | 8 | 0.96 |  |  |  | 0 | 0 | 1 | 0 | 0 | 0 | 0 | 0 | 0 | 0 | 0 | 0 | 2006 Qtr 1: 0; 2006 Qtr 2: 0; 2006 Qtr 3: 0; 2006 Qtr 4: 0; 2007 Qtr 1: 0; 2007 Qtr 2: 0; 2007 Qtr 3: 0; 2007 Qtr 4: 1; 2008 Qtr 1: 0; 2008 Qtr 2: 0; 2008 Qtr 3: 0; 2008 Qtr 4: 0 | 1
0 | 234330-Premium T8 with T12 40 Watt Baseline - Tr1 |  | System | Commercial | 01-ALC-AllCommercial-IntLight | 0 |  |  |  |  | 13.9589 | 13.1897 | 0 | 0 | 0 | 0.76922 | 34.727 |  | kWh | 0.010491 | -0.056872 | Commercial |  | Annual | [5 empty] | 11 | 0.96 |  |  |  | 0 | 0 | 95.5292 | 0 | 0 | 0 | 0 | 0 | 0 | 0 | 0 | 0 | 2006 Qtr 1: 0; 2006 Qtr 2: 0; 2006 Qtr 3: 0; 2006 Qtr 4: 0; 2007 Qtr 1: 0; 2007 Qtr 2: 0; 2007 Qtr 3: 0; 2007 Qtr 4: 95.5292; 2008 Qtr 1: 0; 2008 Qtr 2: 0; 2008 Qtr 3: 0; 2008 Qtr 4: 0 | 95.5292
0 | 234303-Lighting-Remove 4 Ft Lamp (De-Lamp) - Tr1 | COFL00AVDEL01 | System | Commercial | 01-ALC-AllCommercial-IntLight | 0 |  |  |  |  | 28.2518 | 16.4871 | 0 | 0 | 0 | 11.7647 | 115.4744 |  | kWh | 0.034885 | -0.18911 | Commercial |  | Annual | [5 empty] | 11 | 0.96 |  |  |  | 0 | 0 | 14.5568 | 0 | 0 | 0 | 0 | 0 | 0 | 0 | 0 | 0 | 2006 Qtr 1: 0; 2006 Qtr 2: 0; 2006 Qtr 3: 0; 2006 Qtr 4: 0; 2007 Qtr 1: 0; 2007 Qtr 2: 0; 2007 Qtr 3: 0; 2007 Qtr 4: 14.5568; 2008 Qtr 1: 0; 2008 Qtr 2: 0; 2008 Qtr 3: 0; 2008 Qtr 4: 0 | 14.5568
0 | 234294-Lighting-Occupancy Sensor-Wallbox Lghtng Snsr-Tr1 | CALC00AVOCC01 | System | Commercial | 01-ALC-AllCommercial-IntLight | 0 |  |  |  |  | 42.2727 | 40 | 0 | 0 | 0 | 2.2727 | 213.759 |  | kWh | 0.17617 | 0 | Commercial |  | Annual | [5 empty] | 8 | 0.96 |  |  |  | 0 | 0 | 1 | 0 | 0 | 0 | 0 | 0 | 0 | 0 | 0 | 0 | 2006 Qtr 1: 0; 2006 Qtr 2: 0; 2006 Qtr 3: 0; 2006 Qtr 4: 0; 2007 Qtr 1: 0; 2007 Qtr 2: 0; 2007 Qtr 3: 0; 2007 Qtr 4: 1; 2008 Qtr 1: 0; 2008 Qtr 2: 0; 2008 Qtr 3: 0; 2008 Qtr 4: 0 | 1
0 | 234331-Premium T8 with T12 40 Watt Baseline - Tr2 |  | System | Commercial | 01-ALC-AllCommercial-IntLight | 0 |  |  |  |  | 13.9591 | 9.8923 | 0 | 0 | 0 | 4.0668 | 35.8564 |  | kWh | 0.010832 | -0.058721 | Commercial |  | Annual | [5 empty] | 11 | 0.96 |  |  |  | 0 | 0 | 16.3764 | 0 | 0 | 0 | 0 | 0 | 0 | 0 | 0 | 0 | 2006 Qtr 1: 0; 2006 Qtr 2: 0; 2006 Qtr 3: 0; 2006 Qtr 4: 0; 2007 Qtr 1: 0; 2007 Qtr 2: 0; 2007 Qtr 3: 0; 2007 Qtr 4: 16.3764; 2008 Qtr 1: 0; 2008 Qtr 2: 0; 2008 Qtr 3: 0; 2008 Qtr 4: 0 | 16.3764
0 | 234304-Lighting-Remove 4 Ft Lamp (De-Lamp) - Tr2 | COFL00AVDEL01 | System | Commercial | 01-ALC-AllCommercial-IntLight | 0 |  |  |  |  | 28.2538 | 12.3653 | 0 | 0 | 0 | 15.8885 | 115.4744 |  | kWh | 0.034885 | -0.18911 | Commercial |  | Annual | [5 empty] | 11 | 0.96 |  |  |  | 0 | 0 | 16.3764 | 0 | 0 | 0 | 0 | 0 | 0 | 0 | 0 | 0 | 2006 Qtr 1: 0; 2006 Qtr 2: 0; 2006 Qtr 3: 0; 2006 Qtr 4: 0; 2007 Qtr 1: 0; 2007 Qtr 2: 0; 2007 Qtr 3: 0; 2007 Qtr 4: 16.3764; 2008 Qtr 1: 0; 2008 Qtr 2: 0; 2008 Qtr 3: 0; 2008 Qtr 4: 0 | 16.3764
0 | 234295-Lighting-Occupancy Sensor-Wallbox Lghtng Snsr-Tr2 | CALC00AVOCC01 | System | Commercial | 01-ALC-AllCommercial-IntLight | 0 |  |  |  |  | 42.2833 | 30 | 0 | 0 | 0 | 12.2833 | 213.759 |  | kWh | 0.17617 | 0 | Commercial |  | Annual | [5 empty] | 8 | 0.96 |  |  |  | 0 | 0 | 1 | 0 | 0 | 0 | 0 | 0 | 0 | 0 | 0 | 0 | 2006 Qtr 1: 0; 2006 Qtr 2: 0; 2006 Qtr 3: 0; 2006 Qtr 4: 0; 2007 Qtr 1: 0; 2007 Qtr 2: 0; 2007 Qtr 3: 0; 2007 Qtr 4: 1; 2008 Qtr 1: 0; 2008 Qtr 2: 0; 2008 Qtr 3: 0; 2008 Qtr 4: 0 | 1
0 | 234330-Premium T8 with T12 40 Watt Baseline - Tr1 |  | System | Commercial | 01-ALC-AllCommercial-IntLight | 0 |  |  |  |  | 13.9589 | 13.1897 | 0 | 0 | 0 | 0.76922 | 32.1158 |  | kWh | 0.0081987 | -0.052595 | Commercial |  | Annual | [5 empty] | 11 | 0.96 |  |  |  | 0 | 0 | 69.145 | 0 | 0 | 0 | 0 | 0 | 0 | 0 | 0 | 0 | 2006 Qtr 1: 0; 2006 Qtr 2: 0; 2006 Qtr 3: 0; 2006 Qtr 4: 0; 2007 Qtr 1: 0; 2007 Qtr 2: 0; 2007 Qtr 3: 0; 2007 Qtr 4: 69.145; 2008 Qtr 1: 0; 2008 Qtr 2: 0; 2008 Qtr 3: 0; 2008 Qtr 4: 0 | 69.145
0 | 234303-Lighting-Remove 4 Ft Lamp (De-Lamp) - Tr1 | COFL00AVDEL01 | System | Commercial | 01-ALC-AllCommercial-IntLight | 0 |  |  |  |  | 28.2518 | 16.4871 | 0 | 0 | 0 | 11.7647 | 106.7914 |  | kWh | 0.027262 | -0.17489 | Commercial |  | Annual | [5 empty] | 11 | 0.96 |  |  |  | 0 | 0 | 69.145 | 0 | 0 | 0 | 0 | 0 | 0 | 0 | 0 | 0 | 2006 Qtr 1: 0; 2006 Qtr 2: 0; 2006 Qtr 3: 0; 2006 Qtr 4: 0; 2007 Qtr 1: 0; 2007 Qtr 2: 0; 2007 Qtr 3: 0; 2007 Qtr 4: 69.145; 2008 Qtr 1: 0; 2008 Qtr 2: 0; 2008 Qtr 3: 0; 2008 Qtr 4: 0 | 69.145
0 | 234294-Lighting-Occupancy Sensor-Wallbox Lghtng Snsr-Tr1 | CALC00AVOCC01 | System | Commercial | 01-ALC-AllCommercial-IntLight | 0 |  |  |  |  | 42.2727 | 40 | 0 | 0 | 0 | 2.2727 | 213.759 |  | kWh | 0.17617 | 0 | Commercial |  | Annual | [5 empty] | 8 | 0.96 |  |  |  | 0 | 0 | 1 | 0 | 0 | 0 | 0 | 0 | 0 | 0 | 0 | 0 | 2006 Qtr 1: 0; 2006 Qtr 2: 0; 2006 Qtr 3: 0; 2006 Qtr 4: 0; 2007 Qtr 1: 0; 2007 Qtr 2: 0; 2007 Qtr 3: 0; 2007 Qtr 4: 1; 2008 Qtr 1: 0; 2008 Qtr 2: 0; 2008 Qtr 3: 0; 2008 Qtr 4: 0 | 1
0 | 234331-Premium T8 with T12 40 Watt Baseline - Tr2 |  | System | Commercial | 01-ALC-AllCommercial-IntLight | 0 |  |  |  |  | 13.9591 | 9.8923 | 0 | 0 | 0 | 4.0668 | 35.8564 |  | kWh | 0.010832 | -0.058721 | Commercial |  | Annual | [5 empty] | 11 | 0.96 |  |  |  | 0 | 0 | 61.8665 | 0 | 0 | 0 | 0 | 0 | 0 | 0 | 0 | 0 | 2006 Qtr 1: 0; 2006 Qtr 2: 0; 2006 Qtr 3: 0; 2006 Qtr 4: 0; 2007 Qtr 1: 0; 2007 Qtr 2: 0; 2007 Qtr 3: 0; 2007 Qtr 4: 61.8665; 2008 Qtr 1: 0; 2008 Qtr 2: 0; 2008 Qtr 3: 0; 2008 Qtr 4: 0 | 61.8665
0 | 234304-Lighting-Remove 4 Ft Lamp (De-Lamp) - Tr2 | COFL00AVDEL01 | System | Commercial | 01-ALC-AllCommercial-IntLight | 0 |  |  |  |  | 28.2538 | 12.3653 | 0 | 0 | 0 | 15.8885 | 115.4744 |  | kWh | 0.034885 | -0.18911 | Commercial |  | Annual | [5 empty] | 11 | 0.96 |  |  |  | 0 | 0 | 5.4588 | 0 | 0 | 0 | 0 | 0 | 0 | 0 | 0 | 0 | 2006 Qtr 1: 0; 2006 Qtr 2: 0; 2006 Qtr 3: 0; 2006 Qtr 4: 0; 2007 Qtr 1: 0; 2007 Qtr 2: 0; 2007 Qtr 3: 0; 2007 Qtr 4: 5.4588; 2008 Qtr 1: 0; 2008 Qtr 2: 0; 2008 Qtr 3: 0; 2008 Qtr 4: 0 | 5.4588
0 | 234295-Lighting-Occupancy Sensor-Wallbox Lghtng Snsr-Tr2 | CALC00AVOCC01 | System | Commercial | 01-ALC-AllCommercial-IntLight | 0 |  |  |  |  | 42.2833 | 30 | 0 | 0 | 0 | 12.2833 | 213.759 |  | kWh | 0.17617 | 0 | Commercial |  | Annual | [5 empty] | 8 | 0.96 |  |  |  | 0 | 0 | 1 | 0 | 0 | 0 | 0 | 0 | 0 | 0 | 0 | 0 | 2006 Qtr 1: 0; 2006 Qtr 2: 0; 2006 Qtr 3: 0; 2006 Qtr 4: 0; 2007 Qtr 1: 0; 2007 Qtr 2: 0; 2007 Qtr 3: 0; 2007 Qtr 4: 1; 2008 Qtr 1: 0; 2008 Qtr 2: 0; 2008 Qtr 3: 0; 2008 Qtr 4: 0 | 1
0 | 234330-Premium T8 with T12 40 Watt Baseline - Tr1 |  | System | Commercial | 01-ALC-AllCommercial-IntLight | 0 |  |  |  |  | 13.9589 | 13.1897 | 0 | 0 | 0 | 0.76922 | 34.727 |  | kWh | 0.010491 | -0.056872 | Commercial |  | Annual | [5 empty] | 11 | 0.96 |  |  |  | 0 | 0 | 34.5725 | 0 | 0 | 0 | 0 | 0 | 0 | 0 | 0 | 0 | 2006 Qtr 1: 0; 2006 Qtr 2: 0; 2006 Qtr 3: 0; 2006 Qtr 4: 0; 2007 Qtr 1: 0; 2007 Qtr 2: 0; 2007 Qtr 3: 0; 2007 Qtr 4: 34.5725; 2008 Qtr 1: 0; 2008 Qtr 2: 0; 2008 Qtr 3: 0; 2008 Qtr 4: 0 | 34.5725
0 | 234303-Lighting-Remove 4 Ft Lamp (De-Lamp) - Tr1 | COFL00AVDEL01 | System | Commercial | 01-ALC-AllCommercial-IntLight | 0 |  |  |  |  | 28.2518 | 16.4871 | 0 | 0 | 0 | 11.7647 | 115.4744 |  | kWh | 0.034885 | -0.18911 | Commercial |  | Annual | [5 empty] | 11 | 0.96 |  |  |  | 0 | 0 | 34.5725 | 0 | 0 | 0 | 0 | 0 | 0 | 0 | 0 | 0 | 2006 Qtr 1: 0; 2006 Qtr 2: 0; 2006 Qtr 3: 0; 2006 Qtr 4: 0; 2007 Qtr 1: 0; 2007 Qtr 2: 0; 2007 Qtr 3: 0; 2007 Qtr 4: 34.5725; 2008 Qtr 1: 0; 2008 Qtr 2: 0; 2008 Qtr 3: 0; 2008 Qtr 4: 0 | 34.5725
0 | 234294-Lighting-Occupancy Sensor-Wallbox Lghtng Snsr-Tr1 | CALC00AVOCC01 | System | Commercial | 01-ALC-AllCommercial-IntLight | 0 |  |  |  |  | 42.2727 | 40 | 0 | 0 | 0 | 2.2727 | 213.759 |  | kWh | 0.17617 | 0 | Commercial |  | Annual | [5 empty] | 8 | 0.96 |  |  |  | 0 | 0 | 1 | 0 | 0 | 0 | 0 | 0 | 0 | 0 | 0 | 0 | 2006 Qtr 1: 0; 2006 Qtr 2: 0; 2006 Qtr 3: 0; 2006 Qtr 4: 0; 2007 Qtr 1: 0; 2007 Qtr 2: 0; 2007 Qtr 3: 0; 2007 Qtr 4: 1; 2008 Qtr 1: 0; 2008 Qtr 2: 0; 2008 Qtr 3: 0; 2008 Qtr 4: 0 | 1
0 | 234330-Premium T8 with T12 40 Watt Baseline - Tr1 |  | System | Commercial | 01-ALC-AllCommercial-IntLight | 0 |  |  |  |  | 13.9589 | 13.1897 | 0 | 0 | 0 | 0.76922 | 34.727 |  | kWh | 0.010491 | -0.056872 | Commercial |  | Annual | [5 empty] | 11 | 0.96 |  |  |  | 0 | 0 | 16.3764 | 0 | 0 | 0 | 0 | 0 | 0 | 0 | 0 | 0 | 2006 Qtr 1: 0; 2006 Qtr 2: 0; 2006 Qtr 3: 0; 2006 Qtr 4: 0; 2007 Qtr 1: 0; 2007 Qtr 2: 0; 2007 Qtr 3: 0; 2007 Qtr 4: 16.3764; 2008 Qtr 1: 0; 2008 Qtr 2: 0; 2008 Qtr 3: 0; 2008 Qtr 4: 0 | 16.3764
0 | 234303-Lighting-Remove 4 Ft Lamp (De-Lamp) - Tr1 | COFL00AVDEL01 | System | Commercial | 01-ALC-AllCommercial-IntLight | 0 |  |  |  |  | 28.2518 | 16.4871 | 0 | 0 | 0 | 11.7647 | 115.4744 |  | kWh | 0.034885 | -0.18911 | Commercial |  | Annual | [5 empty] | 11 | 0.96 |  |  |  | 0 | 0 | 16.3764 | 0 | 0 | 0 | 0 | 0 | 0 | 0 | 0 | 0 | 2006 Qtr 1: 0; 2006 Qtr 2: 0; 2006 Qtr 3: 0; 2006 Qtr 4: 0; 2007 Qtr 1: 0; 2007 Qtr 2: 0; 2007 Qtr 3: 0; 2007 Qtr 4: 16.3764; 2008 Qtr 1: 0; 2008 Qtr 2: 0; 2008 Qtr 3: 0; 2008 Qtr 4: 0 | 16.3764
0 | 234176-Food Service - Ice Machine Air-Cooled 301-400 |  | 10 | Commercial | 01-ALC-AllCommercial-Refrig | 0 |  |  |  |  | 559 | 600 | 0 | 0 | 0 | -41 | 1660.75 |  | kWh | 0.18958 | 0 | Commercial |  | Annual | [5 empty] | 12 | 0.96 |  |  |  | 0 | 0 | 1 | 0 | 0 | 0 | 0 | 0 | 0 | 0 | 0 | 0 | 2006 Qtr 1: 0; 2006 Qtr 2: 0; 2006 Qtr 3: 0; 2006 Qtr 4: 0; 2007 Qtr 1: 0; 2007 Qtr 2: 0; 2007 Qtr 3: 0; 2007 Qtr 4: 1; 2008 Qtr 1: 0; 2008 Qtr 2: 0; 2008 Qtr 3: 0; 2008 Qtr 4: 0 | 1
0 | 234179-Food Service - Ice Machine Air-Cooled 1001-1500 |  | 7 | Commercial | 01-ALC-AllCommercial-Refrig | 0 |  |  |  |  | 1821 | 1000 | 0 | 0 | 0 | 821 | 4106.25 |  | kWh | 0.46875 | 0 | Commercial |  | Annual | [5 empty] | 12 | 0.96 |  |  |  | 0 | 0 | 1 | 0 | 0 | 0 | 0 | 0 | 0 | 0 | 0 | 0 | 2006 Qtr 1: 0; 2006 Qtr 2: 0; 2006 Qtr 3: 0; 2006 Qtr 4: 0; 2007 Qtr 1: 0; 2007 Qtr 2: 0; 2007 Qtr 3: 0; 2007 Qtr 4: 1; 2008 Qtr 1: 0; 2008 Qtr 2: 0; 2008 Qtr 3: 0; 2008 Qtr 4: 0 | 1
0 | 234330-Premium T8 with T12 40 Watt Baseline - Tr1 |  | System | Commercial | 01-ALC-AllCommercial-IntLight | 0 |  |  |  |  | 13.9589 | 13.1897 | 0 | 0 | 0 | 0.76922 | 34.727 |  | kWh | 0.010491 | -0.056872 | Commercial |  | Annual | [5 empty] | 11 | 0.96 |  |  |  | 0 | 0 | 61.8665 | 0 | 0 | 0 | 0 | 0 | 0 | 0 | 0 | 0 | 2006 Qtr 1: 0; 2006 Qtr 2: 0; 2006 Qtr 3: 0; 2006 Qtr 4: 0; 2007 Qtr 1: 0; 2007 Qtr 2: 0; 2007 Qtr 3: 0; 2007 Qtr 4: 61.8665; 2008 Qtr 1: 0; 2008 Qtr 2: 0; 2008 Qtr 3: 0; 2008 Qtr 4: 0 | 61.8665
0 | 234303-Lighting-Remove 4 Ft Lamp (De-Lamp) - Tr1 | COFL00AVDEL01 | System | Commercial | 01-ALC-AllCommercial-IntLight | 0 |  |  |  |  | 28.2518 | 16.4871 | 0 | 0 | 0 | 11.7647 | 115.4744 |  | kWh | 0.034885 | -0.18911 | Commercial |  | Annual | [5 empty] | 11 | 0.96 |  |  |  | 0 | 0 | 10.9176 | 0 | 0 | 0 | 0 | 0 | 0 | 0 | 0 | 0 | 2006 Qtr 1: 0; 2006 Qtr 2: 0; 2006 Qtr 3: 0; 2006 Qtr 4: 0; 2007 Qtr 1: 0; 2007 Qtr 2: 0; 2007 Qtr 3: 0; 2007 Qtr 4: 10.9176; 2008 Qtr 1: 0; 2008 Qtr 2: 0; 2008 Qtr 3: 0; 2008 Qtr 4: 0 | 10.9176
0 | 234294-Lighting-Occupancy Sensor-Wallbox Lghtng Snsr-Tr1 | CALC00AVOCC01 | System | Commercial | 01-ALC-AllCommercial-IntLight | 0 |  |  |  |  | 42.2727 | 40 | 0 | 0 | 0 | 2.2727 | 213.759 |  | kWh | 0.17617 | 0 | Commercial |  | Annual | [5 empty] | 8 | 0.96 |  |  |  | 0 | 0 | 2 | 0 | 0 | 0 | 0 | 0 | 0 | 0 | 0 | 0 | 2006 Qtr 1: 0; 2006 Qtr 2: 0; 2006 Qtr 3: 0; 2006 Qtr 4: 0; 2007 Qtr 1: 0; 2007 Qtr 2: 0; 2007 Qtr 3: 0; 2007 Qtr 4: 2; 2008 Qtr 1: 0; 2008 Qtr 2: 0; 2008 Qtr 3: 0; 2008 Qtr 4: 0 | 2
0 | 234330-Premium T8 with T12 40 Watt Baseline - Tr1 |  | 7 | Commercial | 01-ALC-AllCommercial-IntLight | 0 |  |  |  |  | 13.9589 | 13.1897 | 0 | 0 | 0 | 0.76922 | 34.727 |  | kWh | 0.010491 | -0.056872 | Commercial |  | Annual | [5 empty] | 11 | 0.96 |  |  |  | 0 | 0 | 43.6705 | 0 | 0 | 0 | 0 | 0 | 0 | 0 | 0 | 0 | 2006 Qtr 1: 0; 2006 Qtr 2: 0; 2006 Qtr 3: 0; 2006 Qtr 4: 0; 2007 Qtr 1: 0; 2007 Qtr 2: 0; 2007 Qtr 3: 0; 2007 Qtr 4: 43.6705; 2008 Qtr 1: 0; 2008 Qtr 2: 0; 2008 Qtr 3: 0; 2008 Qtr 4: 0 | 43.6705
0 | 234330-Premium T8 with T12 40 Watt Baseline - Tr1 |  | 7 | Commercial | 01-ALC-AllCommercial-IntLight | 0 |  |  |  |  | 13.9589 | 13.1897 | 0 | 0 | 0 | 0.76922 | 65.4159 |  | kWh | 0.012906 | -0.10713 | Commercial |  | Annual | [5 empty] | 11 | 0.96 |  |  |  | 0 | 0 | 58.2273 | 0 | 0 | 0 | 0 | 0 | 0 | 0 | 0 | 0 | 2006 Qtr 1: 0; 2006 Qtr 2: 0; 2006 Qtr 3: 0; 2006 Qtr 4: 0; 2007 Qtr 1: 0; 2007 Qtr 2: 0; 2007 Qtr 3: 0; 2007 Qtr 4: 58.2273; 2008 Qtr 1: 0; 2008 Qtr 2: 0; 2008 Qtr 3: 0; 2008 Qtr 4: 0 | 58.2273
0 | 234330-Premium T8 with T12 40 Watt Baseline - Tr1 |  | 7 | Commercial | 01-ALC-AllCommercial-IntLight | 0 |  |  |  |  | 13.9589 | 13.1897 | 0 | 0 | 0 | 0.76922 | 38.5499 |  | kWh | 0.01239 | -0.063133 | Commercial |  | Annual | [5 empty] | 11 | 0.96 |  |  |  | 0 | 0 | 10.9176 | 0 | 0 | 0 | 0 | 0 | 0 | 0 | 0 | 0 | 2006 Qtr 1: 0; 2006 Qtr 2: 0; 2006 Qtr 3: 0; 2006 Qtr 4: 0; 2007 Qtr 1: 0; 2007 Qtr 2: 0; 2007 Qtr 3: 0; 2007 Qtr 4: 10.9176; 2008 Qtr 1: 0; 2008 Qtr 2: 0; 2008 Qtr 3: 0; 2008 Qtr 4: 0 | 10.9176
0 | 234207-Lighting-8 Ft T-8 with Elec Ballast-Tr1 |  | 7 | Commercial | 01-ALC-AllCommercial-IntLight | 0 |  |  |  |  | 35.7163 | 21.9828 | 0 | 0 | 0 | 13.7335 | 31.9682 |  | kWh | 0.010275 | -0.052354 | Commercial |  | Annual | [5 empty] | 11 | 0.96 |  |  |  | 0 | 0 | 98.2586 | 0 | 0 | 0 | 0 | 0 | 0 | 0 | 0 | 0 | 2006 Qtr 1: 0; 2006 Qtr 2: 0; 2006 Qtr 3: 0; 2006 Qtr 4: 0; 2007 Qtr 1: 0; 2007 Qtr 2: 0; 2007 Qtr 3: 0; 2007 Qtr 4: 98.2586; 2008 Qtr 1: 0; 2008 Qtr 2: 0; 2008 Qtr 3: 0; 2008 Qtr 4: 0 | 98.2586
0 | 234207-Lighting-8 Ft T-8 with Elec Ballast-Tr1 |  | 10 | Commercial | 01-ALC-AllCommercial-IntLight | 0 |  |  |  |  | 35.7163 | 21.9828 | 0 | 0 | 0 | 13.7335 | 26.6346 |  | kWh | 0.008574 | -0.043619 | Commercial |  | Annual | [5 empty] | 11 | 0.96 |  |  |  | 0 | 0 | 21.8353 | 0 | 0 | 0 | 0 | 0 | 0 | 0 | 0 | 0 | 2006 Qtr 1: 0; 2006 Qtr 2: 0; 2006 Qtr 3: 0; 2006 Qtr 4: 0; 2007 Qtr 1: 0; 2007 Qtr 2: 0; 2007 Qtr 3: 0; 2007 Qtr 4: 21.8353; 2008 Qtr 1: 0; 2008 Qtr 2: 0; 2008 Qtr 3: 0; 2008 Qtr 4: 0 | 21.8353
0 | 234176-Food Service - Ice Machine Air-Cooled 301-400 |  | 10 | Commercial | 01-ALC-AllCommercial-Refrig | 0 |  |  |  |  | 559 | 600 | 0 | 0 | 0 | -41 | 1660.75 |  | kWh | 0.18958 | 0 | Commercial |  | Annual | [5 empty] | 12 | 0.96 |  |  |  | 0 | 0 | 1 | 0 | 0 | 0 | 0 | 0 | 0 | 0 | 0 | 0 | 2006 Qtr 1: 0; 2006 Qtr 2: 0; 2006 Qtr 3: 0; 2006 Qtr 4: 0; 2007 Qtr 1: 0; 2007 Qtr 2: 0; 2007 Qtr 3: 1; 2007 Qtr 4: 0; 2008 Qtr 1: 0; 2008 Qtr 2: 0; 2008 Qtr 3: 0; 2008 Qtr 4: 0 | 1
0 | 234330-Premium T8 with T12 40 Watt Baseline - Tr1 |  | 10 | Commercial | 01-ALC-AllCommercial-IntLight | 0 |  |  |  |  | 13.9589 | 13.1897 | 0 | 0 | 0 | 0.76922 | 40.547 |  | kWh | 0.0073476 | -0.066403 | Commercial |  | Annual | [5 empty] | 11 | 0.96 |  |  |  | 0 | 0 | 20.0156 | 0 | 0 | 0 | 0 | 0 | 0 | 0 | 0 | 0 | 2006 Qtr 1: 0; 2006 Qtr 2: 0; 2006 Qtr 3: 0; 2006 Qtr 4: 0; 2007 Qtr 1: 0; 2007 Qtr 2: 0; 2007 Qtr 3: 0; 2007 Qtr 4: 20.0156; 2008 Qtr 1: 0; 2008 Qtr 2: 0; 2008 Qtr 3: 0; 2008 Qtr 4: 0 | 20.0156
0 | 234303-Lighting-Remove 4 Ft Lamp (De-Lamp) - Tr1 | COFL00AVDEL01 | 10 | Commercial | 01-ALC-AllCommercial-IntLight | 0 |  |  |  |  | 28.2518 | 16.4871 | 0 | 0 | 0 | 11.7647 | 134.827 |  | kWh | 0.024432 | -0.2208 | Commercial |  | Annual | [5 empty] | 11 | 0.96 |  |  |  | 0 | 0 | 16.3764 | 0 | 0 | 0 | 0 | 0 | 0 | 0 | 0 | 0 | 2006 Qtr 1: 0; 2006 Qtr 2: 0; 2006 Qtr 3: 0; 2006 Qtr 4: 0; 2007 Qtr 1: 0; 2007 Qtr 2: 0; 2007 Qtr 3: 0; 2007 Qtr 4: 16.3764; 2008 Qtr 1: 0; 2008 Qtr 2: 0; 2008 Qtr 3: 0; 2008 Qtr 4: 0 | 16.3764
0 | 234330-Premium T8 with T12 40 Watt Baseline - Tr1 |  | 7 | Commercial | 01-ALC-AllCommercial-IntLight | 0 |  |  |  |  | 13.9589 | 13.1897 | 0 | 0 | 0 | 0.76922 | 34.727 |  | kWh | 0.010491 | -0.056872 | Commercial |  | Annual | [5 empty] | 11 | 0.96 |  |  |  | 0 | 0 | 14.5568 | 0 | 0 | 0 | 0 | 0 | 0 | 0 | 0 | 0 | 2006 Qtr 1: 0; 2006 Qtr 2: 0; 2006 Qtr 3: 0; 2006 Qtr 4: 0; 2007 Qtr 1: 0; 2007 Qtr 2: 0; 2007 Qtr 3: 0; 2007 Qtr 4: 14.5568; 2008 Qtr 1: 0; 2008 Qtr 2: 0; 2008 Qtr 3: 0; 2008 Qtr 4: 0 | 14.5568
0 | 234126-Refrigeration - Efficient Evap Fan Motor Electronically Commutated Motor (ECM) | Averaged DEER Msrs | 10 | Commercial | 01-ALC-AllCommercial-Refrig | 0 |  |  |  |  | 6.7904 | 150 | 0 | 0 | 0 | -143.2096 | 116.369 |  | kWh | 0.015845 | -0.11528 | Commercial |  | Annual | [5 empty] | 15 | 0.96 |  |  |  | 0 | 0 | 6 | 0 | 0 | 0 | 0 | 0 | 0 | 0 | 0 | 0 | 2006 Qtr 1: 0; 2006 Qtr 2: 0; 2006 Qtr 3: 0; 2006 Qtr 4: 0; 2007 Qtr 1: 0; 2007 Qtr 2: 0; 2007 Qtr 3: 0; 2007 Qtr 4: 6; 2008 Qtr 1: 0; 2008 Qtr 2: 0; 2008 Qtr 3: 0; 2008 Qtr 4: 0 | 6
0 | 234126-Refrigeration - Efficient Evap Fan Motor Electronically Commutated Motor (ECM) | Averaged DEER Msrs | 10 | Commercial | 01-ALC-AllCommercial-Refrig | 0 |  |  |  |  | 6.7904 | 150 | 0 | 0 | 0 | -143.2096 | 116.369 |  | kWh | 0.015845 | -0.11528 | Commercial |  | Annual | [5 empty] | 15 | 0.96 |  |  |  | 0 | 0 | 2 | 0 | 0 | 0 | 0 | 0 | 0 | 0 | 0 | 0 | 2006 Qtr 1: 0; 2006 Qtr 2: 0; 2006 Qtr 3: 0; 2006 Qtr 4: 0; 2007 Qtr 1: 0; 2007 Qtr 2: 0; 2007 Qtr 3: 0; 2007 Qtr 4: 2; 2008 Qtr 1: 0; 2008 Qtr 2: 0; 2008 Qtr 3: 0; 2008 Qtr 4: 0 | 2
0 | 234330-Premium T8 with T12 40 Watt Baseline - Tr1 |  | 7 | Commercial | 01-ALC-AllCommercial-IntLight | 0 |  |  |  |  | 13.9589 | 13.1897 | 0 | 0 | 0 | 0.76922 | 40.547 |  | kWh | 0.0073476 | -0.066403 | Commercial |  | Annual | [5 empty] | 11 | 0.96 |  |  |  | 0 | 0 | 10.9176 | 0 | 0 | 0 | 0 | 0 | 0 | 0 | 0 | 0 | 2006 Qtr 1: 0; 2006 Qtr 2: 0; 2006 Qtr 3: 0; 2006 Qtr 4: 0; 2007 Qtr 1: 0; 2007 Qtr 2: 0; 2007 Qtr 3: 0; 2007 Qtr 4: 10.9176; 2008 Qtr 1: 0; 2008 Qtr 2: 0; 2008 Qtr 3: 0; 2008 Qtr 4: 0 | 10.9176
Do NOT enter program data in this row or below. The Spreadsheet will not evaluate any such data. | bar: 2009 Qtr 1; 2011 Qtr 2 to 2011 Qtr 4; 2013 Qtr 2 to 2013 Qtr 4; 2015 Qtr 2 to 2015 Qtr 4
Lists of Dimensions and their Labels
|  |  | Climate Zones | Sectors | End Use Validation List |  | Measure Types for Measure Life | Measure Types for NTGR | Gas Sector | Gas Savings Profile | Combustor Type
|  |  | 7 | Residential | 01-ALC-AllCommercial-Cooling |  | NONRESIDENTIAL MEASURES: |  | Residential | Summer Only | Large Boilers (>100 MMBtu/hr Heat Input):Uncontrolled
|  |  | 10 | Commercial | 01-ALC-AllCommercial-ExtLight |  | **************************************************************** | Appliance early retirement and replacement 0.80 | Commercial | Winter Only | Large Boilers (>100 MMBtu/hr Heat Input):Controlled Low NOx Burner
|  |  | 14 | Industrial | 01-ALC-AllCommercial-IntLight |  | Ballast – Dimmable: NR - 11 | California Home Energy Efficiency Rating System (CHEERS) | Core | Annual | Large Boilers (>100 MMBtu/hr Heat Input):Controlled – Flue Gas Recirculation
|  |  | 15 | Agricultural | 01-ALC-AllCommercial-OffEquip |  | Ballast – Electronic: NR - 11 | Residential Audits 0.72 |  |  | Small Boilers (<100 MMBtu/hr Heat Input):Uncontrolled
|  |  | System | Not Used | 01-ALC-AllCommercial-Refrig |  | Fluorescent Fixture – T8: C/I/A - 11 | Refrigerator Recycling 0.35 |  |  | Small Boilers (<100 MMBtu/hr Heat Input):Controlled Low NOx Burner
|  |  |  | Not Used | 01-ALC-AllCommercial-Vent/Fan |  | Fixture: T8 Lamp & Electronic Ballast: C/I/A - 11 | Freezer Recycling 0.54 |  |  | Small Boilers (<100 MMBtu/hr Heat Input):Controlled – Flue Gas Recirculation
|  |  |  | Not Used | 02-ASM-Assembly-Cooling |  | T8 Fixtures – 17 Watt Lamp, 2ft or 32-watt Lamp, 4ft 11 | Residential Contractor Program 0.89 |  |  | Residential Furnaces (<0.3):Uncontrolled
[5 empty] | 02-ASM-Assembly-Exit |  | T8 Lamps: C/I/A - 5 | Emerging Technologies 0.83
[5 empty] | 02-ASM-Assembly-ExtLight |  | High Efficiency Lighting (HID): NR - 16 | All other residential programs 0.80
[5 empty] | 02-ASM-Assembly-IntLight |  | High Output T5 Fixture: NR - 16 |  | Electric Rate | Gas Rate
[5 empty] | 03-BCR-BothResidentialandCommercial-COOL |  | Indoor or Outdoor Lighting System Modification: NR - 13.5 | Advanced water heating systems 1.00 | Residential | 0
[5 empty] | 03-BCR-BothResidentialandCommercial-LIT_INT |  | Lighting Controls: NR - 16 | Agricultural and Dairy Incentives 0.75 | Commercial | Residential
[5 empty] | 03-BCR-BothResidentialandCommercial-OFF_EQ |  | Daylighting Controls; NR - 16 | Coin Laundry and Dry Cleaner Education 0.70 | Not Used | Not Used
[5 empty] | 03-BCR-BothResidentialandCommercial-LIT_EXT |  | Lighting Power Density: NR - 11 | Commercial and agricultural information, tools, or design assistance services | Not Used
[5 empty] | 03-BCR-BothResidentialandCommercial-REFG |  | Exit Sign – CF Hardware Kit/LED/ Electro-Luminescent: NR - 16 | Comprehensive Space Conditioning 1.00 | Not Used
[5 empty] | 03-BCR-BothResidentialandCommercial-VENT |  | Occupancy Sensor: NR - 8 | Lodging Education 0.70
[5 empty] | 04-DMO-ResidentialMobileHome–DoubleWide-CL_DRY |  | Photocell: NR - 8 | Express Efficiency (rebates) 0.96
[5 empty] | 04-DMO-ResidentialMobileHome–DoubleWide-CL_WASH |  | Time Clock – Lighting: NR - 8 | Energy Management Services, including audits (for small and medium customers)
[5 empty] | 04-DMO-ResidentialMobileHome–DoubleWide-DSH_WASH |  | Induction Lamps: NR - 2 | Food Services Equipment Retrofit 1.00
[5 empty] | 04-DMO-ResidentialMobileHome–DoubleWide-FREEZ |  | Induction Fixture: NR - 16 | Industrial Information and Services 0.74
[5 empty] | 04-DMO-ResidentialMobileHome–DoubleWide-LIGHT |  | Delamp/reflectors: C/I - 11 | Large Standard Performance Contract 0.70
[5 empty] | 04-DMO-ResidentialMobileHome–DoubleWide-POOL_PMP |  | Optical Reflectors- new construction: Ind, NRNC - 12 | All other nonresidential programs 0.80
[5 empty] | 04-DMO-ResidentialMobileHome–DoubleWide-REFG |  | Optical Reflectors- retrofit: NR - 10 | New Construction
[5 empty] | 04-DMO-ResidentialMobileHome–DoubleWide-SP_COOL |  | HID fixture: Interior, >= 176 Watts lamp: Ind - 16 | Industrial and Agricultural Process 0.94
[5 empty] | 04-DMO-ResidentialMobileHome–DoubleWide-SP_HEAT |  | HID fixture: Interior, 251-400 Watt lamp: Com - 16 | Industrial new construction incentives 0.62
[5 empty] | 04-DMO-ResidentialMobileHome–DoubleWide-WAT_HEAT |  | CFL Fixture: Pin based CFL fixture: Com - 12.0 | Savings by Design 0.82
[5 empty] | 05-ECC-Education–CommunityCollege-COOL |  | Screw-in CFL: Education - Primary School: NR - 5.6 | All other new construction programs 0.80
[5 empty] | 05-ECC-Education–CommunityCollege-LIT_INT |  | Screw-in CFL: Education - Secondary School: NR - 3.5 | Large Standard Performance Contract 0.7011
[5 empty] | 05-ECC-Education–CommunityCollege-OFF_EQ |  | Screw-in CFL: Education - Community College: NR - 2.1 | Savings by Design 0.8212
[5 empty] | 05-ECC-Education–CommunityCollege-LIT_EXT |  | Screw-in CFL: Education - University: NR - 2.6 | Codes and Standards
[5 empty] | 05-ECC-Education–CommunityCollege-REFG |  | Screw-in CFL: Grocery: NR - 1.4
[5 empty] | 05-ECC-Education–CommunityCollege-VENT |  | Screw-in CFL: Health/Medical - Hospital: NR - 0.9
[5 empty] | 06-EPR-Education–PrimarySchool-COOL |  | Screw-in CFL: Health/Medical - Nursing Home: NR - 0.9
[5 empty] | 06-EPR-Education–PrimarySchool-LIT_INT |  | Screw-in CFL: Lodging - Hotel: NR - 0.9
[5 empty] | 06-EPR-Education–PrimarySchool-OFF_EQ |  | Screw-in CFL: Lodging - Motel: NR - 0.9
[5 empty] | 06-EPR-Education–PrimarySchool-LIT_EXT |  | Screw-in CFL: Lodging - Guest Rooms: NR - 7.0
[5 empty] | 06-EPR-Education–PrimarySchool-REFG |  | Screw-in CFL: Manufacturing - Light Industrial: NR - 2.8
[5 empty] | 06-EPR-Education–PrimarySchool-VENT |  | Screw-in CFL: Office - Large: NR - 2.9
[5 empty] | 07-ESE-Education–SecondarySchool-COOL |  | Screw-in CFL: Office - Small: NR - 3.2
[5 empty] | 07-ESE-Education–SecondarySchool-LIT_INT |  | Screw-in CFL: Restaurant - Sit-Down: NR - 2.3
[5 empty] | 07-ESE-Education–SecondarySchool-OFF_EQ |  | Screw-in CFL: Restaurant - Fast-Food: NR - 1.3
[5 empty] | 07-ESE-Education–SecondarySchool-LIT_EXT |  | Screw-in CFL: Retail - 3-Story Large: NR - 1.9
[5 empty] | 07-ESE-Education–SecondarySchool-REFG |  | Screw-in CFL: Retail - Single-Story Large: NR - 1.8
[5 empty] | 07-ESE-Education–SecondarySchool-VENT |  | Screw-in CFL: Retail - Small: NR - 2.1
[5 empty] | 08-EUN-Education–University-COOL |  | Screw-in CFL: Storage - Conditioned: NR - 2.8
[5 empty] | 08-EUN-Education–University-LIT_INT |  | Screw-in CFL: Storage - Unconditioned: NR - 2.8
[5 empty] | 08-EUN-Education–University-OFF_EQ |  | Screw-in CFL: Warehouse - Refrigerated: NR - 3.1
08-EUN-Education–University-LIT_EXT
[5 empty] | 08-EUN-Education–University-REFG |  | HVAC/Refrigeration – SPC: NR - 16
[5 empty] | 08-EUN-Education–University-VENT |  | Chiller – High Efficiency: NR - 20
[5 empty] | 09-GRO-Grocery-COOL |  | Chiller – Variable Speed Drive: NR - 20
[5 empty] | 09-GRO-Grocery-LIT_INT |  | Water Cooled Chillers: NR - 20
[5 empty] | 09-GRO-Grocery-OFF_EQ |  | Air Conditioners – High Efficiency: NR - 15
[5 empty] | 09-GRO-Grocery-LIT_EXT |  | Packaged HVAC Systems: NR - 15
[5 empty] | 09-GRO-Grocery-REFG |  | Install HVAC EMS: Com - 14
[5 empty] | 09-GRO-Grocery-VENT |  | AC Packaged Terminal Units: NR - 15
[5 empty] | 10-HSP-Health/Medical–Hospital-COOL |  | Evaporative Coolers: NR - 15
[5 empty] | 10-HSP-Health/Medical–Hospital-LIT_INT |  | Boiler – High Efficiency: NR - 20
[5 empty] | 10-HSP-Health/Medical–Hospital-OFF_EQ |  | Cooling Towers/Evaporative Condenser: NR - 15
[5 empty] | 10-HSP-Health/Medical–Hospital-LIT_EXT |  | Heat Pump – Split System: NR - 15
[5 empty] | 10-HSP-Health/Medical–Hospital-REFG |  | Heat Pump with Integrated Water Heating: NR - 10
[5 empty] | 10-HSP-Health/Medical–Hospital-VENT |  | Ground Source Heat Pump: NR - 15
[5 empty] | 11-HTL-Lodging–Hotel(GuestRooms)-COOL |  | Reduce Internal Load: NR - 15
[5 empty] | 11-HTL-Lodging–Hotel(GuestRooms)-LIT_INT |  | Insulation: NR - 20
[5 empty] | 11-HTL-Lodging–Hotel(GuestRooms)-OFF_EQ |  | Insulation Package: NR - 20
[5 empty] | 11-HTL-Lodging–Hotel(GuestRooms)-LIT_EXT |  | Reflective Window Film: NR - 10
[5 empty] | 11-HTL-Lodging–Hotel(GuestRooms)-REFG |  | Bypass/Delay Timer(lighting): NR - 8
[5 empty] | 11-HTL-Lodging–Hotel(GuestRooms)-VENT |  | Set-Back Thermostat: NR - 11
[5 empty] | 12-MBT-Manufacturing–Bio/Tech-AG_PUMP |  | Time Clock - HVAC: NR - 10
[5 empty] | 12-MBT-Manufacturing–Bio/Tech-COMP_AIR |  | HVAC/Space Heating/Efficiency (Gas): NR - 18
[5 empty] | 12-MBT-Manufacturing–Bio/Tech-COOL |  | Nonresidential Gas – AC: NR - 20
12-MBT-Manufacturing–Bio/Tech-LIGHT
[5 empty] | 12-MBT-Manufacturing–Bio/Tech-MOTOR |  | Adjustable speed drive, application unknown: Ag - 10
[5 empty] | 12-MBT-Manufacturing–Bio/Tech-PROC_OTH |  | Adjustable speed drive, application unknown: Com - 10
[5 empty] | 13-MFM-ResidentialMulti-family-CL_DRY |  | Adjustable Speed Drive: HVAC fan, 50 HP Max: Com - 10
[5 empty] | 13-MFM-ResidentialMulti-family-CL_WASH |  | Pump repair: Ag - 11
[5 empty] | 13-MFM-ResidentialMulti-family-DSH_WASH |  | Injection molding machines: Ind - 15
[5 empty] | 13-MFM-ResidentialMulti-family-FREEZ |  | Plastic extusion equipment: Ind - 15
[5 empty] | 13-MFM-ResidentialMulti-family-LIGHT |  | Process cooling: Ind - 15
[5 empty] | 13-MFM-ResidentialMulti-family-POOL_PMP |  | Process equipment insulation: Ind - 15
13-MFM-ResidentialMulti-family-REFG
[5 empty] | 13-MFM-ResidentialMulti-family-SP_COOL |  | Horizontal Clothes Washer: NR - 10
[5 empty] | 13-MFM-ResidentialMulti-family-SP_HEAT |  | Efficient Dishwashing: NR - 5
[5 empty] | 13-MFM-ResidentialMulti-family-WAT_HEAT |  | Water Heater Controls: NR - 15
[5 empty] | 14-MLI-Manufacturing–LightIndustry-AG_PUMP |  | Cooking measures , Assorted: Com - 12
[5 empty] | 14-MLI-Manufacturing–LightIndustry-COMP_AIR |  | Water Heater – Gas: NR - 15
[5 empty] | 14-MLI-Manufacturing–LightIndustry-COOL |  | Domestic Hot Water Boiler (Gas): NR - 20
14-MLI-Manufacturing–LightIndustry-LIGHT
[5 empty] | 14-MLI-Manufacturing–LightIndustry-MOTOR |  | Auto Closer for Cooler/Freezer: NR - 8
[5 empty] | 14-MLI-Manufacturing–LightIndustry-PROC_OTH |  | Door Gaskets: NR - 4
[5 empty] | 15-MTL-Lodging–Motel-COOL |  | Floating Head Pressure: NR - 16
[5 empty] | 15-MTL-Lodging–Motel-LIT_INT |  | Heatless Door: NR - 16
[5 empty] | 15-MTL-Lodging–Motel-OFF_EQ |  | Humidistat Control for Anti-Sweat Heater: NR - 12
[5 empty] | 15-MTL-Lodging–Motel-LIT_EXT |  | Insulation on Refrigeration Suction Line: NR - 11
[5 empty] | 15-MTL-Lodging–Motel-REFG |  | Night Covers for Display Cases: NR - 5
[5 empty] | 15-MTL-Lodging–Motel-VENT |  | PSC Evaporator Motor – Walkin/ Display: NR - 15
[5 empty] | 16-NRS-Health/Medical–Clinic-COOL |  | Refrigeration Case Doors – Glass/Acrylic: NR - 12
[5 empty] | 16-NRS-Health/Medical–Clinic-LIT_INT |  | Refrigerator Case with Doors: NR - 12
[5 empty] | 16-NRS-Health/Medical–Clinic-OFF_EQ |  | Refrigerator Condensate Evaporator – Elec/Non Elec: NR - 8
[5 empty] | 16-NRS-Health/Medical–Clinic-LIT_EXT |  | Strip Curtains for Walk-Ins: NR - 4
[5 empty] | 16-NRS-Health/Medical–Clinic-REFG |  | Ballast: Electronic, for display case: NR - 11
[5 empty] | 16-NRS-Health/Medical–Clinic-VENT |  | Defrost: NR - 16
[5 empty] | 17-OFL-Office–Large-Cooling |  | FHP & EFF Conditioner: NR - 16
[5 empty] | 17-OFL-Office–Large-ExtLight |  | High-efficiency Liquid Suction Heat Exchangers: NR - 16
[5 empty] | 17-OFL-Office–Large-IntLight |  | Night Shields on Refrigerator and Freezer Cases: NR - 5
[5 empty] | 17-OFL-Office–Large-OffEquip |  | Walk-in Refrigerator or Freezer: Evaporative Fan Controller: NR - 5
[5 empty] | 17-OFL-Office–Large-Refrig |  | Multiplec Refrigeration Systems/Supermarket Systems: NR - 10
17-OFL-Office–Large-Vent/Fan
[5 empty] | 18-OFS-Office–Small-Cooling |  | Kiln/Oven/Furnace: NR - 18
[5 empty] | 18-OFS-Office–Small-ExtLight |  | Thermal Night Curtains: NR - 5
[5 empty] | 18-OFS-Office–Small-IntLight |  | Custom Measures – SPC: NR - 15
[5 empty] | 18-OFS-Office–Small-OffEquip |  | Local Government Partnership: NR - 11
[5 empty] | 18-OFS-Office–Small-Refrig |  | Audits: NR - 3
[5 empty] | 18-OFS-Office–Small-Vent/Fan |  | Plug Load Sensor: NR - 10
[5 empty] | 19-RES-AllResidential-CL_DRY |  | Information: NR - 1
[5 empty] | 19-RES-AllResidential-CL_WASH |  | High Efficiency Motors: NR - 15
[5 empty] | 19-RES-AllResidential-DSH_WASH |  | Process Overhaul: NR - 20
[5 empty] | 19-RES-AllResidential-FREEZ |  | System Controls: NR - 15
19-RES-AllResidential-LIGHT
19-RES-AllResidential-POOL_PMP
[5 empty] | 19-RES-AllResidential-REFG |  | RESIDENTIAL MEASURES
[5 empty] | 19-RES-AllResidential-SP_COOL |  | ****************************************************************
[5 empty] | 19-RES-AllResidential-SP_HEAT |  | T8 Fixtures ; lamp or ballast: Res - 15
[5 empty] | 19-RES-AllResidential-WAT_HEAT |  | Pin based CFL Fixture: Res - 16
[5 empty] | 20-RFF-Restaurant–FastFood-Cooling |  | CFL: Indoor Screw in: Res - 9.4
[5 empty] | 20-RFF-Restaurant–FastFood-ExtLight |  | CFL: Outdoor Screw in: Res - 7
[5 empty] | 20-RFF-Restaurant–FastFood-IntLight |  | Torchiere: Res - 9
20-RFF-Restaurant–FastFood-OffEquip
[5 empty] | 20-RFF-Restaurant–FastFood-Refrig |  | Air Conditioners with SEER >= 11.0: Res - 18
[5 empty] | 20-RFF-Restaurant–FastFood-Vent/Fan |  | Central Air Conditioners: Res - 18
[5 empty] | 21-RSD-Restaurant–SitDown-COOL |  | Duct Testing: Res NC - 18
[5 empty] | 21-RSD-Restaurant–SitDown-LIT_INT |  | High Energy Efficiency Ducts: Res - 18
[5 empty] | 21-RSD-Restaurant–SitDown-OFF_EQ |  | Whole House Fan: Res - 15
[5 empty] | 21-RSD-Restaurant–SitDown-LIT_EXT |  | Evaporative Cooler: Res - 15
[5 empty] | 21-RSD-Restaurant–SitDown-PROC_OTH |  | Glazing - Low E Double / Low Shade Coefficient: Res - 20
[5 empty] | 21-RSD-Restaurant–SitDown-REFG |  | Heat Pump - Electric: Res - 15
[5 empty] | 21-RSD-Restaurant–SitDown-VENT |  | Insulation - Ceiling / Floor / Walls: Res - 20
[5 empty] | 22-RT3-Retail–3StoryLarge-COOL |  | A/C with Integrated Water Heating: Res - 10
[5 empty] | 22-RT3-Retail–3StoryLarge-LIT_INT |  | Programmable Thermostat: Res - 12
22-RT3-Retail–3StoryLarge-OFF_EQ
[5 empty] | 22-RT3-Retail–3StoryLarge-LIT_EXT |  | Audits: Res - 3
[5 empty] | 22-RT3-Retail–3StoryLarge-REFG |  | Gas Cooktops: Res - 20
[5 empty] | 22-RT3-Retail–3StoryLarge-VENT |  | Gas Dryer Stub: Res - 18
[5 empty] | 23-RTL-Retail–SingleStorylarge-COOL |  | Energy-Efficient Furnaces: Res - 18
23-RTL-Retail–SingleStorylarge-LIT_INT
[5 empty] | 23-RTL-Retail–SingleStorylarge-OFF_EQ |  | Refrigerator Recycling: Res - 10
[5 empty] | 23-RTL-Retail–SingleStorylarge-LIT_EXT |  | Refrigerator - Energy Efficient; 20% more efficient: Res - 18
[5 empty] | 23-RTL-Retail–SingleStorylarge-REFG |  | Refrigerators: Res - 18
23-RTL-Retail–SingleStorylarge-VENT
24-RTS-Retail–Small-COOL
[5 empty] | 24-RTS-Retail–Small-LIT_INT |  | GENERIC USEFUL LIVES:
[5 empty] | 24-RTS-Retail–Small-OFF_EQ |  | ****************************************************************
[5 empty] | 24-RTS-Retail–Small-LIT_EXT |  | 0.1
[5 empty] | 24-RTS-Retail–Small-REFG |  | 0.2
[5 empty] | 24-RTS-Retail–Small-VENT |  | 0.3
[5 empty] | 25-SCN-Storage–Conditioned-Cooling |  | 0.4
[5 empty] | 25-SCN-Storage–Conditioned-Exit |  | 0.5
[5 empty] | 25-SCN-Storage–Conditioned-ExtLight |  | 0.6
[5 empty] | 26-SFM-ResidentialSingleFamily-CL_DRY |  | 0.7
[5 empty] | 26-SFM-ResidentialSingleFamily-CL_WASH |  | 0.8
[5 empty] | 26-SFM-ResidentialSingleFamily-DSH_WASH |  | 0.9
[5 empty] | 26-SFM-ResidentialSingleFamily-FREEZ |  | 1
[5 empty] | 26-SFM-ResidentialSingleFamily-LIGHT |  | 1.1
[5 empty] | 26-SFM-ResidentialSingleFamily-POOL_PMP |  | 1.2
[5 empty] | 26-SFM-ResidentialSingleFamily-REFG |  | 1.3
[5 empty] | 26-SFM-ResidentialSingleFamily-SP_COOL |  | 1.4
[5 empty] | 26-SFM-ResidentialSingleFamily-SP_HEAT |  | 1.5
[5 empty] | 26-SFM-ResidentialSingleFamily-WAT_HEAT |  | 1.6
[5 empty] | 27-SMO-ResidentialMobileHome–SingleWide-CL_DRY |  | 1.7
[5 empty] | 27-SMO-ResidentialMobileHome–SingleWide-CL_WASH |  | 1.8
[5 empty] | 27-SMO-ResidentialMobileHome–SingleWide-DSH_WASH |  | 1.9
[5 empty] | 27-SMO-ResidentialMobileHome–SingleWide-FREEZ |  | 2
[5 empty] | 27-SMO-ResidentialMobileHome–SingleWide-LIGHT |  | 2.1
[5 empty] | 27-SMO-ResidentialMobileHome–SingleWide-POOL_PMP |  | 2.2
[5 empty] | 27-SMO-ResidentialMobileHome–SingleWide-REFG |  | 2.3
[5 empty] | 27-SMO-ResidentialMobileHome–SingleWide-SP_COOL |  | 2.4
[5 empty] | 27-SMO-ResidentialMobileHome–SingleWide-SP_HEAT |  | 2.5
[5 empty] | 27-SMO-ResidentialMobileHome–SingleWide-WAT_HEAT |  | 2.6
[5 empty] | 28-SUN-Storage–Unconditioned-Exit |  | 2.7
[5 empty] | 28-SUN-Storage–Unconditioned-ExtLight |  | 2.8
[5 empty] | 29-WRF-Storage–Refrigerated-Cooling |  | 2.9
[5 empty] | 29-WRF-Storage–Refrigerated-Exit |  | 3
[5 empty] | 29-WRF-Storage–Refrigerated-ExtLight |  | 3.1
[5 empty] | 30-S20-SIC20Food&KindredProducts-AG_PUMP |  | 3.2
[5 empty] | 30-S20-SIC20Food&KindredProducts-COMP_AIR |  | 3.3
[5 empty] | 30-S20-SIC20Food&KindredProducts-COOL |  | 3.4
[5 empty] | 30-S20-SIC20Food&KindredProducts-LIGHT |  | 3.5
[5 empty] | 30-S20-SIC20Food&KindredProducts-MOTOR |  | 3.6
[5 empty] | 30-S20-SIC20Food&KindredProducts-PROC_OTH |  | 3.7
[5 empty] | 31-S26-SIC26Paper&AlliedProducts-AG_PUMP |  | 3.8
[5 empty] | 31-S26-SIC26Paper&AlliedProducts-COMP_AIR |  | 3.9
[5 empty] | 31-S26-SIC26Paper&AlliedProducts-COOL |  | 4
[5 empty] | 31-S26-SIC26Paper&AlliedProducts-LIGHT |  | 4.1
[5 empty] | 31-S26-SIC26Paper&AlliedProducts-MOTOR |  | 4.2
[5 empty] | 31-S26-SIC26Paper&AlliedProducts-PROC_OTH |  | 4.3
[5 empty] | 32-S28-SIC28Chemicals&AlliedProducts-AG_PUMP |  | 4.4
[5 empty] | 32-S28-SIC28Chemicals&AlliedProducts-COMP_AIR |  | 4.5
[5 empty] | 32-S28-SIC28Chemicals&AlliedProducts-COOL |  | 4.6
[5 empty] | 32-S28-SIC28Chemicals&AlliedProducts-LIGHT |  | 4.7
[5 empty] | 32-S28-SIC28Chemicals&AlliedProducts-MOTOR |  | 4.8
[5 empty] | 32-S28-SIC28Chemicals&AlliedProducts-PROC_OTH |  | 4.9
[5 empty] | 33-S29-SIC29Petroleum&CoalProducts-AG_PUMP |  | 5
[5 empty] | 33-S29-SIC29Petroleum&CoalProducts-COMP_AIR |  | 5.1
[5 empty] | 33-S29-SIC29Petroleum&CoalProducts-COOL |  | 5.2
[5 empty] | 33-S29-SIC29Petroleum&CoalProducts-LIGHT |  | 5.3
[5 empty] | 33-S29-SIC29Petroleum&CoalProducts-MOTOR |  | 5.4
[5 empty] | 33-S29-SIC29Petroleum&CoalProducts-PROC_OTH |  | 5.5
[5 empty] | 34-S33-SIC33Metals-AG_PUMP |  | 5.6
[5 empty] | 34-S33-SIC33Metals-COMP_AIR |  | 5.7
[5 empty] | 34-S33-SIC33Metals-COOL |  | 5.8
[5 empty] | 34-S33-SIC33Metals-LIGHT |  | 5.9
[5 empty] | 34-S33-SIC33Metals-MOTOR |  | 6
[5 empty] | 34-S33-SIC33Metals-PROC_OTH |  | 6.1
[5 empty] | 35-OTI-OtherIndustrial-AG_PUMP |  | 6.2
[5 empty] | 35-OTI-OtherIndustrial-COMP_AIR |  | 6.3
[5 empty] | 35-OTI-OtherIndustrial-COOL |  | 6.4
[5 empty] | 35-OTI-OtherIndustrial-LIGHT |  | 6.5
[5 empty] | 35-OTI-OtherIndustrial-MOTOR |  | 6.6
[5 empty] | 35-OTI-OtherIndustrial-PROC_OTH |  | 6.7
[5 empty] | 36-GST-Lodging-GuestRooms-Cooling |  | 6.8
[5 empty] | 36-GST-Lodging-GuestRooms-ExtLight |  | 6.9
[5 empty] | 36-GST-Lodging-GuestRooms-IntLight |  | 7
[5 empty] | 36-GST-Lodging-GuestRooms-OffEquip |  | 7.1
[5 empty] | 36-GST-Lodging-GuestRooms-Refrig |  | 7.2
[5 empty] | 36-GST-Lodging-GuestRooms-Vent/Fan |  | 7.3
7.4
7.5
7.6
7.7
7.8
7.9
8
8.1
8.2
8.3
8.4
8.5
8.6
8.7
8.8
8.9
9
9.1
9.2
9.3
9.4
9.5
9.6
9.7
9.8
9.9
10
10.1
10.2
10.3
10.4
10.5
10.6
10.7
10.8
10.9
11
11.1
11.2
11.3
11.4
11.5
11.6
11.7
11.8
11.9
12
12.1
12.2
12.3
12.4
12.5
12.6
12.7
12.8
12.9
13
13.1
13.2
13.3
13.4
13.5
13.6
13.7
13.8
13.9
14
14.1
14.2
14.3
14.4
14.5
14.6
14.7
14.8
14.9
15
15.1
15.2
15.3
15.4
15.5
15.6
15.7
15.8
15.9
16
16.1
16.2
16.3
16.4
16.5
16.6
16.7
16.8
16.9
17
17.1
17.2
17.3
17.4
17.5
17.6
17.7
17.8
17.9
18
19
20