## Export
PROGRAM NAME | 0
BUDGET
Administrative Costs
Overhead and G&A | 0
Other Administrative Costs | 0
Marketing/Outreach | 0
Direct Implementation
Incentives and Rebates
User Input Incentive | 0
Direct Install Rebate | 708203.4
Direct Install Labor | 0
Direct Install Materials | 0
Activity | 0
Installation | 0
Hardware & Materials | 0
Rebate Processing & Inspection | 0
EM&V Costs | 0
Budget | 708203.4
Costs recovered from other sources | 0
Budget (plus other costs) | 708203.4
PROGRAM IMPACTS
Program Reductions for Measures installed through 2008
User Entered kW (kW) | 540.2601
Net Jul-Sept Peak (kW) | 396.6224
Net Dec-Feb Peak (kW) | 256.1145
Net NCP (kW) | 407.0583
Net CEC (kW) | 0
Annual Net kWh | 2068786.0314
Lifecycle Net kWh | 23030174.5458
Annual Net Therms | 92068.5251
Lifecycle Net Therms | 1389768.3826
Cost Effectiveness for all measures installed through 2012
TRC
Costs | 834720.876
Electric Benefits | 1504949.234
Gas Benefits | 717161.4433
Net Benefits (NPV) | 1387389.8014
BC Ratio | 2.6621
PAC
Costs | 612559.5214
Electric Benefits | 1504949.234
Gas Benefits | 717161.4433
Net Benefits (NPV) | 1609551.156
BC Ratio | 3.6276
Levelized Cost
Levelized Cost TRC ($/kWh )
Discounted kWh | 14108546.7528
Cost | 0.046272
Benefits | 0.10667
Benefit-Cost | 0.060397
Levelized Cost PAC ($/kWh)
Discounted kWh | 14108546.7528
Cost | 0.036072
Benefits | 0.10667
Benefit-Cost | 0.070597
Levelized Cost TRC ($/therm)
Discounted Therms | 758290.6105
Cost | 0.23986
Benefits | 0.94576
Benefit-Cost | 0.7059
Levelized Cost PAC ($/therm)
Discounted Therms | 758290.6105
Cost | 0.13667
Benefits | 0.94576
Benefit-Cost | 0.80909
Emission Annual Reductions (2006-2008) |  | Energy Division File sheet "Attachment II" Total Electricity and Gas Emission Reductions
Electric Annual CO2 (tons) - 2006 | 0 |  | 2006 | 2007 | 2008 | 2009 | 2010 | 2011 | 2012
2007 | 1187.269 |  | Total | Total | Total | Total | Total | Total | Total
2008 | 0 | Annual CO2 Emission Reductions (tons) | 0 | 1725.8699 | 0 | 0 | 0 | 0 | 0
Electric Lifecycle CO2 (tons) - 2006 | 0 | Lifecycle CO2 Emission Reductions (tons) | 0 | 21340.77 | 0 | 0 | 0 | 0 | 0
2007 | 13210.6249 | Annual NOx Emission Reductions (tons) | 0 | 0.58445 | 0 | 0 | 0 | 0 | 0
2008 | 0 | Lifecycle NOx Emission Reductions (tons) | 0 | 8.1829 | 0 | 0 | 0 | 0 | 0
Electric Annual NOX (tons) - 2006 | 0 | Annual SO2 Emission Reductions (tons)
2007 | 0.16093 | Lifecycle SO2 Emission Reductions (tons)
2008 | 0
Electric Lifecycle NOX (tons) - 2006 | 0
2007 | 1.79
2008 | 0
Electric Annual SO2 (lbs) - 2006
2007
2008
Electric Lifecycle SO2 (lbs) - 2006
2007
2008
Gas Annual CO2 (tons) - 2006 | 0
2007 | 538.6009
2008 | 0
Gas Lifecycle CO2 (tons) - 2006 | 0
2007 | 8130.145
2008 | 0
Gas Annual NOX (tons) - 2006 | 0
2007 | 0.42352
2008 | 0
Gas Lifecycle NOX (tons) - 2006 | 0
2007 | 6.3929
2008 | 0
Gas Annual SO2 (lbs) - 2006
2007
2008
Gas Lifecycle SO2 (lbs) - 2006
2007
2008
Data below not currently used in Energy Division workbook
Levelized Cost RIM ($/therm)
Discounted Therms | 758290.6105
Cost | 0.26071
Benefits | 0.94576
Benefit-Cost | 0.68505
Levelized Cost RIM ($/kWh)
Discounted kWh | 14108546.7528
Cost | 0.029405
Benefits | 0.10667
Benefit-Cost | 0.68505
RIM
Costs | 612559.5214
Electric Benefits | 1504949.234
Gas Benefits | 717161.4433
Net Benefits (NPV) | 1609551.156
BC Ratio | 3.6276
Impacts for all programs installed trhough 2012
Net July-Sept Peak (kW)
Clothes Dryer | 0
Clothes Washer | 0
Consumer Electronics | 0
Cooking | 0
Dishwasher | 0
Net Dec-Feb Pk (kW)
Clothes Dryer | 0
Clothes Washer | 0
Consumer Electronics | 0
Cooking | 0
Dishwasher | 0
0
Clothes Dryer | 0
Clothes Washer | 0
Consumer Electronics | 0
Cooking | 0
Dishwasher | 0
Annual Net kWh
Clothes Dryer | 0
Clothes Washer | 0
Consumer Electronics | 0
Cooking | 0
Dishwasher | 0
Lifecycle Net kWh
Clothes Dryer | 0
Clothes Washer | 0
Consumer Electronics | 0
Cooking | 0
Dishwasher | 0
Annual Net Therms
Clothes Dryer | 0
Clothes Washer | 0
Consumer Electronics | 0
Cooking | 0
Dishwasher | 0
Lifecycle Net Therms
Clothes Dryer | 0
Clothes Washer | 0
Consumer Electronics | 0
Cooking | 0
Dishwasher | 0

## Output by Measure
0
0
SDG&E | [7 empty] | Levelized Benefits less Costs (TRC) |  |  |  | Levelized Benefits less Costs (PAC) |  |  |  | Benefit Cost Ratios
Net Impacts by Measure | [7 empty] | No Allocated Admin |  | w/ Allocated Admin |  | No Allocated Admin |  | w/ Allocated Admin |  | No Allocated Admin |  | w/ Allocated Admin
| Net Avg Jul-Sep (kW) | Net Dec-Feb Pk (kW) | Net User Entered kW | Annual kWh adj for Net to gross | Lifecycle kWh (Annual * Measure Life) | Annual Therms | Lifecycle Therms | Electric ($/kWh) | Gas ($/Th) | Electric ($/kWh) | Gas ($/Th) | Electric ($/kWh) | Gas ($/Th) | Electric ($/kWh) | Gas ($/Th) | TRC | PAC | TRC | PAC
Total or Average | 396.6224 | 256.1145 | 540.2601 | 2068786.0314 | 23030174.5458 | 92068.5251 | 1389768.3826 | 0.060397 | 0.7059 | 0.060397 | 0.7059 | 0.070597 | 0.80909 | 0.070597 | 0.80909
234303-Lighting-Remove 4 Ft Lamp (De-Lamp) - Tr1 | 0.27984 | 0.18045 | 0.25607 | 1413.1109 | 15544.22 | -2.3142 | -25.4565 | 0.080499 | 0.68624 | 0.080499 | 0.68624 | 0.091747 | 0.78213 | 0.091747 | 0.78213 | 3.9094 | 6.5874 | 3.9094 | 6.5874
234002-A/C-Reflective Window Film Coastal | 0.23318 | 0.093023 | 0.13248 | 716.544 | 7165.44 | 0 | 0 | 0.085808 | 0 | 0.085808 | 0 | 0.098005 | 0 | 0.098005 | 0 | 3.4598 | 5.3198 | 3.4598 | 5.3198
234126-Refrigeration - Efficient Evap Fan Motor Electronically Commutated Motor (ECM) | 0.03864 | 0.029902 | 0.045634 | 335.1427 | 5027.1408 | -0.33201 | -4.9802 | 0.082968 | 0.82651 | 0.082968 | 0.82651 | -0.047945 | -0.47762 | -0.047945 | -0.47762 | 7.96 | 0.66433 | 7.96 | 0.66433
234331-Premium T8 with T12 40 Watt Baseline - Tr2 | 1.8575 | 1.1978 | 1.8505 | 9379.8818 | 103178.6997 | -15.3613 | -168.9739 | 0.080739 | 0.68829 | 0.080739 | 0.68829 | 0.088501 | 0.75446 | 0.088501 | 0.75446 | 3.9437 | 5.5001 | 3.9437 | 5.5001
234304-Lighting-Remove 4 Ft Lamp (De-Lamp) - Tr2 | 1.392 | 0.89762 | 1.3868 | 7029.4533 | 77323.9867 | -11.512 | -126.6321 | 0.091118 | 0.77677 | 0.091118 | 0.77677 | 0.10053 | 0.85704 | 0.10053 | 0.85704 | 6.3444 | 14.1703 | 6.3444 | 14.1703
234049-Lighting-LED Exit Sign New Sign | 0.038498 | 0.038248 | 0 | 337.2586 | 5396.1376 | 0 | 0 | 0.076914 | 0 | 0.076914 | 0 | 0.08281 | 0 | 0.08281 | 0 | 4.951 | 7.1024 | 4.951 | 7.1024
234331-Premium T8 with T12 40 Watt Baseline - Tr2 | 0.29768 | 0.19195 | 0.45413 | 1503.2307 | 16535.5373 | -2.4618 | -27.0799 | 0.05664 | 0.48223 | 0.05664 | 0.48223 | 0.07126 | 0.60671 | 0.07126 | 0.60671 | 2.0963 | 2.9236 | 2.0963 | 2.9236
234304-Lighting-Remove 4 Ft Lamp (De-Lamp) - Tr2 | 0.15978 | 0.10303 | 0.24375 | 806.8522 | 8875.3737 | -1.3214 | -14.535 | 0.07619 | 0.64868 | 0.07619 | 0.64868 | 0.093927 | 0.79969 | 0.093927 | 0.79969 | 3.3724 | 7.5323 | 3.3724 | 7.5323
234307-Lighting-Remove 8 Ft Lamp (De-Lamp) - Tr2 | 0.65924 | 0.42509 | 1.0057 | 3329.0049 | 36619.0541 | -5.4519 | -59.9704 | 0.088585 | 0.75421 | 0.088585 | 0.75421 | 0.096689 | 0.82321 | 0.096689 | 0.82321 | 5.4919 | 9.3233 | 5.4919 | 9.3233
234330-Premium T8 with T12 40 Watt Baseline - Tr1 | 0.28052 | 0.18089 | 0.2567 | 1416.5659 | 15582.2254 | -2.3199 | -25.5187 | 0.06218 | 0.5294 | 0.06218 | 0.5294 | 0.064626 | 0.55022 | 0.064626 | 0.55022 | 2.3481 | 2.4795 | 2.3481 | 2.4795
234330-Premium T8 with T12 40 Watt Baseline - Tr1 | 0.11221 | 0.072355 | 0.10268 | 566.6264 | 6232.8902 | -0.92795 | -10.2075 | 0.062041 | 0.52889 | 0.062041 | 0.52889 | 0.064487 | 0.54974 | 0.064487 | 0.54974 | 2.345 | 2.4763 | 2.345 | 2.4763
234303-Lighting-Remove 4 Ft Lamp (De-Lamp) - Tr1 | 0.37311 | 0.24059 | 0.34143 | 1884.1479 | 20725.6266 | -3.0856 | -33.942 | 0.080499 | 0.68624 | 0.080499 | 0.68624 | 0.091747 | 0.78213 | 0.091747 | 0.78213 | 3.9094 | 6.5874 | 3.9094 | 6.5874
234330-Premium T8 with T12 40 Watt Baseline - Tr1 | 1.3214 | 0.85207 | 2.0159 | 6672.8054 | 73400.8596 | -10.9279 | -120.2072 | 0.05445 | 0.46359 | 0.05445 | 0.46359 | 0.057306 | 0.4879 | 0.057306 | 0.4879 | 2.011 | 2.1236 | 2.011 | 2.1236
234331-Premium T8 with T12 40 Watt Baseline - Tr2 | 0.39691 | 0.25594 | 0.60551 | 2004.3076 | 22047.3831 | -3.2824 | -36.1066 | 0.05664 | 0.48223 | 0.05664 | 0.48223 | 0.07126 | 0.60671 | 0.07126 | 0.60671 | 2.0963 | 2.9236 | 2.0963 | 2.9236
234307-Lighting-Remove 8 Ft Lamp (De-Lamp) - Tr2 | 0.32962 | 0.21255 | 0.50285 | 1664.5025 | 18309.5271 | -2.7259 | -29.9852 | 0.088585 | 0.75421 | 0.088585 | 0.75421 | 0.096689 | 0.82321 | 0.096689 | 0.82321 | 5.4919 | 9.3233 | 5.4919 | 9.3233
234330-Premium T8 with T12 40 Watt Baseline - Tr1 | 0.3222 | 0.20776 | 0.52376 | 1627.0355 | 17897.3905 | -2.6646 | -29.3102 | 0.049936 | 0.4257 | 0.049936 | 0.4257 | 0.053024 | 0.45202 | 0.053024 | 0.45202 | 1.8576 | 1.9615 | 1.8576 | 1.9615
234303-Lighting-Remove 4 Ft Lamp (De-Lamp) - Tr1 | 1.0714 | 0.69085 | 1.7416 | 5410.2237 | 59512.461 | -8.8602 | -97.4625 | 0.073238 | 0.62434 | 0.073238 | 0.62434 | 0.087438 | 0.7454 | 0.087438 | 0.7454 | 3.0967 | 5.218 | 3.0967 | 5.218
234330-Premium T8 with T12 40 Watt Baseline - Tr1 | 0.16665 | 0.10746 | 0.27091 | 841.5701 | 9257.2709 | -1.3782 | -15.1605 | 0.049936 | 0.4257 | 0.049936 | 0.4257 | 0.053024 | 0.45202 | 0.053024 | 0.45202 | 1.8576 | 1.9615 | 1.8576 | 1.9615
234303-Lighting-Remove 4 Ft Lamp (De-Lamp) - Tr1 | 0.55416 | 0.35734 | 0.90083 | 2798.3916 | 30782.3074 | -4.5829 | -50.4116 | 0.073238 | 0.62434 | 0.073238 | 0.62434 | 0.087438 | 0.7454 | 0.087438 | 0.7454 | 3.0967 | 5.218 | 3.0967 | 5.218
234330-Premium T8 with T12 40 Watt Baseline - Tr1 | 0.13222 | 0.075444 | 0.20334 | 657.9966 | 7237.9624 | -0.85073 | -9.3581 | 0.042655 | 0.37618 | 0.042655 | 0.37618 | 0.045938 | 0.40513 | 0.045938 | 0.40513 | 1.6891 | 1.7836 | 1.6891 | 1.7836
234303-Lighting-Remove 4 Ft Lamp (De-Lamp) - Tr1 | 0.2638 | 0.15052 | 0.40568 | 1312.7834 | 14440.6177 | -1.6973 | -18.6705 | 0.067426 | 0.59464 | 0.067426 | 0.59464 | 0.082522 | 0.72777 | 0.082522 | 0.72777 | 2.8158 | 4.7447 | 2.8158 | 4.7447
234330-Premium T8 with T12 40 Watt Baseline - Tr1 | 0.12158 | 0.078395 | 0.15826 | 613.9299 | 6753.2292 | -1.0054 | -11.0596 | 0.044449 | 0.37844 | 0.044449 | 0.37844 | 0.047834 | 0.40726 | 0.047834 | 0.40726 | 1.6961 | 1.791 | 1.6961 | 1.791
234303-Lighting-Remove 4 Ft Lamp (De-Lamp) - Tr1 | 0.40426 | 0.26068 | 0.52624 | 2041.4418 | 22455.8596 | -3.3432 | -36.7755 | 0.070001 | 0.59599 | 0.070001 | 0.59599 | 0.085574 | 0.72857 | 0.085574 | 0.72857 | 2.8275 | 4.7644 | 2.8275 | 4.7644
234332-Premium T8 with T12 40 Watt Baseline - Tr3 | 0.35995 | 0.2321 | 0.46855 | 1817.6652 | 19994.3167 | -2.9768 | -32.7443 | 0.041191 | 0.3507 | 0.041191 | 0.3507 | 0.073272 | 0.62383 | 0.073272 | 0.62383 | 1.6137 | 3.0914 | 1.6137 | 3.0914
234305-Lighting-Remove 4 Ft Lamp (De-Lamp) - Tr3 | 1.2465 | 0.80376 | 1.6226 | 6294.4455 | 69238.9003 | -10.3083 | -113.3913 | 0.070423 | 0.59958 | 0.070423 | 0.59958 | 0.096182 | 0.81889 | 0.096182 | 0.81889 | 2.859 | 8.9333 | 2.859 | 8.9333
234330-Premium T8 with T12 40 Watt Baseline - Tr1 | 0.39137 | 0.22331 | 0.60188 | 1947.6699 | 21424.3688 | -2.5182 | -27.6999 | 0.041985 | 0.37384 | 0.041985 | 0.37384 | 0.045268 | 0.40307 | 0.045268 | 0.40307 | 1.6782 | 1.7721 | 1.6782 | 1.7721
234303-Lighting-Remove 4 Ft Lamp (De-Lamp) - Tr1 | 0.56276 | 0.32111 | 0.86545 | 2800.6047 | 30806.6512 | -3.6209 | -39.8304 | 0.066759 | 0.59443 | 0.066759 | 0.59443 | 0.081856 | 0.72886 | 0.081856 | 0.72886 | 2.7977 | 4.7141 | 2.7977 | 4.7141
234330-Premium T8 with T12 40 Watt Baseline - Tr1 | 0.41789 | 0.23844 | 0.6341 | 2079.6245 | 22875.8691 | -3.1531 | -34.6846 | 0.045197 | 0.39165 | 0.045197 | 0.39165 | 0.048443 | 0.41977 | 0.048443 | 0.41977 | 1.7383 | 1.8356 | 1.7383 | 1.8356
234303-Lighting-Remove 4 Ft Lamp (De-Lamp) - Tr1 | 0.14252 | 0.08132 | 0.21626 | 709.2486 | 7801.7348 | -1.0754 | -11.8291 | 0.069693 | 0.60392 | 0.069693 | 0.60392 | 0.084622 | 0.73327 | 0.084622 | 0.73327 | 2.8979 | 4.8831 | 2.8979 | 4.8831
234331-Premium T8 with T12 40 Watt Baseline - Tr2 | 0.66978 | 0.43189 | 1.0218 | 3382.269 | 37204.959 | -5.5391 | -60.9299 | 0.0565 | 0.48166 | 0.0565 | 0.48166 | 0.071121 | 0.6063 | 0.071121 | 0.6063 | 2.0935 | 2.9198 | 2.0935 | 2.9198
234304-Lighting-Remove 4 Ft Lamp (De-Lamp) - Tr2 | 0.47934 | 0.30909 | 0.73126 | 2420.5565 | 26626.1211 | -3.9641 | -43.6051 | 0.076051 | 0.64833 | 0.076051 | 0.64833 | 0.093788 | 0.79953 | 0.093788 | 0.79953 | 3.368 | 7.5225 | 3.368 | 7.5225
234330-Premium T8 with T12 40 Watt Baseline - Tr1 | 0.29916 | 0.1929 | 0.43168 | 1510.6724 | 16617.3964 | -2.474 | -27.214 | 0.051308 | 0.44136 | 0.051308 | 0.44136 | 0.05429 | 0.46701 | 0.05429 | 0.46701 | 1.9124 | 2.0194 | 1.9124 | 2.0194
234303-Lighting-Remove 4 Ft Lamp (De-Lamp) - Tr1 | 0.3826 | 0.24671 | 0.55208 | 1932.0357 | 21252.3925 | -3.1641 | -34.8047 | 0.073811 | 0.63493 | 0.073811 | 0.63493 | 0.087525 | 0.7529 | 0.087525 | 0.7529 | 3.1881 | 5.3721 | 3.1881 | 5.3721
234330-Premium T8 with T12 40 Watt Baseline - Tr1 | 0.28831 | 0.18591 | 0.43983 | 1455.8848 | 16014.733 | -2.3843 | -26.227 | 0.054311 | 0.46299 | 0.054311 | 0.46299 | 0.057166 | 0.48733 | 0.057166 | 0.48733 | 2.0084 | 2.1209 | 2.0084 | 2.1209
234331-Premium T8 with T12 40 Watt Baseline - Tr2 | 0.22326 | 0.14396 | 0.3406 | 1127.423 | 12401.653 | -1.8464 | -20.31 | 0.05664 | 0.48223 | 0.05664 | 0.48223 | 0.07126 | 0.60671 | 0.07126 | 0.60671 | 2.0963 | 2.9236 | 2.0963 | 2.9236
234304-Lighting-Remove 4 Ft Lamp (De-Lamp) - Tr2 | 0.27961 | 0.1803 | 0.42657 | 1411.9913 | 15531.904 | -2.3124 | -25.4363 | 0.07619 | 0.64868 | 0.07619 | 0.64868 | 0.093927 | 0.79969 | 0.093927 | 0.79969 | 3.3724 | 7.5323 | 3.3724 | 7.5323
234307-Lighting-Remove 8 Ft Lamp (De-Lamp) - Tr2 | 0.36258 | 0.2338 | 0.55314 | 1830.9527 | 20140.4798 | -2.9985 | -32.9837 | 0.088585 | 0.75421 | 0.088585 | 0.75421 | 0.096689 | 0.82321 | 0.096689 | 0.82321 | 5.4919 | 9.3233 | 5.4919 | 9.3233
234330-Premium T8 with T12 40 Watt Baseline - Tr1 | 0.28831 | 0.18591 | 0.43983 | 1455.8848 | 16014.733 | -2.3843 | -26.227 | 0.053681 | 0.46177 | 0.053681 | 0.46177 | 0.056537 | 0.48633 | 0.056537 | 0.48633 | 1.9966 | 2.1084 | 1.9966 | 2.1084
234303-Lighting-Remove 4 Ft Lamp (De-Lamp) - Tr1 | 0.23967 | 0.15454 | 0.36563 | 1210.2782 | 13313.0606 | -1.9821 | -21.8026 | 0.075234 | 0.64717 | 0.075234 | 0.64717 | 0.08837 | 0.76016 | 0.08837 | 0.76016 | 3.3285 | 5.6087 | 3.3285 | 5.6087
234330-Premium T8 with T12 40 Watt Baseline - Tr1 | 0.5183 | 0.29574 | 0.79708 | 2579.3466 | 28372.8128 | -3.3349 | -36.6836 | 0.042655 | 0.37618 | 0.042655 | 0.37618 | 0.045938 | 0.40513 | 0.045938 | 0.40513 | 1.6891 | 1.7836 | 1.6891 | 1.7836
234303-Lighting-Remove 4 Ft Lamp (De-Lamp) - Tr1 | 0.17586 | 0.10035 | 0.27045 | 875.189 | 9627.0785 | -1.1315 | -12.447 | 0.067426 | 0.59464 | 0.067426 | 0.59464 | 0.082522 | 0.72777 | 0.082522 | 0.72777 | 2.8158 | 4.7447 | 2.8158 | 4.7447
234330-Premium T8 with T12 40 Watt Baseline - Tr1 | 0.11787 | 0.067253 | 0.17885 | 586.5607 | 6452.1682 | -0.88935 | -9.7828 | 0.045197 | 0.39165 | 0.045197 | 0.39165 | 0.048443 | 0.41977 | 0.048443 | 0.41977 | 1.7383 | 1.8356 | 1.7383 | 1.8356
234331-Premium T8 with T12 40 Watt Baseline - Tr2 | 0.29768 | 0.19195 | 0.45413 | 1503.2307 | 16535.5373 | -2.4618 | -27.0799 | 0.05664 | 0.48223 | 0.05664 | 0.48223 | 0.07126 | 0.60671 | 0.07126 | 0.60671 | 2.0963 | 2.9236 | 2.0963 | 2.9236
234307-Lighting-Remove 8 Ft Lamp (De-Lamp) - Tr2 | 0.39554 | 0.25506 | 0.60342 | 1997.403 | 21971.4325 | -3.2711 | -35.9822 | 0.088585 | 0.75421 | 0.088585 | 0.75421 | 0.096689 | 0.82321 | 0.096689 | 0.82321 | 5.4919 | 9.3233 | 5.4919 | 9.3233
234331-Premium T8 with T12 40 Watt Baseline - Tr2 | 0.53105 | 0.30301 | 0.80582 | 2642.7748 | 29070.5228 | -4.007 | -44.077 | 0.047686 | 0.41321 | 0.047686 | 0.41321 | 0.064305 | 0.55722 | 0.064305 | 0.55722 | 1.812 | 2.5271 | 1.812 | 2.5271
234307-Lighting-Remove 8 Ft Lamp (De-Lamp) - Tr2 | 0.70562 | 0.40262 | 1.0707 | 3511.561 | 38627.1711 | -5.3243 | -58.5669 | 0.083998 | 0.72787 | 0.083998 | 0.72787 | 0.09321 | 0.80769 | 0.09321 | 0.80769 | 4.7471 | 8.0589 | 4.7471 | 8.0589
234330-Premium T8 with T12 40 Watt Baseline - Tr1 | 0.38079 | 0.21728 | 0.58561 | 1895.0302 | 20845.3318 | -2.4501 | -26.9512 | 0.042655 | 0.37618 | 0.042655 | 0.37618 | 0.045938 | 0.40513 | 0.045938 | 0.40513 | 1.6891 | 1.7836 | 1.6891 | 1.7836
234303-Lighting-Remove 4 Ft Lamp (De-Lamp) - Tr1 | 0.1231 | 0.070243 | 0.18932 | 612.6323 | 6738.9549 | -0.79208 | -8.7129 | 0.067426 | 0.59464 | 0.067426 | 0.59464 | 0.082522 | 0.72777 | 0.082522 | 0.72777 | 2.8158 | 4.7447 | 2.8158 | 4.7447
234331-Premium T8 with T12 40 Watt Baseline - Tr2 | 0.11842 | 0.076358 | 0.18531 | 597.9747 | 6577.722 | -0.97929 | -10.7722 | 0.048637 | 0.41463 | 0.048637 | 0.41463 | 0.065483 | 0.55824 | 0.065483 | 0.55824 | 1.817 | 2.5341 | 1.817 | 2.5341
234304-Lighting-Remove 4 Ft Lamp (De-Lamp) - Tr2 | 0.38135 | 0.24591 | 0.5968 | 1925.7611 | 21183.3724 | -3.1538 | -34.6916 | 0.071163 | 0.60666 | 0.071163 | 0.60666 | 0.0916 | 0.78088 | 0.0916 | 0.78088 | 2.9231 | 6.5289 | 2.9231 | 6.5289
234330-Premium T8 with T12 40 Watt Baseline - Tr1 | 0.21623 | 0.13943 | 0.32987 | 1091.9136 | 12011.0498 | -1.7882 | -19.6703 | 0.054311 | 0.46299 | 0.054311 | 0.46299 | 0.057166 | 0.48733 | 0.057166 | 0.48733 | 2.0084 | 2.1209 | 2.0084 | 2.1209
234303-Lighting-Remove 4 Ft Lamp (De-Lamp) - Tr1 | 0.71901 | 0.46363 | 1.0969 | 3630.8347 | 39939.1817 | -5.9462 | -65.4077 | 0.075862 | 0.64671 | 0.075862 | 0.64671 | 0.088995 | 0.75867 | 0.088995 | 0.75867 | 3.3482 | 5.6419 | 3.3482 | 5.6419
234330-Premium T8 with T12 40 Watt Baseline - Tr1 | 1.2935 | 0.83409 | 2.0994 | 6531.9613 | 71851.5746 | -10.6973 | -117.67 | 0.059791 | 0.50906 | 0.059791 | 0.50906 | 0.062363 | 0.53096 | 0.062363 | 0.53096 | 2.2324 | 2.3574 | 2.2324 | 2.3574
234303-Lighting-Remove 4 Ft Lamp (De-Lamp) - Tr1 | 0.42125 | 0.27163 | 0.68371 | 2127.2262 | 23399.4882 | -3.4837 | -38.3209 | 0.079204 | 0.67434 | 0.079204 | 0.67434 | 0.091035 | 0.77507 | 0.091035 | 0.77507 | 3.7217 | 6.2711 | 3.7217 | 6.2711
234330-Premium T8 with T12 40 Watt Baseline - Tr1 | 0.64009 | 0.41275 | 1.0389 | 3232.3108 | 35555.4184 | -5.2935 | -58.2285 | 0.059652 | 0.50852 | 0.059652 | 0.50852 | 0.062224 | 0.53045 | 0.062224 | 0.53045 | 2.2295 | 2.3544 | 2.2295 | 2.3544
234330-Premium T8 with T12 40 Watt Baseline - Tr1 | 0.36005 | 0.23217 | 0.58438 | 1818.1748 | 19999.9228 | -2.9776 | -32.7535 | 0.059652 | 0.50852 | 0.059652 | 0.50852 | 0.062224 | 0.53045 | 0.062224 | 0.53045 | 2.2295 | 2.3544 | 2.2295 | 2.3544
234303-Lighting-Remove 4 Ft Lamp (De-Lamp) - Tr1 | 1.1972 | 0.77201 | 1.9432 | 6045.8008 | 66503.8084 | -9.9011 | -108.9121 | 0.079065 | 0.67402 | 0.079065 | 0.67402 | 0.090896 | 0.77488 | 0.090896 | 0.77488 | 3.7168 | 6.263 | 3.7168 | 6.263
234330-Premium T8 with T12 40 Watt Baseline - Tr1 | 0.32791 | 0.1871 | 0.50427 | 1631.8315 | 17950.1468 | -2.1098 | -23.208 | 0.042655 | 0.37618 | 0.042655 | 0.37618 | 0.045938 | 0.40513 | 0.045938 | 0.40513 | 1.6891 | 1.7836 | 1.6891 | 1.7836
234303-Lighting-Remove 4 Ft Lamp (De-Lamp) - Tr1 | 0.1231 | 0.070243 | 0.18932 | 612.6323 | 6738.9549 | -0.79208 | -8.7129 | 0.067426 | 0.59464 | 0.067426 | 0.59464 | 0.082522 | 0.72777 | 0.082522 | 0.72777 | 2.8158 | 4.7447 | 2.8158 | 4.7447
234330-Premium T8 with T12 40 Watt Baseline - Tr1 | 0.44426 | 0.25349 | 0.68321 | 2210.8685 | 24319.5538 | -2.8585 | -31.4431 | 0.042655 | 0.37618 | 0.042655 | 0.37618 | 0.045938 | 0.40513 | 0.045938 | 0.40513 | 1.6891 | 1.7836 | 1.6891 | 1.7836
234303-Lighting-Remove 4 Ft Lamp (De-Lamp) - Tr1 | 0.1231 | 0.070243 | 0.18932 | 612.6323 | 6738.9549 | -0.79208 | -8.7129 | 0.067426 | 0.59464 | 0.067426 | 0.59464 | 0.082522 | 0.72777 | 0.082522 | 0.72777 | 2.8158 | 4.7447 | 2.8158 | 4.7447
234330-Premium T8 with T12 40 Watt Baseline - Tr1 | 0.40195 | 0.22935 | 0.61814 | 2000.3096 | 22003.4058 | -2.5862 | -28.4485 | 0.042655 | 0.37618 | 0.042655 | 0.37618 | 0.045938 | 0.40513 | 0.045938 | 0.40513 | 1.6891 | 1.7836 | 1.6891 | 1.7836
234303-Lighting-Remove 4 Ft Lamp (De-Lamp) - Tr1 | 0.10552 | 0.060208 | 0.16227 | 525.1134 | 5776.2471 | -0.67893 | -7.4682 | 0.067426 | 0.59464 | 0.067426 | 0.59464 | 0.082522 | 0.72777 | 0.082522 | 0.72777 | 2.8158 | 4.7447 | 2.8158 | 4.7447
234331-Premium T8 with T12 40 Watt Baseline - Tr2 | 0.4041 | 0.23058 | 0.62145 | 2011.0088 | 22121.0963 | -2.6001 | -28.6007 | 0.045172 | 0.39838 | 0.045172 | 0.39838 | 0.061978 | 0.54658 | 0.061978 | 0.54658 | 1.7606 | 2.4555 | 1.7606 | 2.4555
234304-Lighting-Remove 4 Ft Lamp (De-Lamp) - Tr2 | 0.15828 | 0.090312 | 0.24341 | 787.6701 | 8664.3706 | -1.0184 | -11.2023 | 0.067644 | 0.59656 | 0.067644 | 0.59656 | 0.088031 | 0.77635 | 0.088031 | 0.77635 | 2.8324 | 6.3263 | 2.8324 | 6.3263
234330-Premium T8 with T12 40 Watt Baseline - Tr1 | 2.4434 | 1.3942 | 3.7577 | 12159.7769 | 133757.5459 | -15.7215 | -172.937 | 0.042655 | 0.37618 | 0.042655 | 0.37618 | 0.045938 | 0.40513 | 0.045938 | 0.40513 | 1.6891 | 1.7836 | 1.6891 | 1.7836
234303-Lighting-Remove 4 Ft Lamp (De-Lamp) - Tr1 | 2.5676 | 1.4651 | 3.9486 | 12777.7587 | 140555.3461 | -16.5205 | -181.726 | 0.067426 | 0.59464 | 0.067426 | 0.59464 | 0.082522 | 0.72777 | 0.082522 | 0.72777 | 2.8158 | 4.7447 | 2.8158 | 4.7447
234330-Premium T8 with T12 40 Watt Baseline - Tr1 | 0.23012 | 0.14839 | 0.33206 | 1162.0557 | 12782.6126 | -1.9031 | -20.9338 | 0.051308 | 0.44136 | 0.051308 | 0.44136 | 0.05429 | 0.46701 | 0.05429 | 0.46701 | 1.9124 | 2.0194 | 1.9124 | 2.0194
234303-Lighting-Remove 4 Ft Lamp (De-Lamp) - Tr1 | 0.30608 | 0.19737 | 0.44167 | 1545.6285 | 17001.914 | -2.5312 | -27.8437 | 0.073811 | 0.63493 | 0.073811 | 0.63493 | 0.087525 | 0.7529 | 0.087525 | 0.7529 | 3.1881 | 5.3721 | 3.1881 | 5.3721
234330-Premium T8 with T12 40 Watt Baseline - Tr1 | 1.1052 | 0.71264 | 1.686 | 5580.8918 | 61389.8099 | -9.1397 | -100.537 | 0.05445 | 0.46359 | 0.05445 | 0.46359 | 0.057306 | 0.4879 | 0.057306 | 0.4879 | 2.011 | 2.1236 | 2.011 | 2.1236
234330-Premium T8 with T12 40 Watt Baseline - Tr1 | 0.41789 | 0.23844 | 0.6341 | 2079.6245 | 22875.8691 | -3.1531 | -34.6846 | 0.045197 | 0.39165 | 0.045197 | 0.39165 | 0.048443 | 0.41977 | 0.048443 | 0.41977 | 1.7383 | 1.8356 | 1.7383 | 1.8356
234303-Lighting-Remove 4 Ft Lamp (De-Lamp) - Tr1 | 0.23159 | 0.13215 | 0.35142 | 1152.529 | 12677.819 | -1.7475 | -19.2222 | 0.069693 | 0.60392 | 0.069693 | 0.60392 | 0.084622 | 0.73327 | 0.084622 | 0.73327 | 2.8979 | 4.8831 | 2.8979 | 4.8831
234330-Premium T8 with T12 40 Watt Baseline - Tr1 | 0.13214 | 0.085207 | 0.20159 | 667.2805 | 7340.086 | -1.0928 | -12.0207 | 0.054311 | 0.46299 | 0.054311 | 0.46299 | 0.057166 | 0.48733 | 0.057166 | 0.48733 | 2.0084 | 2.1209 | 2.0084 | 2.1209
234303-Lighting-Remove 4 Ft Lamp (De-Lamp) - Tr1 | 0.15978 | 0.10303 | 0.24375 | 806.8522 | 8875.3737 | -1.3214 | -14.535 | 0.075862 | 0.64671 | 0.075862 | 0.64671 | 0.088995 | 0.75867 | 0.088995 | 0.75867 | 3.3482 | 5.6419 | 3.3482 | 5.6419
234330-Premium T8 with T12 40 Watt Baseline - Tr1 | 0.61265 | 0.39505 | 0.93463 | 3093.7552 | 34031.3076 | -5.0666 | -55.7324 | 0.054311 | 0.46299 | 0.054311 | 0.46299 | 0.057166 | 0.48733 | 0.057166 | 0.48733 | 2.0084 | 2.1209 | 2.0084 | 2.1209
234303-Lighting-Remove 4 Ft Lamp (De-Lamp) - Tr1 | 0.67906 | 0.43788 | 1.0359 | 3429.1217 | 37720.3383 | -5.6158 | -61.7739 | 0.075862 | 0.64671 | 0.075862 | 0.64671 | 0.088995 | 0.75867 | 0.088995 | 0.75867 | 3.3482 | 5.6419 | 3.3482 | 5.6419
234330-Premium T8 with T12 40 Watt Baseline - Tr1 | 0.4685 | 0.3021 | 0.71472 | 2365.8128 | 26023.9411 | -3.8744 | -42.6189 | 0.054311 | 0.46299 | 0.054311 | 0.46299 | 0.057166 | 0.48733 | 0.057166 | 0.48733 | 2.0084 | 2.1209 | 2.0084 | 2.1209
234303-Lighting-Remove 4 Ft Lamp (De-Lamp) - Tr1 | 0.39945 | 0.25757 | 0.60938 | 2017.1304 | 22188.4343 | -3.3034 | -36.3376 | 0.075862 | 0.64671 | 0.075862 | 0.64671 | 0.088995 | 0.75867 | 0.088995 | 0.75867 | 3.3482 | 5.6419 | 3.3482 | 5.6419
234331-Premium T8 with T12 40 Watt Baseline - Tr2 | 0.3473 | 0.22394 | 0.52982 | 1753.7691 | 19291.4602 | -2.8721 | -31.5933 | 0.0565 | 0.48166 | 0.0565 | 0.48166 | 0.071121 | 0.6063 | 0.071121 | 0.6063 | 2.0935 | 2.9198 | 2.0935 | 2.9198
234208-Lighting-8 Ft T-8 with Elec Ballast-Tr2 | 0.12562 | 0.071677 | 0.19061 | 625.1446 | 6876.5902 | -0.94785 | -10.4264 | -0.077012 | -0.66733 | -0.077012 | -0.66733 | 0.019879 | 0.17226 | 0.019879 | 0.17226 | 0.58015 | 1.2297 | 0.58015 | 1.2297
234330-Premium T8 with T12 40 Watt Baseline - Tr1 | 1.2373 | 0.79785 | 1.8876 | 6248.1723 | 68729.8958 | -10.2325 | -112.5577 | 0.05445 | 0.46359 | 0.05445 | 0.46359 | 0.057306 | 0.4879 | 0.057306 | 0.4879 | 2.011 | 2.1236 | 2.011 | 2.1236
234303-Lighting-Remove 4 Ft Lamp (De-Lamp) - Tr1 | 0.19972 | 0.12879 | 0.30469 | 1008.5652 | 11094.2171 | -1.6517 | -18.1688 | 0.076001 | 0.64707 | 0.076001 | 0.64707 | 0.089134 | 0.75888 | 0.089134 | 0.75888 | 3.3526 | 5.6492 | 3.3526 | 5.6492
234331-Premium T8 with T12 40 Watt Baseline - Tr2 | 0.2929 | 0.18887 | 0.38128 | 1479.0886 | 16269.9749 | -2.4223 | -26.645 | 0.046411 | 0.39873 | 0.046411 | 0.39873 | 0.063749 | 0.54768 | 0.063749 | 0.54768 | 1.7575 | 2.4511 | 1.7575 | 2.4511
234330-Premium T8 with T12 40 Watt Baseline - Tr1 | 0.11144 | 0.071862 | 0.14507 | 562.7691 | 6190.4601 | -0.92164 | -10.138 | 0.044449 | 0.37844 | 0.044449 | 0.37844 | 0.047834 | 0.40726 | 0.047834 | 0.40726 | 1.6961 | 1.791 | 1.6961 | 1.791
234303-Lighting-Remove 4 Ft Lamp (De-Lamp) - Tr1 | 0.37057 | 0.23896 | 0.48239 | 1871.3216 | 20584.5379 | -3.0646 | -33.7109 | 0.070001 | 0.59599 | 0.070001 | 0.59599 | 0.085574 | 0.72857 | 0.085574 | 0.72857 | 2.8275 | 4.7644 | 2.8275 | 4.7644
234332-Premium T8 with T12 40 Watt Baseline - Tr3 | 0.68201 | 0.43978 | 0.88779 | 3443.9971 | 37883.9685 | -5.6402 | -62.0419 | 0.041191 | 0.3507 | 0.041191 | 0.3507 | 0.073272 | 0.62383 | 0.073272 | 0.62383 | 1.6137 | 3.0914 | 1.6137 | 3.0914
234331-Premium T8 with T12 40 Watt Baseline - Tr2 | 0.32084 | 0.18307 | 0.48685 | 1596.6764 | 17563.4409 | -2.4209 | -26.6299 | 0.047686 | 0.41321 | 0.047686 | 0.41321 | 0.064305 | 0.55722 | 0.064305 | 0.55722 | 1.812 | 2.5271 | 1.812 | 2.5271
234304-Lighting-Remove 4 Ft Lamp (De-Lamp) - Tr2 | 1.0333 | 0.58957 | 1.5679 | 5142.0525 | 56562.5773 | -7.7964 | -85.7607 | 0.069909 | 0.60578 | 0.069909 | 0.60578 | 0.09007 | 0.78048 | 0.09007 | 0.78048 | 2.915 | 6.5108 | 2.915 | 6.5108
234330-Premium T8 with T12 40 Watt Baseline - Tr1 | 1.1292 | 0.72814 | 1.7227 | 5702.2155 | 62724.371 | -9.3384 | -102.7225 | 0.054311 | 0.46299 | 0.054311 | 0.46299 | 0.057166 | 0.48733 | 0.057166 | 0.48733 | 2.0084 | 2.1209 | 2.0084 | 2.1209
234303-Lighting-Remove 4 Ft Lamp (De-Lamp) - Tr1 | 0.47934 | 0.30909 | 0.73126 | 2420.5565 | 26626.1211 | -3.9641 | -43.6051 | 0.075862 | 0.64671 | 0.075862 | 0.64671 | 0.088995 | 0.75867 | 0.088995 | 0.75867 | 3.3482 | 5.6419 | 3.3482 | 5.6419
234331-Premium T8 with T12 40 Watt Baseline - Tr2 | 0.40931 | 0.26394 | 0.62443 | 2066.9422 | 22736.3638 | -3.385 | -37.2349 | 0.05664 | 0.48223 | 0.05664 | 0.48223 | 0.07126 | 0.60671 | 0.07126 | 0.60671 | 2.0963 | 2.9236 | 2.0963 | 2.9236
234304-Lighting-Remove 4 Ft Lamp (De-Lamp) - Tr2 | 0.15978 | 0.10303 | 0.24375 | 806.8522 | 8875.3737 | -1.3214 | -14.535 | 0.07619 | 0.64868 | 0.07619 | 0.64868 | 0.093927 | 0.79969 | 0.093927 | 0.79969 | 3.3724 | 7.5323 | 3.3724 | 7.5323
234331-Premium T8 with T12 40 Watt Baseline - Tr2 | 0.19845 | 0.12797 | 0.30275 | 1002.1538 | 11023.6916 | -1.6412 | -18.0533 | 0.05664 | 0.48223 | 0.05664 | 0.48223 | 0.07126 | 0.60671 | 0.07126 | 0.60671 | 2.0963 | 2.9236 | 2.0963 | 2.9236
234330-Premium T8 with T12 40 Watt Baseline - Tr1 | 2.7079 | 1.5451 | 4.1643 | 13475.7701 | 148233.4708 | -17.423 | -191.6532 | 0.042655 | 0.37618 | 0.042655 | 0.37618 | 0.045938 | 0.40513 | 0.045938 | 0.40513 | 1.6891 | 1.7836 | 1.6891 | 1.7836
234331-Premium T8 with T12 40 Watt Baseline - Tr2 | 0.33489 | 0.21595 | 0.5109 | 1691.1345 | 18602.4795 | -2.7695 | -30.4649 | 0.05664 | 0.48223 | 0.05664 | 0.48223 | 0.07126 | 0.60671 | 0.07126 | 0.60671 | 2.0963 | 2.9236 | 2.0963 | 2.9236
234304-Lighting-Remove 4 Ft Lamp (De-Lamp) - Tr2 | 0.67906 | 0.43788 | 1.0359 | 3429.1217 | 37720.3383 | -5.6158 | -61.7739 | 0.07619 | 0.64868 | 0.07619 | 0.64868 | 0.093927 | 0.79969 | 0.093927 | 0.79969 | 3.3724 | 7.5323 | 3.3724 | 7.5323
234304-Lighting-Remove 4 Ft Lamp (De-Lamp) - Tr2 | 0.11983 | 0.077272 | 0.18281 | 605.1391 | 6656.5303 | -0.99103 | -10.9013 | 0.076051 | 0.64833 | 0.076051 | 0.64833 | 0.093788 | 0.79953 | 0.093788 | 0.79953 | 3.368 | 7.5225 | 3.368 | 7.5225
234331-Premium T8 with T12 40 Watt Baseline - Tr2 | 0.03721 | 0.023994 | 0.056766 | 187.9038 | 2066.9422 | -0.30773 | -3.385 | 0.0565 | 0.48166 | 0.0565 | 0.48166 | 0.071121 | 0.6063 | 0.071121 | 0.6063 | 2.0935 | 2.9198 | 2.0935 | 2.9198
234330-Premium T8 with T12 40 Watt Baseline - Tr1 | 0.20422 | 0.13168 | 0.31154 | 1031.2517 | 11343.7692 | -1.6889 | -18.5775 | 0.054311 | 0.46299 | 0.054311 | 0.46299 | 0.057166 | 0.48733 | 0.057166 | 0.48733 | 2.0084 | 2.1209 | 2.0084 | 2.1209
234331-Premium T8 with T12 40 Watt Baseline - Tr2 | 0.43592 | 0.28109 | 0.70863 | 2201.3102 | 24214.4117 | -3.605 | -39.6555 | 0.052443 | 0.4465 | 0.052443 | 0.4465 | 0.068251 | 0.58109 | 0.068251 | 0.58109 | 1.9388 | 2.704 | 1.9388 | 2.704
234330-Premium T8 with T12 40 Watt Baseline - Tr1 | 0.91104 | 0.58746 | 1.481 | 4600.5831 | 50606.4144 | -7.5343 | -82.8772 | 0.049936 | 0.4257 | 0.049936 | 0.4257 | 0.053024 | 0.45202 | 0.053024 | 0.45202 | 1.8576 | 1.9615 | 1.8576 | 1.9615
234330-Premium T8 with T12 40 Watt Baseline - Tr1 | 0.56572 | 0.36479 | 0.56359 | 2856.7461 | 31424.2066 | -4.6784 | -51.4628 | 0.079725 | 0.67872 | 0.079725 | 0.67872 | 0.08124 | 0.69162 | 0.08124 | 0.69162 | 3.7885 | 4.0007 | 3.7885 | 4.0007
234330-Premium T8 with T12 40 Watt Baseline - Tr1 | 0.1922 | 0.12394 | 0.29322 | 970.5899 | 10676.4887 | -1.5895 | -17.4847 | 0.053681 | 0.46177 | 0.053681 | 0.46177 | 0.056537 | 0.48633 | 0.056537 | 0.48633 | 1.9966 | 2.1084 | 1.9966 | 2.1084
234049-Lighting-LED Exit Sign New Sign | 0.1155 | 0.11475 | 0 | 1011.7758 | 16188.4127 | 0 | 0 | 0.076362 | 0 | 0.076362 | 0 | 0.082259 | 0 | 0.082259 | 0 | 4.9227 | 7.0618 | 4.9227 | 7.0618
234330-Premium T8 with T12 40 Watt Baseline - Tr1 | 0.20215 | 0.13035 | 0.34793 | 1020.8289 | 11229.1174 | -1.6718 | -18.3897 | 0.040959 | 0.34917 | 0.040959 | 0.34917 | 0.044523 | 0.37955 | 0.044523 | 0.37955 | 1.6094 | 1.6995 | 1.6094 | 1.6995
234303-Lighting-Remove 4 Ft Lamp (De-Lamp) - Tr1 | 0.27208 | 0.17544 | 0.46828 | 1373.9495 | 15113.4443 | -2.2501 | -24.751 | 0.067853 | 0.57844 | 0.067853 | 0.57844 | 0.084242 | 0.71815 | 0.084242 | 0.71815 | 2.6831 | 4.5211 | 2.6831 | 4.5211
234330-Premium T8 with T12 40 Watt Baseline - Tr1 | 0.028879 | 0.018622 | 0.049704 | 145.8327 | 1604.1596 | -0.23883 | -2.6271 | 0.040959 | 0.34917 | 0.040959 | 0.34917 | 0.044523 | 0.37955 | 0.044523 | 0.37955 | 1.6094 | 1.6995 | 1.6094 | 1.6995
234303-Lighting-Remove 4 Ft Lamp (De-Lamp) - Tr1 | 0.048014 | 0.030961 | 0.082637 | 242.4617 | 2667.0784 | -0.39708 | -4.3678 | 0.067853 | 0.57844 | 0.067853 | 0.57844 | 0.084242 | 0.71815 | 0.084242 | 0.71815 | 2.6831 | 4.5211 | 2.6831 | 4.5211
234330-Premium T8 with T12 40 Watt Baseline - Tr1 | 0.19287 | 0.11005 | 0.29266 | 959.8267 | 10558.0934 | -1.4553 | -16.0083 | 0.045197 | 0.39165 | 0.045197 | 0.39165 | 0.048443 | 0.41977 | 0.048443 | 0.41977 | 1.7383 | 1.8356 | 1.7383 | 1.8356
234303-Lighting-Remove 4 Ft Lamp (De-Lamp) - Tr1 | 0.64133 | 0.36594 | 0.97317 | 3191.6188 | 35107.8066 | -4.8392 | -53.2308 | 0.069693 | 0.60392 | 0.069693 | 0.60392 | 0.084622 | 0.73327 | 0.084622 | 0.73327 | 2.8979 | 4.8831 | 2.8979 | 4.8831
234330-Premium T8 with T12 40 Watt Baseline - Tr1 | 0.060064 | 0.038731 | 0.09163 | 303.3093 | 3336.4027 | -0.49672 | -5.464 | 0.054311 | 0.46299 | 0.054311 | 0.46299 | 0.057166 | 0.48733 | 0.057166 | 0.48733 | 2.0084 | 2.1209 | 2.0084 | 2.1209
234303-Lighting-Remove 4 Ft Lamp (De-Lamp) - Tr1 | 0.099862 | 0.064394 | 0.15234 | 504.2826 | 5547.1086 | -0.82585 | -9.0844 | 0.075862 | 0.64671 | 0.075862 | 0.64671 | 0.088995 | 0.75867 | 0.088995 | 0.75867 | 3.3482 | 5.6419 | 3.3482 | 5.6419
234126-Refrigeration - Efficient Evap Fan Motor Electronically Commutated Motor (ECM) | 0.1288 | 0.099675 | 0.15211 | 1117.1424 | 16757.136 | -1.1067 | -16.6007 | 0.083077 | 0.82664 | 0.083077 | 0.82664 | -0.047835 | -0.47597 | -0.047835 | -0.47597 | 7.9692 | 0.6651 | 7.9692 | 0.6651
234126-Refrigeration - Efficient Evap Fan Motor Electronically Commutated Motor (ECM) | 0.18032 | 0.13954 | 0.21296 | 1563.9994 | 23459.9904 | -1.5494 | -23.241 | 0.083077 | 0.82664 | 0.083077 | 0.82664 | -0.047835 | -0.47597 | -0.047835 | -0.47597 | 7.9692 | 0.6651 | 7.9692 | 0.6651
234126-Refrigeration - Efficient Evap Fan Motor Electronically Commutated Motor (ECM) | 0.05152 | 0.03987 | 0.060845 | 446.857 | 6702.8544 | -0.44269 | -6.6403 | 0.083077 | 0.82664 | 0.083077 | 0.82664 | -0.047835 | -0.47597 | -0.047835 | -0.47597 | 7.9692 | 0.6651 | 7.9692 | 0.6651
234049-Lighting-LED Exit Sign New Sign | 0.23099 | 0.22949 | 0 | 2023.5516 | 32376.8254 | 0 | 0 | 0.076914 | 0 | 0.076914 | 0 | 0.08281 | 0 | 0.08281 | 0 | 4.951 | 7.1024 | 4.951 | 7.1024
234330-Premium T8 with T12 40 Watt Baseline - Tr1 | 0.063822 | 0.041154 | 0.074563 | 322.2895 | 3545.1846 | -0.52781 | -5.8059 | -0.0033394 | -0.028468 | -0.0033394 | -0.028468 | 0.0025726 | 0.021931 | 0.0025726 | 0.021931 | 0.97005 | 1.0244 | 0.97005 | 1.0244
234303-Lighting-Remove 4 Ft Lamp (De-Lamp) - Tr1 | 0.038586 | 0.024881 | 0.045079 | 194.8506 | 2143.3562 | -0.3191 | -3.5101 | 0.041281 | 0.35191 | 0.041281 | 0.35191 | 0.068472 | 0.58372 | 0.068472 | 0.58372 | 1.6172 | 2.725 | 1.6172 | 2.725
234330-Premium T8 with T12 40 Watt Baseline - Tr1 | 0.28052 | 0.18089 | 0.2567 | 1416.5659 | 15582.2254 | -2.3199 | -25.5187 | 0.062041 | 0.52889 | 0.062041 | 0.52889 | 0.064487 | 0.54974 | 0.064487 | 0.54974 | 2.345 | 2.4763 | 2.345 | 2.4763
234126-Refrigeration - Efficient Evap Fan Motor Electronically Commutated Motor (ECM) | 0.03864 | 0.029902 | 0.045634 | 335.1427 | 5027.1408 | -0.33201 | -4.9802 | 0.082968 | 0.82651 | 0.082968 | 0.82651 | -0.047945 | -0.47762 | -0.047945 | -0.47762 | 7.96 | 0.66433 | 7.96 | 0.66433
234330-Premium T8 with T12 40 Watt Baseline - Tr1 | 0.096102 | 0.061969 | 0.14661 | 485.2949 | 5338.2443 | -0.79476 | -8.7423 | 0.054311 | 0.46299 | 0.054311 | 0.46299 | 0.057166 | 0.48733 | 0.057166 | 0.48733 | 2.0084 | 2.1209 | 2.0084 | 2.1209
234303-Lighting-Remove 4 Ft Lamp (De-Lamp) - Tr1 | 0.15978 | 0.10303 | 0.24375 | 806.8522 | 8875.3737 | -1.3214 | -14.535 | 0.075862 | 0.64671 | 0.075862 | 0.64671 | 0.088995 | 0.75867 | 0.088995 | 0.75867 | 3.3482 | 5.6419 | 3.3482 | 5.6419
234331-Premium T8 with T12 40 Watt Baseline - Tr2 | 0.27989 | 0.18048 | 0.43801 | 1413.3948 | 15547.3429 | -2.3147 | -25.4616 | 0.048637 | 0.41463 | 0.048637 | 0.41463 | 0.065483 | 0.55824 | 0.065483 | 0.55824 | 1.817 | 2.5341 | 1.817 | 2.5341
234304-Lighting-Remove 4 Ft Lamp (De-Lamp) - Tr2 | 0.90138 | 0.58124 | 1.4106 | 4551.799 | 50069.7892 | -7.4544 | -81.9984 | 0.071163 | 0.60666 | 0.071163 | 0.60666 | 0.0916 | 0.78088 | 0.0916 | 0.78088 | 2.9231 | 6.5289 | 2.9231 | 6.5289
234126-Refrigeration - Efficient Evap Fan Motor Electronically Commutated Motor (ECM) | 0.11592 | 0.089707 | 0.1369 | 1005.4282 | 15081.4224 | -0.99604 | -14.9407 | 0.082968 | 0.82651 | 0.082968 | 0.82651 | -0.047945 | -0.47762 | -0.047945 | -0.47762 | 7.96 | 0.66433 | 7.96 | 0.66433
234126-Refrigeration - Efficient Evap Fan Motor Electronically Commutated Motor (ECM) | 0.11592 | 0.089707 | 0.1369 | 1005.4282 | 15081.4224 | -0.99604 | -14.9407 | 0.082968 | 0.82651 | 0.082968 | 0.82651 | -0.047945 | -0.47762 | -0.047945 | -0.47762 | 7.96 | 0.66433 | 7.96 | 0.66433
234330-Premium T8 with T12 40 Watt Baseline - Tr1 | 0.067384 | 0.043451 | 0.11598 | 340.2763 | 3743.0391 | -0.55726 | -6.1299 | 0.040959 | 0.34917 | 0.040959 | 0.34917 | 0.044523 | 0.37955 | 0.044523 | 0.37955 | 1.6094 | 1.6995 | 1.6094 | 1.6995
234303-Lighting-Remove 4 Ft Lamp (De-Lamp) - Tr1 | 0.19206 | 0.12384 | 0.33055 | 969.8467 | 10668.3136 | -1.5883 | -17.4713 | 0.067853 | 0.57844 | 0.067853 | 0.57844 | 0.084242 | 0.71815 | 0.084242 | 0.71815 | 2.6831 | 4.5211 | 2.6831 | 4.5211
234330-Premium T8 with T12 40 Watt Baseline - Tr1 | 0.023208 | 0.014965 | 0.027114 | 117.1962 | 1289.158 | -0.19193 | -2.1112 | -0.0033394 | -0.028468 | -0.0033394 | -0.028468 | 0.0025726 | 0.021931 | 0.0025726 | 0.021931 | 0.97005 | 1.0244 | 0.97005 | 1.0244
234303-Lighting-Remove 4 Ft Lamp (De-Lamp) - Tr1 | 0.077172 | 0.049762 | 0.090158 | 389.7011 | 4286.7125 | -0.63821 | -7.0203 | 0.041281 | 0.35191 | 0.041281 | 0.35191 | 0.068472 | 0.58372 | 0.068472 | 0.58372 | 1.6172 | 2.725 | 1.6172 | 2.725
234049-Lighting-LED Exit Sign New Sign | 0.19249 | 0.19124 | 0 | 1686.293 | 26980.6879 | 0 | 0 | 0.076914 | 0 | 0.076914 | 0 | 0.08281 | 0 | 0.08281 | 0 | 4.951 | 7.1024 | 4.951 | 7.1024
234331-Premium T8 with T12 40 Watt Baseline - Tr2 | 0.13779 | 0.088848 | 0.16097 | 695.7928 | 7653.7208 | -1.1395 | -12.5344 | 0.001194 | 0.010179 | 0.001194 | 0.010179 | 0.031466 | 0.26824 | 0.031466 | 0.26824 | 1.0112 | 1.4102 | 1.0112 | 1.4102
234304-Lighting-Remove 4 Ft Lamp (De-Lamp) - Tr2 | 0.44374 | 0.28613 | 0.51841 | 2240.7815 | 24648.5968 | -3.6697 | -40.3666 | 0.041673 | 0.35525 | 0.041673 | 0.35525 | 0.078396 | 0.66832 | 0.078396 | 0.66832 | 1.6267 | 3.6333 | 1.6267 | 3.6333
234330-Premium T8 with T12 40 Watt Baseline - Tr1 | 0.29916 | 0.1929 | 0.43168 | 1510.6724 | 16617.3964 | -2.474 | -27.214 | 0.051308 | 0.44136 | 0.051308 | 0.44136 | 0.05429 | 0.46701 | 0.05429 | 0.46701 | 1.9124 | 2.0194 | 1.9124 | 2.0194
234303-Lighting-Remove 4 Ft Lamp (De-Lamp) - Tr1 | 0.3826 | 0.24671 | 0.55208 | 1932.0357 | 21252.3925 | -3.1641 | -34.8047 | 0.073811 | 0.63493 | 0.073811 | 0.63493 | 0.087525 | 0.7529 | 0.087525 | 0.7529 | 3.1881 | 5.3721 | 3.1881 | 5.3721
234331-Premium T8 with T12 40 Watt Baseline - Tr2 | 0.27659 | 0.15782 | 0.4197 | 1376.4452 | 15140.8973 | -2.087 | -22.9568 | 0.047686 | 0.41321 | 0.047686 | 0.41321 | 0.064305 | 0.55722 | 0.064305 | 0.55722 | 1.812 | 2.5271 | 1.812 | 2.5271
234304-Lighting-Remove 4 Ft Lamp (De-Lamp) - Tr2 | 0.74822 | 0.42693 | 1.1354 | 3723.5552 | 40959.1077 | -5.6457 | -62.1026 | 0.069909 | 0.60578 | 0.069909 | 0.60578 | 0.09007 | 0.78048 | 0.09007 | 0.78048 | 2.915 | 6.5108 | 2.915 | 6.5108
234049-Lighting-LED Exit Sign New Sign | 0.038498 | 0.038248 | 0 | 337.2586 | 5396.1376 | 0 | 0 | 0.076914 | 0 | 0.076914 | 0 | 0.08281 | 0 | 0.08281 | 0 | 4.951 | 7.1024 | 4.951 | 7.1024
234330-Premium T8 with T12 40 Watt Baseline - Tr1 | 0.12764 | 0.082309 | 0.14913 | 644.579 | 7090.3692 | -1.0556 | -11.6118 | -0.0033394 | -0.028468 | -0.0033394 | -0.028468 | 0.0025726 | 0.021931 | 0.0025726 | 0.021931 | 0.97005 | 1.0244 | 0.97005 | 1.0244
234303-Lighting-Remove 4 Ft Lamp (De-Lamp) - Tr1 | 0.42444 | 0.27369 | 0.49587 | 2143.3562 | 23576.9187 | -3.5101 | -38.6115 | 0.041281 | 0.35191 | 0.041281 | 0.35191 | 0.068472 | 0.58372 | 0.068472 | 0.58372 | 1.6172 | 2.725 | 1.6172 | 2.725
234330-Premium T8 with T12 40 Watt Baseline - Tr1 | 0.33692 | 0.21726 | 0.57988 | 1701.3814 | 18715.1957 | -2.7863 | -30.6495 | 0.040959 | 0.34917 | 0.040959 | 0.34917 | 0.044523 | 0.37955 | 0.044523 | 0.37955 | 1.6094 | 1.6995 | 1.6094 | 1.6995
234303-Lighting-Remove 4 Ft Lamp (De-Lamp) - Tr1 | 0.59217 | 0.38185 | 1.0192 | 2990.3606 | 32893.967 | -4.8973 | -53.8698 | 0.067853 | 0.57844 | 0.067853 | 0.57844 | 0.084242 | 0.71815 | 0.084242 | 0.71815 | 2.6831 | 4.5211 | 2.6831 | 4.5211
234330-Premium T8 with T12 40 Watt Baseline - Tr1 | 0.71945 | 0.46392 | 0.84052 | 3633.0817 | 39963.899 | -5.9498 | -65.4481 | -0.0031989 | -0.027235 | -0.0031989 | -0.027235 | 0.0027129 | 0.023098 | 0.0027129 | 0.023098 | 0.97131 | 1.0257 | 0.97131 | 1.0257
234303-Lighting-Remove 4 Ft Lamp (De-Lamp) - Tr1 | 2.3923 | 1.5426 | 2.7949 | 12080.7352 | 132888.0871 | -19.7844 | -217.6284 | 0.04142 | 0.35265 | 0.04142 | 0.35265 | 0.068612 | 0.58416 | 0.068612 | 0.58416 | 1.6193 | 2.7285 | 1.6193 | 2.7285
234049-Lighting-LED Exit Sign New Sign | 0.96246 | 0.95621 | 0 | 8431.465 | 134903.4394 | 0 | 0 | 0.076914 | 0 | 0.076914 | 0 | 0.08281 | 0 | 0.08281 | 0 | 4.951 | 7.1024 | 4.951 | 7.1024
234330-Premium T8 with T12 40 Watt Baseline - Tr1 | 0.12013 | 0.077461 | 0.18326 | 606.6187 | 6672.8054 | -0.99345 | -10.9279 | 0.05445 | 0.46359 | 0.05445 | 0.46359 | 0.057306 | 0.4879 | 0.057306 | 0.4879 | 2.011 | 2.1236 | 2.011 | 2.1236
234330-Premium T8 with T12 40 Watt Baseline - Tr1 | 0.52504 | 0.29958 | 0.7967 | 2612.8615 | 28741.4765 | -3.9616 | -43.5781 | 0.045197 | 0.39165 | 0.045197 | 0.39165 | 0.048443 | 0.41977 | 0.048443 | 0.41977 | 1.7383 | 1.8356 | 1.7383 | 1.8356
234303-Lighting-Remove 4 Ft Lamp (De-Lamp) - Tr1 | 0.42756 | 0.24396 | 0.64878 | 2127.7459 | 23405.2044 | -3.2261 | -35.4872 | 0.069693 | 0.60392 | 0.069693 | 0.60392 | 0.084622 | 0.73327 | 0.084622 | 0.73327 | 2.8979 | 4.8831 | 2.8979 | 4.8831
234331-Premium T8 with T12 40 Watt Baseline - Tr2 | 0.50892 | 0.29039 | 0.77224 | 2532.6592 | 27859.251 | -3.84 | -42.2405 | 0.047686 | 0.41321 | 0.047686 | 0.41321 | 0.064305 | 0.55722 | 0.064305 | 0.55722 | 1.812 | 2.5271 | 1.812 | 2.5271
234304-Lighting-Remove 4 Ft Lamp (De-Lamp) - Tr2 | 1.4964 | 0.85386 | 2.2707 | 7447.1105 | 81918.2154 | -11.2914 | -124.2052 | 0.069909 | 0.60578 | 0.069909 | 0.60578 | 0.09007 | 0.78048 | 0.09007 | 0.78048 | 2.915 | 6.5108 | 2.915 | 6.5108
234307-Lighting-Remove 8 Ft Lamp (De-Lamp) - Tr2 | 0.058802 | 0.033552 | 0.089227 | 292.6301 | 3218.9309 | -0.44369 | -4.8806 | 0.083998 | 0.72787 | 0.083998 | 0.72787 | 0.09321 | 0.80769 | 0.09321 | 0.80769 | 4.7471 | 8.0589 | 4.7471 | 8.0589
234330-Premium T8 with T12 40 Watt Baseline - Tr1 | 0.091181 | 0.058796 | 0.11869 | 460.4474 | 5064.9219 | -0.75407 | -8.2947 | 0.044449 | 0.37844 | 0.044449 | 0.37844 | 0.047834 | 0.40726 | 0.047834 | 0.40726 | 1.6961 | 1.791 | 1.6961 | 1.791
234303-Lighting-Remove 4 Ft Lamp (De-Lamp) - Tr1 | 0.3032 | 0.19551 | 0.39468 | 1531.0813 | 16841.8947 | -2.5074 | -27.5817 | 0.070001 | 0.59599 | 0.070001 | 0.59599 | 0.085574 | 0.72857 | 0.085574 | 0.72857 | 2.8275 | 4.7644 | 2.8275 | 4.7644
234331-Premium T8 with T12 40 Watt Baseline - Tr2 | 0.11163 | 0.071982 | 0.1703 | 563.7115 | 6200.8265 | -0.92318 | -10.155 | 0.056474 | 0.48155 | 0.056474 | 0.48155 | 0.071095 | 0.60622 | 0.071095 | 0.60622 | 2.093 | 2.9191 | 2.093 | 2.9191
234304-Lighting-Remove 4 Ft Lamp (De-Lamp) - Tr2 | 0.3595 | 0.23182 | 0.54844 | 1815.4174 | 19969.5909 | -2.9731 | -32.7038 | 0.076024 | 0.64826 | 0.076024 | 0.64826 | 0.093762 | 0.7995 | 0.093762 | 0.7995 | 3.3672 | 7.5206 | 3.3672 | 7.5206
234295-Lighting-Occupancy Sensor-Wallbox Lghtng Snsr-Tr2 | 0.040637 | 0.026204 | 0.16913 | 205.2086 | 1641.6691 | 0 | 0 | 0.076238 | 0 | 0.076238 | 0 | 0.085361 | 0 | 0.085361 | 0 | 3.3578 | 4.6776 | 3.3578 | 4.6776
234331-Premium T8 with T12 40 Watt Baseline - Tr2 | 0.5645 | 0.36401 | 0.77272 | 2850.6172 | 31356.7891 | -4.6684 | -51.3524 | 0.044594 | 0.38016 | 0.044594 | 0.38016 | 0.062584 | 0.53352 | 0.062584 | 0.53352 | 1.7015 | 2.373 | 1.7015 | 2.373
234304-Lighting-Remove 4 Ft Lamp (De-Lamp) - Tr2 | 1.818 | 1.1723 | 2.4885 | 9180.3341 | 100983.6752 | -15.0345 | -165.3791 | 0.06865 | 0.58523 | 0.06865 | 0.58523 | 0.090475 | 0.77128 | 0.090475 | 0.77128 | 2.7372 | 6.1136 | 2.7372 | 6.1136
234330-Premium T8 with T12 40 Watt Baseline - Tr1 | 0.89351 | 0.57616 | 1.0439 | 4512.0531 | 49632.5843 | -7.3893 | -81.2824 | -0.0038389 | -0.032981 | -0.0038389 | -0.032981 | 0.0020737 | 0.017816 | 0.0020737 | 0.017816 | 0.96558 | 1.0196 | 0.96558 | 1.0196
234303-Lighting-Remove 4 Ft Lamp (De-Lamp) - Tr1 | 2.373 | 1.5302 | 2.7724 | 11983.3099 | 131816.4089 | -19.6248 | -215.8733 | 0.040786 | 0.3504 | 0.040786 | 0.3504 | 0.067981 | 0.58404 | 0.067981 | 0.58404 | 1.6097 | 2.7124 | 1.6097 | 2.7124
234332-Premium T8 with T12 40 Watt Baseline - Tr3 | 0.24857 | 0.16029 | 0.389 | 1255.2333 | 13807.566 | -2.0557 | -22.6124 | 0.042922 | 0.366 | 0.042922 | 0.366 | 0.074096 | 0.63182 | 0.074096 | 0.63182 | 1.6581 | 3.1765 | 1.6581 | 3.1765
234305-Lighting-Remove 4 Ft Lamp (De-Lamp) - Tr3 | 0.83205 | 0.53652 | 1.3021 | 4201.6606 | 46218.267 | -6.881 | -75.6908 | 0.071328 | 0.60821 | 0.071328 | 0.60821 | 0.096359 | 0.82165 | 0.096359 | 0.82165 | 2.9376 | 9.1789 | 2.9376 | 9.1789
234296-Lighting-Occupancy Sensor-Wallbox Lghtng Snsr-Tr3 | 0.040637 | 0.026204 | 0.16913 | 205.2086 | 1641.6691 | 0 | 0 | 0.076509 | 0 | 0.076509 | 0 | 0.092131 | 0 | 0.092131 | 0 | 3.3861 | 6.6037 | 3.3861 | 6.6037
234330-Premium T8 with T12 40 Watt Baseline - Tr1 | 0.563 | 0.36304 | 0.88107 | 2843.0552 | 31273.6073 | -4.656 | -51.2162 | 0.046114 | 0.39312 | 0.046114 | 0.39312 | 0.049404 | 0.42117 | 0.049404 | 0.42117 | 1.7431 | 1.8407 | 1.7431 | 1.8407
234330-Premium T8 with T12 40 Watt Baseline - Tr1 | 0.58862 | 0.37956 | 0.89798 | 2972.4315 | 32696.7466 | -4.8679 | -53.5469 | 0.05445 | 0.46359 | 0.05445 | 0.46359 | 0.057306 | 0.4879 | 0.057306 | 0.4879 | 2.011 | 2.1236 | 2.011 | 2.1236
234303-Lighting-Remove 4 Ft Lamp (De-Lamp) - Tr1 | 0.11983 | 0.077272 | 0.18281 | 605.1391 | 6656.5303 | -0.99103 | -10.9013 | 0.076001 | 0.64707 | 0.076001 | 0.64707 | 0.089134 | 0.75888 | 0.089134 | 0.75888 | 3.3526 | 5.6492 | 3.3526 | 5.6492
234330-Premium T8 with T12 40 Watt Baseline - Tr1 | 4.5097 | 2.9079 | 6.3919 | 22772.8739 | 250501.6127 | -37.2947 | -410.2419 | 0.060572 | 0.51571 | 0.060572 | 0.51571 | 0.067468 | 0.57442 | 0.067468 | 0.57442 | 2.2689 | 2.6521 | 2.2689 | 2.6521
234049-Lighting-LED Exit Sign New Sign | 0.038498 | 0.038248 | 0 | 337.2586 | 5396.1376 | 0 | 0 | 0.076968 | 0 | 0.076968 | 0 | 0.084167 | 0 | 0.084167 | 0 | 4.9648 | 7.8916 | 4.9648 | 7.8916
234303-Lighting-Remove 4 Ft Lamp (De-Lamp) - Tr1 | 0.13469 | 0.086852 | 0.19091 | 680.1596 | 7481.7555 | -1.1139 | -12.2527 | 0.079632 | 0.67799 | 0.079632 | 0.67799 | 0.092954 | 0.79141 | 0.092954 | 0.79141 | 3.7772 | 7.0551 | 3.7772 | 7.0551
234331-Premium T8 with T12 40 Watt Baseline - Tr2 | 3.8699 | 2.4954 | 5.9037 | 19541.9987 | 214961.9853 | -32.0036 | -352.0393 | 0.055871 | 0.4806 | 0.055871 | 0.4806 | 0.070493 | 0.60639 | 0.070493 | 0.60639 | 2.0812 | 2.9026 | 2.0812 | 2.9026
234304-Lighting-Remove 4 Ft Lamp (De-Lamp) - Tr2 | 0.67906 | 0.43788 | 1.0359 | 3429.1217 | 37720.3383 | -5.6158 | -61.7739 | 0.075424 | 0.6488 | 0.075424 | 0.6488 | 0.093163 | 0.8014 | 0.093163 | 0.8014 | 3.3482 | 7.4782 | 3.3482 | 7.4782
234208-Lighting-8 Ft T-8 with Elec Ballast-Tr2 | 0.010059 | 0.0064866 | 0.015346 | 50.7981 | 558.7796 | -0.083191 | -0.9151 | -0.053848 | -0.46321 | -0.053848 | -0.46321 | 0.031404 | 0.27014 | 0.031404 | 0.27014 | 0.66635 | 1.4125 | 0.66635 | 1.4125
234331-Premium T8 with T12 40 Watt Baseline - Tr2 | 0.54575 | 0.35191 | 0.83257 | 2755.9229 | 30315.1518 | -4.5133 | -49.6466 | 0.05664 | 0.48223 | 0.05664 | 0.48223 | 0.07126 | 0.60671 | 0.07126 | 0.60671 | 2.0963 | 2.9236 | 2.0963 | 2.9236
234331-Premium T8 with T12 40 Watt Baseline - Tr2 | 0.07442 | 0.047988 | 0.11353 | 375.8077 | 4133.8843 | -0.61545 | -6.77 | 0.05664 | 0.48223 | 0.05664 | 0.48223 | 0.07126 | 0.60671 | 0.07126 | 0.60671 | 2.0963 | 2.9236 | 2.0963 | 2.9236
234330-Premium T8 with T12 40 Watt Baseline - Tr1 | 2.267 | 1.4618 | 3.6794 | 11447.7673 | 125925.44 | -18.7478 | -206.2258 | 0.059652 | 0.50852 | 0.059652 | 0.50852 | 0.062224 | 0.53045 | 0.062224 | 0.53045 | 2.2295 | 2.3544 | 2.2295 | 2.3544
234331-Premium T8 with T12 40 Watt Baseline - Tr2 | 0.14884 | 0.095976 | 0.22706 | 751.6153 | 8267.7687 | -1.2309 | -13.54 | 0.05664 | 0.48223 | 0.05664 | 0.48223 | 0.07126 | 0.60671 | 0.07126 | 0.60671 | 2.0963 | 2.9236 | 2.0963 | 2.9236
234330-Premium T8 with T12 40 Watt Baseline - Tr1 | 0.21178 | 0.13656 | 0.36449 | 1069.4398 | 11763.8373 | -1.7514 | -19.2654 | 0.040959 | 0.34917 | 0.040959 | 0.34917 | 0.044523 | 0.37955 | 0.044523 | 0.37955 | 1.6094 | 1.6995 | 1.6094 | 1.6995
234303-Lighting-Remove 4 Ft Lamp (De-Lamp) - Tr1 | 0.41612 | 0.26833 | 0.71619 | 2101.3345 | 23114.6795 | -3.4413 | -37.8545 | 0.067853 | 0.57844 | 0.067853 | 0.57844 | 0.084242 | 0.71815 | 0.084242 | 0.71815 | 2.6831 | 4.5211 | 2.6831 | 4.5211
234330-Premium T8 with T12 40 Watt Baseline - Tr1 | 1.6745 | 1.0798 | 1.6682 | 8455.9683 | 93015.6515 | -13.8482 | -152.33 | 0.07895 | 0.67913 | 0.07895 | 0.67913 | 0.080466 | 0.69217 | 0.080466 | 0.69217 | 3.761 | 3.9716 | 3.761 | 3.9716
234049-Lighting-LED Exit Sign New Sign | 0.038498 | 0.038248 | 0 | 337.2586 | 5396.1376 | 0 | 0 | 0.076362 | 0 | 0.076362 | 0 | 0.082259 | 0 | 0.082259 | 0 | 4.9227 | 7.0618 | 4.9227 | 7.0618
234126-Refrigeration - Efficient Evap Fan Motor Electronically Commutated Motor (ECM) | 0.077279 | 0.059805 | 0.091267 | 670.2854 | 10054.2816 | -0.66403 | -9.9604 | 0.082968 | 0.82651 | 0.082968 | 0.82651 | -0.047945 | -0.47762 | -0.047945 | -0.47762 | 7.96 | 0.66433 | 7.96 | 0.66433
234207-Lighting-8 Ft T-8 with Elec Ballast-Tr1 | 0.11954 | 0.077083 | 0.18237 | 603.6596 | 6640.2552 | -0.9886 | -10.8746 | -0.055811 | -0.47578 | -0.055811 | -0.47578 | 0.005665 | 0.048293 | 0.005665 | 0.048293 | 0.65965 | 1.0553 | 0.65965 | 1.0553
234207-Lighting-8 Ft T-8 with Elec Ballast-Tr1 | 0.22518 | 0.1452 | 0.22434 | 1137.1243 | 12508.3671 | -1.8622 | -20.4847 | 0.021117 | 0.18002 | 0.021117 | 0.18002 | 0.053752 | 0.45823 | 0.053752 | 0.45823 | 1.2426 | 1.9878 | 1.2426 | 1.9878
234330-Premium T8 with T12 40 Watt Baseline - Tr1 | 0.045257 | 0.029183 | 0.045087 | 228.5397 | 2513.9365 | -0.37428 | -4.117 | 0.079577 | 0.67838 | 0.079577 | 0.67838 | 0.081093 | 0.6913 | 0.081093 | 0.6913 | 3.7833 | 3.9951 | 3.7833 | 3.9951
234343-Steam Trap Replacement- Commercial - Other | 0 | 0 | 0 | 0 | 0 | 272.2176 | 4083.264 | 0 | 0.20793 | 0 | 0.20793 | 0 | 0.45193 | 0 | 0.45193 | 1.282 | 1.9161 | 1.282 | 1.9161
234343-Steam Trap Replacement- Commercial - Other | 0 | 0 | 0 | 0 | 0 | 464.3712 | 6965.568 | 0 | 0.20793 | 0 | 0.20793 | 0 | 0.45193 | 0 | 0.45193 | 1.282 | 1.9161 | 1.282 | 1.9161
234343-Steam Trap Replacement- Commercial - Other | 0 | 0 | 0 | 0 | 0 | 320.256 | 4803.84 | 0 | 0.20793 | 0 | 0.20793 | 0 | 0.45193 | 0 | 0.45193 | 1.282 | 1.9161 | 1.282 | 1.9161
234343-Steam Trap Replacement- Commercial - Other | 0 | 0 | 0 | 0 | 0 | 272.2176 | 4083.264 | 0 | 0.20793 | 0 | 0.20793 | 0 | 0.45193 | 0 | 0.45193 | 1.282 | 1.9161 | 1.282 | 1.9161
234343-Steam Trap Replacement- Commercial - Other | 0 | 0 | 0 | 0 | 0 | 240.192 | 3602.88 | 0 | 0.20793 | 0 | 0.20793 | 0 | 0.45193 | 0 | 0.45193 | 1.282 | 1.9161 | 1.282 | 1.9161
234343-Steam Trap Replacement- Commercial - Other | 0 | 0 | 0 | 0 | 0 | 192.1536 | 2882.304 | 0 | 0.20793 | 0 | 0.20793 | 0 | 0.45193 | 0 | 0.45193 | 1.282 | 1.9161 | 1.282 | 1.9161
234330-Premium T8 with T12 40 Watt Baseline - Tr1 | 2.3588 | 1.3459 | 3.6275 | 11738.6591 | 129125.2499 | -15.1771 | -166.9479 | 0.042655 | 0.37618 | 0.042655 | 0.37618 | 0.045938 | 0.40513 | 0.045938 | 0.40513 | 1.6891 | 1.7836 | 1.6891 | 1.7836
234303-Lighting-Remove 4 Ft Lamp (De-Lamp) - Tr1 | 0.66828 | 0.38132 | 1.0277 | 3325.718 | 36582.8983 | -4.2999 | -47.2986 | 0.067426 | 0.59464 | 0.067426 | 0.59464 | 0.082522 | 0.72777 | 0.082522 | 0.72777 | 2.8158 | 4.7447 | 2.8158 | 4.7447
234343-Steam Trap Replacement- Commercial - Other | 0 | 0 | 0 | 0 | 0 | 256.2048 | 3843.072 | 0 | 0.20793 | 0 | 0.20793 | 0 | 0.45193 | 0 | 0.45193 | 1.282 | 1.9161 | 1.282 | 1.9161
234343-Steam Trap Replacement- Commercial - Other | 0 | 0 | 0 | 0 | 0 | 400.32 | 6004.8 | 0 | 0.20793 | 0 | 0.20793 | 0 | 0.45193 | 0 | 0.45193 | 1.282 | 1.9161 | 1.282 | 1.9161
234330-Premium T8 with T12 40 Watt Baseline - Tr1 | 0.68866 | 0.44406 | 0.69834 | 3477.5813 | 38253.3947 | -5.6952 | -62.6469 | 0.069628 | 0.59819 | 0.069628 | 0.59819 | 0.071645 | 0.61552 | 0.071645 | 0.61552 | 2.8298 | 2.9882 | 2.8298 | 2.9882
234330-Premium T8 with T12 40 Watt Baseline - Tr1 | 0.36491 | 0.2353 | 0.57106 | 1842.721 | 20269.9306 | -3.0178 | -33.1957 | 0.046254 | 0.3938 | 0.046254 | 0.3938 | 0.049544 | 0.42181 | 0.049544 | 0.42181 | 1.7454 | 1.8431 | 1.7454 | 1.8431
234330-Premium T8 with T12 40 Watt Baseline - Tr1 | 0.16682 | 0.10757 | 0.26106 | 842.3867 | 9266.254 | -1.3796 | -15.1752 | 0.046114 | 0.39312 | 0.046114 | 0.39312 | 0.049404 | 0.42117 | 0.049404 | 0.42117 | 1.7431 | 1.8407 | 1.7431 | 1.8407
234330-Premium T8 with T12 40 Watt Baseline - Tr1 | 0.37534 | 0.24203 | 0.58738 | 1895.3701 | 20849.0715 | -3.104 | -34.1441 | 0.046254 | 0.3938 | 0.046254 | 0.3938 | 0.049544 | 0.42181 | 0.049544 | 0.42181 | 1.7454 | 1.8431 | 1.7454 | 1.8431
234331-Premium T8 with T12 40 Watt Baseline - Tr2 | 0.22166 | 0.14293 | 0.25896 | 1119.3188 | 12312.5073 | -1.8331 | -20.164 | 0.0013344 | 0.011361 | 0.0013344 | 0.011361 | 0.031605 | 0.26909 | 0.031605 | 0.26909 | 1.0125 | 1.4121 | 1.0125 | 1.4121
234304-Lighting-Remove 4 Ft Lamp (De-Lamp) - Tr2 | 0.71384 | 0.4603 | 0.83397 | 3604.7355 | 39652.0905 | -5.9034 | -64.9375 | 0.041812 | 0.35599 | 0.041812 | 0.35599 | 0.078535 | 0.66865 | 0.078535 | 0.66865 | 1.6288 | 3.638 | 1.6288 | 3.638
234330-Premium T8 with T12 40 Watt Baseline - Tr1 | 0.20359 | 0.11616 | 0.30892 | 1013.1504 | 11144.6542 | -1.5361 | -16.8976 | 0.045197 | 0.39165 | 0.045197 | 0.39165 | 0.048443 | 0.41977 | 0.048443 | 0.41977 | 1.7383 | 1.8356 | 1.7383 | 1.8356
234303-Lighting-Remove 4 Ft Lamp (De-Lamp) - Tr1 | 0.33848 | 0.19314 | 0.51362 | 1684.4655 | 18529.1201 | -2.554 | -28.094 | 0.069693 | 0.60392 | 0.069693 | 0.60392 | 0.084622 | 0.73327 | 0.084622 | 0.73327 | 2.8979 | 4.8831 | 2.8979 | 4.8831
234330-Premium T8 with T12 40 Watt Baseline - Tr1 | 0.06429 | 0.036684 | 0.097555 | 319.9422 | 3519.3645 | -0.4851 | -5.3361 | 0.045197 | 0.39165 | 0.045197 | 0.39165 | 0.048443 | 0.41977 | 0.048443 | 0.41977 | 1.7383 | 1.8356 | 1.7383 | 1.8356
234331-Premium T8 with T12 40 Watt Baseline - Tr2 | 0.65738 | 0.4239 | 1.0029 | 3319.6344 | 36515.9783 | -5.4365 | -59.8015 | 0.0565 | 0.48166 | 0.0565 | 0.48166 | 0.071121 | 0.6063 | 0.071121 | 0.6063 | 2.0935 | 2.9198 | 2.0935 | 2.9198
234304-Lighting-Remove 4 Ft Lamp (De-Lamp) - Tr2 | 0.43939 | 0.28333 | 0.67032 | 2218.8434 | 24407.2777 | -3.6338 | -39.9714 | 0.076051 | 0.64833 | 0.076051 | 0.64833 | 0.093788 | 0.79953 | 0.093788 | 0.79953 | 3.368 | 7.5225 | 3.368 | 7.5225
234330-Premium T8 with T12 40 Watt Baseline - Tr1 | 0.17573 | 0.11332 | 0.24055 | 887.4109 | 9761.5201 | -1.4533 | -15.9863 | 0.041268 | 0.35499 | 0.041268 | 0.35499 | 0.044782 | 0.38522 | 0.044782 | 0.38522 | 1.6227 | 1.7135 | 1.6227 | 1.7135
234303-Lighting-Remove 4 Ft Lamp (De-Lamp) - Tr1 | 0.29217 | 0.1884 | 0.39994 | 1475.4108 | 16229.5192 | -2.4163 | -26.5788 | 0.067789 | 0.58312 | 0.067789 | 0.58312 | 0.083951 | 0.72215 | 0.083951 | 0.72215 | 2.7051 | 4.5582 | 2.7051 | 4.5582
234176-Food Service - Ice Machine Air-Cooled 301-400 | 0.18381 | 0.14225 | 0.182 | 1594.32 | 19131.84 | 0 | 0 | 0.051299 | 0 | 0.051299 | 0 | 0.048331 | 0 | 0.048331 | 0 | 2.2136 | 2.0684 | 2.2136 | 2.0684
234330-Premium T8 with T12 40 Watt Baseline - Tr1 | 1.4332 | 0.92418 | 2.3298 | 7237.5027 | 79612.53 | -11.8527 | -130.38 | 0.049936 | 0.4257 | 0.049936 | 0.4257 | 0.053024 | 0.45202 | 0.053024 | 0.45202 | 1.8576 | 1.9615 | 1.8576 | 1.9615
234303-Lighting-Remove 4 Ft Lamp (De-Lamp) - Tr1 | 1.7364 | 1.1197 | 2.8226 | 8768.2936 | 96451.2299 | -14.3597 | -157.9564 | 0.073238 | 0.62434 | 0.073238 | 0.62434 | 0.087438 | 0.7454 | 0.087438 | 0.7454 | 3.0967 | 5.218 | 3.0967 | 5.218
234176-Food Service - Ice Machine Air-Cooled 301-400 | 0.18381 | 0.14225 | 0.182 | 1594.32 | 19131.84 | 0 | 0 | 0.051299 | 0 | 0.051299 | 0 | 0.048331 | 0 | 0.048331 | 0 | 2.2136 | 2.0684 | 2.2136 | 2.0684
234331-Premium T8 with T12 40 Watt Baseline - Tr2 | 0.12918 | 0.083299 | 0.20216 | 652.3361 | 7175.6967 | -1.0683 | -11.7515 | 0.048777 | 0.41528 | 0.048777 | 0.41528 | 0.065622 | 0.55871 | 0.065622 | 0.55871 | 1.8194 | 2.5374 | 1.8194 | 2.5374
234304-Lighting-Remove 4 Ft Lamp (De-Lamp) - Tr2 | 0.41602 | 0.26826 | 0.65105 | 2100.8303 | 23109.1335 | -3.4405 | -37.8454 | 0.071302 | 0.60707 | 0.071302 | 0.60707 | 0.091739 | 0.78106 | 0.091739 | 0.78106 | 2.9269 | 6.5374 | 2.9269 | 6.5374
234361-Lighting-IntrHiByLnrFlscntFxtr244wrplc400w(TrI)Tr2 | 19.111 | 12.3233 | 18.8639 | 96506.8398 | 1061575.2375 | -158.0475 | -1738.5223 | 0.062368 | 0.53168 | 0.062368 | 0.53168 | 0.091637 | 0.7812 | 0.091637 | 0.7812 | 2.3618 | 6.5437 | 2.3618 | 6.5437
234331-Premium T8 with T12 40 Watt Baseline - Tr2 | 0.25701 | 0.16573 | 0.25604 | 1297.8453 | 14276.2981 | -2.1255 | -23.38 | 0.080712 | 0.68823 | 0.080712 | 0.68823 | 0.088474 | 0.75442 | 0.088474 | 0.75442 | 3.9427 | 5.4987 | 3.9427 | 5.4987
234304-Lighting-Remove 4 Ft Lamp (De-Lamp) - Tr2 | 0.82769 | 0.53372 | 0.82458 | 4179.675 | 45976.4245 | -6.845 | -75.2947 | 0.091091 | 0.77673 | 0.091091 | 0.77673 | 0.10051 | 0.85702 | 0.10051 | 0.85702 | 6.3428 | 14.1668 | 6.3428 | 14.1668
234330-Premium T8 with T12 40 Watt Baseline - Tr1 | 1.3802 | 0.88998 | 2.2401 | 6969.6701 | 76666.3708 | -11.4141 | -125.5551 | 0.059791 | 0.50906 | 0.059791 | 0.50906 | 0.062363 | 0.53096 | 0.062363 | 0.53096 | 2.2324 | 2.3574 | 2.2324 | 2.3574
234332-Premium T8 with T12 40 Watt Baseline - Tr3 | 0.089851 | 0.057939 | 0.13707 | 453.731 | 4991.0415 | -0.74307 | -8.1737 | 0.051564 | 0.43957 | 0.051564 | 0.43957 | 0.07862 | 0.67022 | 0.07862 | 0.67022 | 1.911 | 3.6608 | 1.911 | 3.6608
234305-Lighting-Remove 4 Ft Lamp (De-Lamp) - Tr3 | 0.31956 | 0.20606 | 0.4875 | 1613.7043 | 17750.7474 | -2.6427 | -29.0701 | 0.076217 | 0.64974 | 0.076217 | 0.64974 | 0.097942 | 0.83494 | 0.097942 | 0.83494 | 3.3855 | 10.5785 | 3.3855 | 10.5785
234330-Premium T8 with T12 40 Watt Baseline - Tr1 | 0.081228 | 0.052378 | 0.094898 | 410.1866 | 4512.0531 | -0.67176 | -7.3893 | -0.0033664 | -0.028705 | -0.0033664 | -0.028705 | 0.0025456 | 0.021706 | 0.0025456 | 0.021706 | 0.96981 | 1.0241 | 0.96981 | 1.0241
234303-Lighting-Remove 4 Ft Lamp (De-Lamp) - Tr1 | 0.2701 | 0.17417 | 0.31555 | 1363.954 | 15003.4937 | -2.2337 | -24.5709 | 0.041254 | 0.35177 | 0.041254 | 0.35177 | 0.068446 | 0.58363 | 0.068446 | 0.58363 | 1.6168 | 2.7243 | 1.6168 | 2.7243
234049-Lighting-LED Exit Sign New Sign | 0.076997 | 0.076497 | 0 | 674.5172 | 10792.2751 | 0 | 0 | 0.076914 | 0 | 0.076914 | 0 | 0.08281 | 0 | 0.08281 | 0 | 4.951 | 7.1024 | 4.951 | 7.1024
234331-Premium T8 with T12 40 Watt Baseline - Tr2 | 0.39831 | 0.25684 | 0.62333 | 2011.3695 | 22125.0648 | -3.294 | -36.2338 | 0.04861 | 0.4145 | 0.04861 | 0.4145 | 0.065456 | 0.55814 | 0.065456 | 0.55814 | 1.8166 | 2.5335 | 1.8166 | 2.5335
234304-Lighting-Remove 4 Ft Lamp (De-Lamp) - Tr2 | 1.2827 | 0.82714 | 2.0074 | 6477.5601 | 71253.1616 | -10.6082 | -116.69 | 0.071137 | 0.60658 | 0.071137 | 0.60658 | 0.091573 | 0.78084 | 0.091573 | 0.78084 | 2.9224 | 6.5273 | 2.9224 | 6.5273
234330-Premium T8 with T12 40 Watt Baseline - Tr1 | 0.9235 | 0.52694 | 0.90761 | 4595.8065 | 50553.871 | -6.5671 | -72.2382 | 0.075453 | 0.66543 | 0.075453 | 0.66543 | 0.076996 | 0.67904 | 0.076996 | 0.67904 | 3.5924 | 3.7935 | 3.5924 | 3.7935
234303-Lighting-Remove 4 Ft Lamp (De-Lamp) - Tr1 | 2.3967 | 1.3676 | 2.3555 | 11927.4073 | 131201.4801 | -17.0435 | -187.4784 | 0.0871 | 0.76814 | 0.0871 | 0.76814 | 0.094198 | 0.83074 | 0.094198 | 0.83074 | 5.9888 | 10.0914 | 5.9888 | 10.0914
234330-Premium T8 with T12 40 Watt Baseline - Tr1 | 0.87599 | 0.56486 | 1.5077 | 4423.5917 | 48659.5087 | -7.2444 | -79.6888 | 0.040933 | 0.34903 | 0.040933 | 0.34903 | 0.044496 | 0.37941 | 0.044496 | 0.37941 | 1.609 | 1.6991 | 1.609 | 1.6991
234303-Lighting-Remove 4 Ft Lamp (De-Lamp) - Tr1 | 0.92827 | 0.59858 | 1.5977 | 4687.5924 | 51563.5159 | -7.6768 | -84.4446 | 0.067826 | 0.57835 | 0.067826 | 0.57835 | 0.084216 | 0.7181 | 0.084216 | 0.7181 | 2.6824 | 4.52 | 2.6824 | 4.52
234330-Premium T8 with T12 40 Watt Baseline - Tr1 | 1.2109 | 0.78084 | 1.5611 | 6114.949 | 67264.4392 | -10.0143 | -110.1577 | 0.049932 | 0.42566 | 0.049932 | 0.42566 | 0.053019 | 0.45198 | 0.053019 | 0.45198 | 1.8574 | 1.9614 | 1.8574 | 1.9614
234303-Lighting-Remove 4 Ft Lamp (De-Lamp) - Tr1 | 3.0476 | 1.9652 | 3.9288 | 15389.9953 | 169289.9484 | -25.2039 | -277.243 | 0.073235 | 0.62432 | 0.073235 | 0.62432 | 0.087436 | 0.74538 | 0.087436 | 0.74538 | 3.0965 | 5.2176 | 3.0965 | 5.2176
234049-Lighting-LED Exit Sign New Sign | 0.57748 | 0.57373 | 0 | 5058.879 | 80942.0636 | 0 | 0 | 0.076914 | 0 | 0.076914 | 0 | 0.08281 | 0 | 0.08281 | 0 | 4.951 | 7.1024 | 4.951 | 7.1024
234331-Premium T8 with T12 40 Watt Baseline - Tr2 | 0.55815 | 0.35991 | 0.85149 | 2818.5575 | 31004.1325 | -4.6159 | -50.7749 | 0.056474 | 0.48155 | 0.056474 | 0.48155 | 0.071095 | 0.60622 | 0.071095 | 0.60622 | 2.093 | 2.9191 | 2.093 | 2.9191
234304-Lighting-Remove 4 Ft Lamp (De-Lamp) - Tr2 | 1.7975 | 1.1591 | 2.7422 | 9077.0868 | 99847.9543 | -14.8654 | -163.5192 | 0.076024 | 0.64826 | 0.076024 | 0.64826 | 0.093762 | 0.7995 | 0.093762 | 0.7995 | 3.3672 | 7.5206 | 3.3672 | 7.5206
234049-Lighting-LED Exit Sign New Sign | 3.8113 | 3.7866 | 0 | 33388.6012 | 534217.6199 | 0 | 0 | 0.076914 | 0 | 0.076914 | 0 | 0.08281 | 0 | 0.08281 | 0 | 4.951 | 7.1024 | 4.951 | 7.1024
234330-Premium T8 with T12 40 Watt Baseline - Tr1 | 0.05802 | 0.037413 | 0.067784 | 292.9905 | 3222.8951 | -0.47983 | -5.2781 | -0.0033394 | -0.028468 | -0.0033394 | -0.028468 | 0.0025726 | 0.021931 | 0.0025726 | 0.021931 | 0.97005 | 1.0244 | 0.97005 | 1.0244
234303-Lighting-Remove 4 Ft Lamp (De-Lamp) - Tr1 | 0.19293 | 0.12441 | 0.2254 | 974.2528 | 10716.7812 | -1.5955 | -17.5507 | 0.041281 | 0.35191 | 0.041281 | 0.35191 | 0.068472 | 0.58372 | 0.068472 | 0.58372 | 1.6172 | 2.725 | 1.6172 | 2.725
234331-Premium T8 with T12 40 Watt Baseline - Tr2 | 0.17224 | 0.11107 | 0.26955 | 869.7814 | 9567.5956 | -1.4244 | -15.6687 | 0.04861 | 0.4145 | 0.04861 | 0.4145 | 0.065456 | 0.55814 | 0.065456 | 0.55814 | 1.8166 | 2.5335 | 1.8166 | 2.5335
234304-Lighting-Remove 4 Ft Lamp (De-Lamp) - Tr2 | 0.5547 | 0.35768 | 0.86807 | 2801.1071 | 30812.178 | -4.5873 | -50.4605 | 0.071137 | 0.60658 | 0.071137 | 0.60658 | 0.091573 | 0.78084 | 0.091573 | 0.78084 | 2.9224 | 6.5273 | 2.9224 | 6.5273
234343-Steam Trap Replacement- Commercial - Other | 0 | 0 | 0 | 0 | 0 | 96.0768 | 1441.152 | 0 | 0.20862 | 0 | 0.20862 | 0 | 0.45261 | 0 | 0.45261 | 1.2829 | 1.9175 | 1.2829 | 1.9175
234331-Premium T8 with T12 40 Watt Baseline - Tr2 | 0.44331 | 0.28586 | 0.51792 | 2238.6377 | 24625.0146 | -3.6662 | -40.3279 | 0.001194 | 0.010179 | 0.001194 | 0.010179 | 0.031466 | 0.26824 | 0.031466 | 0.26824 | 1.0112 | 1.4102 | 1.0112 | 1.4102
234304-Lighting-Remove 4 Ft Lamp (De-Lamp) - Tr2 | 1.4277 | 0.9206 | 1.6679 | 7209.471 | 79304.181 | -11.8068 | -129.875 | 0.041673 | 0.35525 | 0.041673 | 0.35525 | 0.078396 | 0.66832 | 0.078396 | 0.66832 | 1.6267 | 3.6333 | 1.6267 | 3.6333
234330-Premium T8 with T12 40 Watt Baseline - Tr1 | 0.55119 | 0.35542 | 0.64395 | 2783.4094 | 30617.5033 | -4.5583 | -50.1417 | -0.0033394 | -0.028468 | -0.0033394 | -0.028468 | 0.0025726 | 0.021931 | 0.0025726 | 0.021931 | 0.97005 | 1.0244 | 0.97005 | 1.0244
234303-Lighting-Remove 4 Ft Lamp (De-Lamp) - Tr1 | 1.283 | 0.8273 | 1.4989 | 6478.7814 | 71266.5951 | -10.6102 | -116.712 | 0.041281 | 0.35191 | 0.041281 | 0.35191 | 0.068472 | 0.58372 | 0.068472 | 0.58372 | 1.6172 | 2.725 | 1.6172 | 2.725
234049-Lighting-LED Exit Sign New Sign | 0.34649 | 0.34424 | 0 | 3035.3274 | 48565.2382 | 0 | 0 | 0.076914 | 0 | 0.076914 | 0 | 0.08281 | 0 | 0.08281 | 0 | 4.951 | 7.1024 | 4.951 | 7.1024
234330-Premium T8 with T12 40 Watt Baseline - Tr1 | 0.44873 | 0.28935 | 0.64752 | 2266.0086 | 24926.0946 | -3.711 | -40.821 | 0.052078 | 0.44339 | 0.052078 | 0.44339 | 0.055059 | 0.46877 | 0.055059 | 0.46877 | 1.9262 | 2.034 | 1.9262 | 2.034
234208-Lighting-8 Ft T-8 with Elec Ballast-Tr2 | 0.42517 | 0.2426 | 0.65385 | 2115.8602 | 23274.4626 | -2.7356 | -30.0919 | -0.080924 | -0.71368 | -0.080924 | -0.71368 | 0.017054 | 0.1504 | 0.017054 | 0.1504 | 0.56371 | 1.1949 | 0.56371 | 1.1949
234331-Premium T8 with T12 40 Watt Baseline - Tr2 | 0.33311 | 0.19007 | 0.51228 | 1657.7234 | 18234.9577 | -2.1433 | -23.5762 | 0.045172 | 0.39838 | 0.045172 | 0.39838 | 0.061978 | 0.54658 | 0.061978 | 0.54658 | 1.7606 | 2.4555 | 1.7606 | 2.4555
234049-Lighting-LED Exit Sign New Sign | 0.076997 | 0.076497 | 0 | 674.5172 | 10792.2751 | 0 | 0 | 0.076914 | 0 | 0.076914 | 0 | 0.08281 | 0 | 0.08281 | 0 | 4.951 | 7.1024 | 4.951 | 7.1024
234330-Premium T8 with T12 40 Watt Baseline - Tr1 | 0.37338 | 0.24077 | 0.60602 | 1885.5146 | 20740.6607 | -3.0879 | -33.9666 | 0.059652 | 0.50852 | 0.059652 | 0.50852 | 0.062224 | 0.53045 | 0.062224 | 0.53045 | 2.2295 | 2.3544 | 2.2295 | 2.3544
234330-Premium T8 with T12 40 Watt Baseline - Tr1 | 0.25386 | 0.14485 | 0.39041 | 1263.3534 | 13896.8879 | -1.6334 | -17.9675 | 0.041985 | 0.37384 | 0.041985 | 0.37384 | 0.045268 | 0.40307 | 0.045268 | 0.40307 | 1.6782 | 1.7721 | 1.6782 | 1.7721
234303-Lighting-Remove 4 Ft Lamp (De-Lamp) - Tr1 | 0.070345 | 0.040139 | 0.10818 | 350.0756 | 3850.8314 | -0.45262 | -4.9788 | 0.066759 | 0.59443 | 0.066759 | 0.59443 | 0.081856 | 0.72886 | 0.081856 | 0.72886 | 2.7977 | 4.7141 | 2.7977 | 4.7141
234330-Premium T8 with T12 40 Watt Baseline - Tr1 | 0.59235 | 0.33799 | 0.91095 | 2947.8247 | 32426.0717 | -3.8113 | -41.9241 | 0.042655 | 0.37618 | 0.042655 | 0.37618 | 0.045938 | 0.40513 | 0.045938 | 0.40513 | 1.6891 | 1.7836 | 1.6891 | 1.7836
234330-Premium T8 with T12 40 Watt Baseline - Tr1 | 0.59235 | 0.33799 | 0.91095 | 2947.8247 | 32426.0717 | -3.8113 | -41.9241 | 0.042655 | 0.37618 | 0.042655 | 0.37618 | 0.045938 | 0.40513 | 0.045938 | 0.40513 | 1.6891 | 1.7836 | 1.6891 | 1.7836
234330-Premium T8 with T12 40 Watt Baseline - Tr1 | 0.28831 | 0.18591 | 0.43983 | 1455.8848 | 16014.733 | -2.3843 | -26.227 | 0.053681 | 0.46177 | 0.053681 | 0.46177 | 0.056537 | 0.48633 | 0.056537 | 0.48633 | 1.9966 | 2.1084 | 1.9966 | 2.1084
234330-Premium T8 with T12 40 Watt Baseline - Tr1 | 0.46673 | 0.30096 | 0.75752 | 2356.8933 | 25925.8259 | -3.8598 | -42.4582 | 0.059791 | 0.50906 | 0.059791 | 0.50906 | 0.062363 | 0.53096 | 0.062363 | 0.53096 | 2.2324 | 2.3574 | 2.2324 | 2.3574
234303-Lighting-Remove 4 Ft Lamp (De-Lamp) - Tr1 | 0.66513 | 0.42889 | 1.0795 | 3358.7782 | 36946.5602 | -5.5006 | -60.5067 | 0.079204 | 0.67434 | 0.079204 | 0.67434 | 0.091035 | 0.77507 | 0.091035 | 0.77507 | 3.7217 | 6.2711 | 3.7217 | 6.2711
234330-Premium T8 with T12 40 Watt Baseline - Tr1 | 1.3454 | 0.86757 | 2.0525 | 6794.1292 | 74735.4207 | -11.1266 | -122.3928 | 0.054311 | 0.46299 | 0.054311 | 0.46299 | 0.057166 | 0.48733 | 0.057166 | 0.48733 | 2.0084 | 2.1209 | 2.0084 | 2.1209
234331-Premium T8 with T12 40 Watt Baseline - Tr2 | 0.26313 | 0.15014 | 0.40304 | 1309.469 | 14404.1589 | -1.8711 | -20.5826 | 0.045328 | 0.39975 | 0.045328 | 0.39975 | 0.06209 | 0.54757 | 0.06209 | 0.54757 | 1.7653 | 2.462 | 1.7653 | 2.462
234304-Lighting-Remove 4 Ft Lamp (De-Lamp) - Tr2 | 0.8474 | 0.48352 | 1.298 | 4217.1088 | 46388.1969 | -6.026 | -66.2857 | 0.067741 | 0.59741 | 0.067741 | 0.59741 | 0.088075 | 0.77674 | 0.088075 | 0.77674 | 2.8399 | 6.343 | 2.8399 | 6.343
234331-Premium T8 with T12 40 Watt Baseline - Tr2 | 0.27409 | 0.1564 | 0.41983 | 1364.0302 | 15004.3322 | -1.9491 | -21.4402 | 0.045328 | 0.39975 | 0.045328 | 0.39975 | 0.06209 | 0.54757 | 0.06209 | 0.54757 | 1.7653 | 2.462 | 1.7653 | 2.462
234304-Lighting-Remove 4 Ft Lamp (De-Lamp) - Tr2 | 0.88271 | 0.50367 | 1.352 | 4392.8217 | 48321.0384 | -6.2771 | -69.0476 | 0.067741 | 0.59741 | 0.067741 | 0.59741 | 0.088075 | 0.77674 | 0.088075 | 0.77674 | 2.8399 | 6.343 | 2.8399 | 6.343
234330-Premium T8 with T12 40 Watt Baseline - Tr1 | 0.40675 | 0.26229 | 0.37221 | 2054.0206 | 22594.2268 | -3.3638 | -37.0022 | 0.062041 | 0.52889 | 0.062041 | 0.52889 | 0.064487 | 0.54974 | 0.064487 | 0.54974 | 2.345 | 2.4763 | 2.345 | 2.4763
234330-Premium T8 with T12 40 Watt Baseline - Tr1 | 0.26649 | 0.17184 | 0.24386 | 1345.7376 | 14803.1141 | -2.2039 | -24.2428 | 0.062041 | 0.52889 | 0.062041 | 0.52889 | 0.064487 | 0.54974 | 0.064487 | 0.54974 | 2.345 | 2.4763 | 2.345 | 2.4763
234303-Lighting-Remove 4 Ft Lamp (De-Lamp) - Tr1 | 0.88614 | 0.57141 | 0.81089 | 4474.8512 | 49223.3632 | -7.3284 | -80.6122 | 0.080499 | 0.68624 | 0.080499 | 0.68624 | 0.091747 | 0.78213 | 0.091747 | 0.78213 | 3.9094 | 6.5874 | 3.9094 | 6.5874
234049-Lighting-LED Exit Sign New Sign | 0.076997 | 0.076497 | 0 | 674.5172 | 10792.2751 | 0 | 0 | 0.076914 | 0 | 0.076914 | 0 | 0.08281 | 0 | 0.08281 | 0 | 4.951 | 7.1024 | 4.951 | 7.1024
234330-Premium T8 with T12 40 Watt Baseline - Tr1 | 0.16831 | 0.10853 | 0.15402 | 849.9396 | 9349.3352 | -1.3919 | -15.3112 | 0.062041 | 0.52889 | 0.062041 | 0.52889 | 0.064487 | 0.54974 | 0.064487 | 0.54974 | 2.345 | 2.4763 | 2.345 | 2.4763
234303-Lighting-Remove 4 Ft Lamp (De-Lamp) - Tr1 | 0.55967 | 0.36089 | 0.51214 | 2826.2218 | 31088.4399 | -4.6285 | -50.913 | 0.080499 | 0.68624 | 0.080499 | 0.68624 | 0.091747 | 0.78213 | 0.091747 | 0.78213 | 3.9094 | 6.5874 | 3.9094 | 6.5874
234330-Premium T8 with T12 40 Watt Baseline - Tr1 | 4.1287 | 2.6623 | 6.4612 | 20849.0715 | 229339.7867 | -34.1441 | -375.5856 | 0.046114 | 0.39312 | 0.046114 | 0.39312 | 0.049404 | 0.42117 | 0.049404 | 0.42117 | 1.7431 | 1.8407 | 1.7431 | 1.8407
234303-Lighting-Remove 4 Ft Lamp (De-Lamp) - Tr1 | 7.6791 | 4.9517 | 12.0173 | 38777.8262 | 426556.0887 | -63.5057 | -698.5631 | 0.070945 | 0.6048 | 0.070945 | 0.6048 | 0.086077 | 0.7338 | 0.086077 | 0.7338 | 2.906 | 4.8967 | 2.906 | 4.8967
234049-Lighting-LED Exit Sign New Sign | 0.15399 | 0.15299 | 0 | 1349.0344 | 21584.5503 | 0 | 0 | 0.076914 | 0 | 0.076914 | 0 | 0.08281 | 0 | 0.08281 | 0 | 4.951 | 7.1024 | 4.951 | 7.1024
234343-Steam Trap Replacement- Commercial - Other | 0 | 0 | 0 | 0 | 0 | 240.192 | 3602.88 | 0 | 0.20793 | 0 | 0.20793 | 0 | 0.45193 | 0 | 0.45193 | 1.282 | 1.9161 | 1.282 | 1.9161
234343-Steam Trap Replacement- Commercial - Other | 0 | 0 | 0 | 0 | 0 | 160.128 | 2401.92 | 0 | 0.20793 | 0 | 0.20793 | 0 | 0.45193 | 0 | 0.45193 | 1.282 | 1.9161 | 1.282 | 1.9161
234343-Steam Trap Replacement- Commercial - Other | 0 | 0 | 0 | 0 | 0 | 192.1536 | 2882.304 | 0 | 0.20793 | 0 | 0.20793 | 0 | 0.45193 | 0 | 0.45193 | 1.282 | 1.9161 | 1.282 | 1.9161
234343-Steam Trap Replacement- Commercial - Other | 0 | 0 | 0 | 0 | 0 | 368.2944 | 5524.416 | 0 | 0.20793 | 0 | 0.20793 | 0 | 0.45193 | 0 | 0.45193 | 1.282 | 1.9161 | 1.282 | 1.9161
234343-Steam Trap Replacement- Commercial - Other | 0 | 0 | 0 | 0 | 0 | 256.2048 | 3843.072 | 0 | 0.20793 | 0 | 0.20793 | 0 | 0.45193 | 0 | 0.45193 | 1.282 | 1.9161 | 1.282 | 1.9161
234330-Premium T8 with T12 40 Watt Baseline - Tr1 | 0.36038 | 0.23238 | 0.54978 | 1819.856 | 20018.4163 | -2.9803 | -32.7838 | 0.054311 | 0.46299 | 0.054311 | 0.46299 | 0.057166 | 0.48733 | 0.057166 | 0.48733 | 2.0084 | 2.1209 | 2.0084 | 2.1209
234343-Steam Trap Replacement- Commercial - Other | 0 | 0 | 0 | 0 | 0 | 320.256 | 4803.84 | 0 | 0.20793 | 0 | 0.20793 | 0 | 0.45193 | 0 | 0.45193 | 1.282 | 1.9161 | 1.282 | 1.9161
234330-Premium T8 with T12 40 Watt Baseline - Tr1 | 0.16831 | 0.10853 | 0.15402 | 849.9396 | 9349.3352 | -1.3919 | -15.3112 | 0.062041 | 0.52889 | 0.062041 | 0.52889 | 0.064487 | 0.54974 | 0.064487 | 0.54974 | 2.345 | 2.4763 | 2.345 | 2.4763
234330-Premium T8 with T12 40 Watt Baseline - Tr1 | 0.39642 | 0.25562 | 0.60476 | 2001.8416 | 22020.2579 | -3.2784 | -36.0622 | 0.054311 | 0.46299 | 0.054311 | 0.46299 | 0.057166 | 0.48733 | 0.057166 | 0.48733 | 2.0084 | 2.1209 | 2.0084 | 2.1209
234343-Steam Trap Replacement- Commercial - Other | 0 | 0 | 0 | 0 | 0 | 224.1792 | 3362.688 | 0 | 0.20793 | 0 | 0.20793 | 0 | 0.45193 | 0 | 0.45193 | 1.282 | 1.9161 | 1.282 | 1.9161
234330-Premium T8 with T12 40 Watt Baseline - Tr1 | 0.30671 | 0.19777 | 0.4978 | 1548.8156 | 17036.9713 | -2.5365 | -27.9011 | 0.059159 | 0.50825 | 0.059159 | 0.50825 | 0.061732 | 0.53035 | 0.061732 | 0.53035 | 2.2192 | 2.3435 | 2.2192 | 2.3435
234330-Premium T8 with T12 40 Watt Baseline - Tr1 | 0.20003 | 0.12898 | 0.32465 | 1010.0971 | 11111.0682 | -1.6542 | -18.1964 | 0.059159 | 0.50825 | 0.059159 | 0.50825 | 0.061732 | 0.53035 | 0.061732 | 0.53035 | 2.2192 | 2.3435 | 2.2192 | 2.3435
234343-Steam Trap Replacement- Commercial - Other | 0 | 0 | 0 | 0 | 0 | 480.384 | 7205.76 | 0 | 0.20862 | 0 | 0.20862 | 0 | 0.45261 | 0 | 0.45261 | 1.2829 | 1.9175 | 1.2829 | 1.9175
234343-Steam Trap Replacement- Commercial - Other | 0 | 0 | 0 | 0 | 0 | 640.512 | 9607.68 | 0 | 0.20862 | 0 | 0.20862 | 0 | 0.45261 | 0 | 0.45261 | 1.2829 | 1.9175 | 1.2829 | 1.9175
234343-Steam Trap Replacement- Commercial - Other | 0 | 0 | 0 | 0 | 0 | 320.256 | 4803.84 | 0 | 0.20862 | 0 | 0.20862 | 0 | 0.45261 | 0 | 0.45261 | 1.2829 | 1.9175 | 1.2829 | 1.9175
234343-Steam Trap Replacement- Commercial - Other | 0 | 0 | 0 | 0 | 0 | 160.128 | 2401.92 | 0 | 0.20862 | 0 | 0.20862 | 0 | 0.45261 | 0 | 0.45261 | 1.2829 | 1.9175 | 1.2829 | 1.9175
234343-Steam Trap Replacement- Commercial - Other | 0 | 0 | 0 | 0 | 0 | 400.32 | 6004.8 | 0 | 0.20862 | 0 | 0.20862 | 0 | 0.45261 | 0 | 0.45261 | 1.2829 | 1.9175 | 1.2829 | 1.9175
234343-Steam Trap Replacement- Commercial - Other | 0 | 0 | 0 | 0 | 0 | 288.2304 | 4323.456 | 0 | 0.20862 | 0 | 0.20862 | 0 | 0.45261 | 0 | 0.45261 | 1.2829 | 1.9175 | 1.2829 | 1.9175
234343-Steam Trap Replacement- Commercial - Other | 0 | 0 | 0 | 0 | 0 | 176.1408 | 2642.112 | 0 | 0.20862 | 0 | 0.20862 | 0 | 0.45261 | 0 | 0.45261 | 1.2829 | 1.9175 | 1.2829 | 1.9175
234331-Premium T8 with T12 40 Watt Baseline - Tr2 | 0.36279 | 0.23393 | 0.62439 | 1831.9985 | 20151.9836 | -3.0002 | -33.0025 | 0.043665 | 0.37233 | 0.043665 | 0.37233 | 0.06191 | 0.52791 | 0.06191 | 0.52791 | 1.6772 | 2.3392 | 1.6772 | 2.3392
234304-Lighting-Remove 4 Ft Lamp (De-Lamp) - Tr2 | 1.1683 | 0.75338 | 2.0108 | 5899.9007 | 64898.9079 | -9.6622 | -106.2837 | 0.068063 | 0.58037 | 0.068063 | 0.58037 | 0.090197 | 0.76911 | 0.090197 | 0.76911 | 2.6982 | 6.0266 | 2.6982 | 6.0266
234295-Lighting-Occupancy Sensor-Wallbox Lghtng Snsr-Tr2 | 0.081274 | 0.052408 | 0.33826 | 410.4173 | 3283.3382 | 0 | 0 | 0.076238 | 0 | 0.076238 | 0 | 0.085361 | 0 | 0.085361 | 0 | 3.3578 | 4.6776 | 3.3578 | 4.6776
234331-Premium T8 with T12 40 Watt Baseline - Tr2 | 0.13995 | 0.090241 | 0.21901 | 706.6974 | 7773.6714 | -1.1573 | -12.7308 | 0.04861 | 0.4145 | 0.04861 | 0.4145 | 0.065456 | 0.55814 | 0.065456 | 0.55814 | 1.8166 | 2.5335 | 1.8166 | 2.5335
234304-Lighting-Remove 4 Ft Lamp (De-Lamp) - Tr2 | 0.45069 | 0.29062 | 0.70531 | 2275.8995 | 25034.8946 | -3.7272 | -40.9992 | 0.071137 | 0.60658 | 0.071137 | 0.60658 | 0.091573 | 0.78084 | 0.091573 | 0.78084 | 2.9224 | 6.5273 | 2.9224 | 6.5273
234295-Lighting-Occupancy Sensor-Wallbox Lghtng Snsr-Tr2 | 0.040637 | 0.026204 | 0.16913 | 205.2086 | 1641.6691 | 0 | 0 | 0.076238 | 0 | 0.076238 | 0 | 0.085361 | 0 | 0.085361 | 0 | 3.3578 | 4.6776 | 3.3578 | 4.6776
234330-Premium T8 with T12 40 Watt Baseline - Tr1 | 0.42355 | 0.27311 | 0.49482 | 2138.8304 | 23527.1341 | -3.5027 | -38.53 | -0.0033664 | -0.028705 | -0.0033664 | -0.028705 | 0.0025456 | 0.021706 | 0.0025456 | 0.021706 | 0.96981 | 1.0241 | 0.96981 | 1.0241
234303-Lighting-Remove 4 Ft Lamp (De-Lamp) - Tr1 | 1.4084 | 0.90816 | 1.6454 | 7112.0457 | 78232.5029 | -11.6473 | -128.1199 | 0.041254 | 0.35177 | 0.041254 | 0.35177 | 0.068446 | 0.58363 | 0.068446 | 0.58363 | 1.6168 | 2.7243 | 1.6168 | 2.7243
234294-Lighting-Occupancy Sensor-Wallbox Lghtng Snsr-Tr1 | 0.12191 | 0.078611 | 0.50738 | 615.6259 | 4925.0074 | 0 | 0 | 0.075936 | 0 | 0.075936 | 0 | 0.077624 | 0 | 0.077624 | 0 | 3.3268 | 3.5082 | 3.3268 | 3.5082
234331-Premium T8 with T12 40 Watt Baseline - Tr2 | 0.48993 | 0.31592 | 0.74742 | 2474.0671 | 27214.7385 | -4.0517 | -44.5691 | 0.056474 | 0.48155 | 0.056474 | 0.48155 | 0.071095 | 0.60622 | 0.071095 | 0.60622 | 2.093 | 2.9191 | 2.093 | 2.9191
234232-Lighting-Hardwired 14-26 watt CF Fixture - Tier 2 | 0.032251 | 0.020796 | 0.045345 | 162.8605 | 1954.3265 | 0 | 0 | 0.092979 | 0 | 0.092979 | 0 | 0.098886 | 0 | 0.098886 | 0 | 6.9975 | 11.3058 | 6.9975 | 11.3058
234295-Lighting-Occupancy Sensor-Wallbox Lghtng Snsr-Tr2 | 0.040637 | 0.026204 | 0.16913 | 205.2086 | 1641.6691 | 0 | 0 | 0.076238 | 0 | 0.076238 | 0 | 0.085361 | 0 | 0.085361 | 0 | 3.3578 | 4.6776 | 3.3578 | 4.6776
234304-Lighting-Remove 4 Ft Lamp (De-Lamp) - Tr2 | 0.07989 | 0.051515 | 0.12188 | 403.4261 | 4437.6869 | -0.66068 | -7.2675 | 0.076024 | 0.64826 | 0.076024 | 0.64826 | 0.093762 | 0.7995 | 0.093762 | 0.7995 | 3.3672 | 7.5206 | 3.3672 | 7.5206
234330-Premium T8 with T12 40 Watt Baseline - Tr1 | 0.15617 | 0.1007 | 0.23824 | 788.6043 | 8674.647 | -1.2915 | -14.2063 | 0.054311 | 0.46299 | 0.054311 | 0.46299 | 0.057166 | 0.48733 | 0.057166 | 0.48733 | 2.0084 | 2.1209 | 2.0084 | 2.1209
234330-Premium T8 with T12 40 Watt Baseline - Tr1 | 0.42078 | 0.27133 | 0.38505 | 2124.8489 | 23373.3381 | -3.4798 | -38.2781 | 0.062041 | 0.52889 | 0.062041 | 0.52889 | 0.064487 | 0.54974 | 0.064487 | 0.54974 | 2.345 | 2.4763 | 2.345 | 2.4763
234330-Premium T8 with T12 40 Watt Baseline - Tr1 | 0.25386 | 0.14485 | 0.39041 | 1263.3534 | 13896.8879 | -1.6334 | -17.9675 | 0.042655 | 0.37618 | 0.042655 | 0.37618 | 0.045938 | 0.40513 | 0.045938 | 0.40513 | 1.6891 | 1.7836 | 1.6891 | 1.7836
234330-Premium T8 with T12 40 Watt Baseline - Tr1 | 0.38441 | 0.24788 | 0.58643 | 1941.1798 | 21352.9773 | -3.179 | -34.9694 | 0.054311 | 0.46299 | 0.054311 | 0.46299 | 0.057166 | 0.48733 | 0.057166 | 0.48733 | 2.0084 | 2.1209 | 2.0084 | 2.1209
234330-Premium T8 with T12 40 Watt Baseline - Tr1 | 0.14596 | 0.094121 | 0.22843 | 737.0884 | 8107.9723 | -1.2071 | -13.2783 | 0.046114 | 0.39312 | 0.046114 | 0.39312 | 0.049404 | 0.42117 | 0.049404 | 0.42117 | 1.7431 | 1.8407 | 1.7431 | 1.8407
234330-Premium T8 with T12 40 Watt Baseline - Tr1 | 0.2398 | 0.15463 | 0.37527 | 1210.9309 | 13320.2401 | -1.9831 | -21.8143 | 0.046114 | 0.39312 | 0.046114 | 0.39312 | 0.049404 | 0.42117 | 0.049404 | 0.42117 | 1.7431 | 1.8407 | 1.7431 | 1.8407
234303-Lighting-Remove 4 Ft Lamp (De-Lamp) - Tr1 | 0.79738 | 0.51417 | 1.2479 | 4026.5914 | 44292.5058 | -6.5943 | -72.537 | 0.070945 | 0.6048 | 0.070945 | 0.6048 | 0.086077 | 0.7338 | 0.086077 | 0.7338 | 2.906 | 4.8967 | 2.906 | 4.8967
234330-Premium T8 with T12 40 Watt Baseline - Tr1 | 0.28831 | 0.18591 | 0.43983 | 1455.8848 | 16014.733 | -2.3843 | -26.227 | 0.054311 | 0.46299 | 0.054311 | 0.46299 | 0.057166 | 0.48733 | 0.057166 | 0.48733 | 2.0084 | 2.1209 | 2.0084 | 2.1209
234330-Premium T8 with T12 40 Watt Baseline - Tr1 | 0.84438 | 0.54448 | 1.3726 | 4263.9551 | 46903.5061 | -6.983 | -76.813 | 0.049936 | 0.4257 | 0.049936 | 0.4257 | 0.053024 | 0.45202 | 0.053024 | 0.45202 | 1.8576 | 1.9615 | 1.8576 | 1.9615
234330-Premium T8 with T12 40 Watt Baseline - Tr1 | 0.26428 | 0.17041 | 0.40317 | 1334.5611 | 14680.1719 | -2.1856 | -24.0414 | 0.054311 | 0.46299 | 0.054311 | 0.46299 | 0.057166 | 0.48733 | 0.057166 | 0.48733 | 2.0084 | 2.1209 | 2.0084 | 2.1209
234343-Steam Trap Replacement- Commercial - Other | 0 | 0 | 0 | 0 | 0 | 368.2944 | 5524.416 | 0 | 0.20793 | 0 | 0.20793 | 0 | 0.45193 | 0 | 0.45193 | 1.282 | 1.9161 | 1.282 | 1.9161
234343-Steam Trap Replacement- Commercial - Other | 0 | 0 | 0 | 0 | 0 | 352.2816 | 5284.224 | 0 | 0.20793 | 0 | 0.20793 | 0 | 0.45193 | 0 | 0.45193 | 1.282 | 1.9161 | 1.282 | 1.9161
234343-Steam Trap Replacement- Commercial - Other | 0 | 0 | 0 | 0 | 0 | 208.1664 | 3122.496 | 0 | 0.20793 | 0 | 0.20793 | 0 | 0.45193 | 0 | 0.45193 | 1.282 | 1.9161 | 1.282 | 1.9161
234343-Steam Trap Replacement- Commercial - Other | 0 | 0 | 0 | 0 | 0 | 224.1792 | 3362.688 | 0 | 0.20793 | 0 | 0.20793 | 0 | 0.45193 | 0 | 0.45193 | 1.282 | 1.9161 | 1.282 | 1.9161
234347-Steam Trap Replacement-Industrial >15 PSIG | 0 | 0 | 0 | 0 | 0 | 67674.432 | 1015116.48 | 0 | 0.93932 | 0 | 0.93932 | 0 | 0.94253 | 0 | 0.94253 | 159.1956 | 347.0514 | 159.1956 | 347.0514
234343-Steam Trap Replacement- Commercial - Other | 0 | 0 | 0 | 0 | 0 | 240.192 | 3602.88 | 0 | 0.20793 | 0 | 0.20793 | 0 | 0.45193 | 0 | 0.45193 | 1.282 | 1.9161 | 1.282 | 1.9161
234343-Steam Trap Replacement- Commercial - Other | 0 | 0 | 0 | 0 | 0 | 352.2816 | 5284.224 | 0 | 0.20793 | 0 | 0.20793 | 0 | 0.45193 | 0 | 0.45193 | 1.282 | 1.9161 | 1.282 | 1.9161
234343-Steam Trap Replacement- Commercial - Other | 0 | 0 | 0 | 0 | 0 | 256.2048 | 3843.072 | 0 | 0.20793 | 0 | 0.20793 | 0 | 0.45193 | 0 | 0.45193 | 1.282 | 1.9161 | 1.282 | 1.9161
234343-Steam Trap Replacement- Commercial - Other | 0 | 0 | 0 | 0 | 0 | 256.2048 | 3843.072 | 0 | 0.20793 | 0 | 0.20793 | 0 | 0.45193 | 0 | 0.45193 | 1.282 | 1.9161 | 1.282 | 1.9161
234343-Steam Trap Replacement- Commercial - Other | 0 | 0 | 0 | 0 | 0 | 240.192 | 3602.88 | 0 | 0.20793 | 0 | 0.20793 | 0 | 0.45193 | 0 | 0.45193 | 1.282 | 1.9161 | 1.282 | 1.9161
234330-Premium T8 with T12 40 Watt Baseline - Tr1 | 0.18234 | 0.11758 | 0.16685 | 920.7679 | 10128.4465 | -1.5079 | -16.5872 | 0.06218 | 0.5294 | 0.06218 | 0.5294 | 0.064626 | 0.55022 | 0.064626 | 0.55022 | 2.3481 | 2.4795 | 2.3481 | 2.4795
234303-Lighting-Remove 4 Ft Lamp (De-Lamp) - Tr1 | 0.60631 | 0.39096 | 0.55482 | 3061.7403 | 33679.1432 | -5.0142 | -55.1557 | 0.080638 | 0.68655 | 0.080638 | 0.68655 | 0.091886 | 0.78231 | 0.091886 | 0.78231 | 3.9145 | 6.596 | 3.9145 | 6.596
234207-Lighting-8 Ft T-8 with Elec Ballast-Tr1 | 0.046525 | 0.030001 | 0.042574 | 234.9426 | 2584.3691 | -0.38476 | -4.2324 | -0.032133 | -0.27358 | -0.032133 | -0.27358 | 0.020518 | 0.17469 | 0.020518 | 0.17469 | 0.7712 | 1.2337 | 0.7712 | 1.2337
234084-Refrigeration -Cooler/Freezer Door Gaskets - Solid Doors: Cooler | 3.4831 | 2.6955 | 3.4531 | 30210.768 | 120843.072 | 0 | 0 | 0.084369 | 0 | 0.084369 | 0 | 0.084369 | 0 | 0.084369 | 0 | 8.6232 | 8.6232 | 8.6232 | 8.6232
234343-Steam Trap Replacement- Commercial - Other | 0 | 0 | 0 | 0 | 0 | 336.2688 | 5044.032 | 0 | 0.20793 | 0 | 0.20793 | 0 | 0.45193 | 0 | 0.45193 | 1.282 | 1.9161 | 1.282 | 1.9161
234343-Steam Trap Replacement- Commercial - Other | 0 | 0 | 0 | 0 | 0 | 320.256 | 4803.84 | 0 | 0.20793 | 0 | 0.20793 | 0 | 0.45193 | 0 | 0.45193 | 1.282 | 1.9161 | 1.282 | 1.9161
234343-Steam Trap Replacement- Commercial - Other | 0 | 0 | 0 | 0 | 0 | 160.128 | 2401.92 | 0 | 0.20793 | 0 | 0.20793 | 0 | 0.45193 | 0 | 0.45193 | 1.282 | 1.9161 | 1.282 | 1.9161
234330-Premium T8 with T12 40 Watt Baseline - Tr1 | 0.21155 | 0.12071 | 0.32534 | 1052.7945 | 11580.7399 | -1.3612 | -14.9729 | 0.042655 | 0.37618 | 0.042655 | 0.37618 | 0.045938 | 0.40513 | 0.045938 | 0.40513 | 1.6891 | 1.7836 | 1.6891 | 1.7836
234303-Lighting-Remove 4 Ft Lamp (De-Lamp) - Tr1 | 0.66828 | 0.38132 | 1.0277 | 3325.718 | 36582.8983 | -4.2999 | -47.2986 | 0.067426 | 0.59464 | 0.067426 | 0.59464 | 0.082522 | 0.72777 | 0.082522 | 0.72777 | 2.8158 | 4.7447 | 2.8158 | 4.7447
234330-Premium T8 with T12 40 Watt Baseline - Tr1 | 0.44441 | 0.28657 | 0.72243 | 2244.1869 | 24686.0558 | -3.6753 | -40.4279 | 0.049936 | 0.4257 | 0.049936 | 0.4257 | 0.053024 | 0.45202 | 0.053024 | 0.45202 | 1.8576 | 1.9615 | 1.8576 | 1.9615
234330-Premium T8 with T12 40 Watt Baseline - Tr1 | 0.53329 | 0.34388 | 0.86691 | 2693.0243 | 29623.267 | -4.4103 | -48.5135 | 0.050076 | 0.42634 | 0.050076 | 0.42634 | 0.053163 | 0.45263 | 0.053163 | 0.45263 | 1.86 | 1.9641 | 1.86 | 1.9641
234343-Steam Trap Replacement- Commercial - Other | 0 | 0 | 0 | 0 | 0 | 368.2944 | 5524.416 | 0 | 0.20862 | 0 | 0.20862 | 0 | 0.45261 | 0 | 0.45261 | 1.2829 | 1.9175 | 1.2829 | 1.9175
234330-Premium T8 with T12 40 Watt Baseline - Tr1 | 0.42219 | 0.27224 | 0.68631 | 2131.9775 | 23451.753 | -3.4915 | -38.4065 | 0.050076 | 0.42634 | 0.050076 | 0.42634 | 0.053163 | 0.45263 | 0.053163 | 0.45263 | 1.86 | 1.9641 | 1.86 | 1.9641
234330-Premium T8 with T12 40 Watt Baseline - Tr1 | 0.22442 | 0.14471 | 0.20536 | 1133.2528 | 12465.7803 | -1.8559 | -20.415 | 0.062014 | 0.52879 | 0.062014 | 0.52879 | 0.06446 | 0.54965 | 0.06446 | 0.54965 | 2.3444 | 2.4757 | 2.3444 | 2.4757
234303-Lighting-Remove 4 Ft Lamp (De-Lamp) - Tr1 | 0.27984 | 0.18045 | 0.25607 | 1413.1109 | 15544.22 | -2.3142 | -25.4565 | 0.080472 | 0.68618 | 0.080472 | 0.68618 | 0.09172 | 0.7821 | 0.09172 | 0.7821 | 3.9084 | 6.5858 | 3.9084 | 6.5858
234294-Lighting-Occupancy Sensor-Wallbox Lghtng Snsr-Tr1 | 0.081274 | 0.052408 | 0.33826 | 410.4173 | 3283.3382 | 0 | 0 | 0.075936 | 0 | 0.075936 | 0 | 0.077624 | 0 | 0.077624 | 0 | 3.3268 | 3.5082 | 3.3268 | 3.5082
234330-Premium T8 with T12 40 Watt Baseline - Tr1 | 0.3226 | 0.20802 | 0.2952 | 1629.0508 | 17919.5592 | -2.6679 | -29.3465 | 0.062014 | 0.52879 | 0.062014 | 0.52879 | 0.06446 | 0.54965 | 0.06446 | 0.54965 | 2.3444 | 2.4757 | 2.3444 | 2.4757
234303-Lighting-Remove 4 Ft Lamp (De-Lamp) - Tr1 | 1.0727 | 0.69171 | 0.98161 | 5416.9251 | 59586.1765 | -8.8712 | -97.5832 | 0.080472 | 0.68618 | 0.080472 | 0.68618 | 0.09172 | 0.7821 | 0.09172 | 0.7821 | 3.9084 | 6.5858 | 3.9084 | 6.5858
234294-Lighting-Occupancy Sensor-Wallbox Lghtng Snsr-Tr1 | 0.040637 | 0.026204 | 0.16913 | 205.2086 | 1641.6691 | 0 | 0 | 0.075936 | 0 | 0.075936 | 0 | 0.077624 | 0 | 0.077624 | 0 | 3.3268 | 3.5082 | 3.3268 | 3.5082
234330-Premium T8 with T12 40 Watt Baseline - Tr1 | 0.36038 | 0.23238 | 0.54978 | 1819.856 | 20018.4163 | -2.9803 | -32.7838 | 0.05445 | 0.46359 | 0.05445 | 0.46359 | 0.057306 | 0.4879 | 0.057306 | 0.4879 | 2.011 | 2.1236 | 2.011 | 2.1236
234330-Premium T8 with T12 40 Watt Baseline - Tr1 | 0.31109 | 0.2006 | 0.5057 | 1570.9308 | 17280.2391 | -2.5727 | -28.2995 | 0.049936 | 0.4257 | 0.049936 | 0.4257 | 0.053024 | 0.45202 | 0.053024 | 0.45202 | 1.8576 | 1.9615 | 1.8576 | 1.9615
234330-Premium T8 with T12 40 Watt Baseline - Tr1 | 0.27502 | 0.15692 | 0.42294 | 1368.6329 | 15054.9619 | -1.7695 | -19.4648 | 0.042655 | 0.37618 | 0.042655 | 0.37618 | 0.045938 | 0.40513 | 0.045938 | 0.40513 | 1.6891 | 1.7836 | 1.6891 | 1.7836
234330-Premium T8 with T12 40 Watt Baseline - Tr1 | 0.23271 | 0.13278 | 0.35787 | 1158.074 | 12738.8139 | -1.4973 | -16.4702 | 0.042655 | 0.37618 | 0.042655 | 0.37618 | 0.045938 | 0.40513 | 0.045938 | 0.40513 | 1.6891 | 1.7836 | 1.6891 | 1.7836
234343-Steam Trap Replacement- Commercial - Other | 0 | 0 | 0 | 0 | 0 | 288.2304 | 4323.456 | 0 | 0.20793 | 0 | 0.20793 | 0 | 0.45193 | 0 | 0.45193 | 1.282 | 1.9161 | 1.282 | 1.9161
234126-Refrigeration - Efficient Evap Fan Motor Electronically Commutated Motor (ECM) | 0.1288 | 0.099675 | 0.15211 | 1117.1424 | 16757.136 | -1.1067 | -16.6007 | 0.083077 | 0.82664 | 0.083077 | 0.82664 | -0.047835 | -0.47597 | -0.047835 | -0.47597 | 7.9692 | 0.6651 | 7.9692 | 0.6651
234330-Premium T8 with T12 40 Watt Baseline - Tr1 | 0.25247 | 0.1628 | 0.23103 | 1274.9093 | 14024.0028 | -2.0879 | -22.9669 | 0.062041 | 0.52889 | 0.062041 | 0.52889 | 0.064487 | 0.54974 | 0.064487 | 0.54974 | 2.345 | 2.4763 | 2.345 | 2.4763
234330-Premium T8 with T12 40 Watt Baseline - Tr1 | 0.4796 | 0.30926 | 0.75054 | 2421.8618 | 26640.4803 | -3.9662 | -43.6286 | 0.046114 | 0.39312 | 0.046114 | 0.39312 | 0.049404 | 0.42117 | 0.049404 | 0.42117 | 1.7431 | 1.8407 | 1.7431 | 1.8407
234331-Premium T8 with T12 40 Watt Baseline - Tr2 | 0.28528 | 0.18395 | 0.43521 | 1440.5961 | 15846.5566 | -2.3592 | -25.9516 | 0.0565 | 0.48166 | 0.0565 | 0.48166 | 0.071121 | 0.6063 | 0.071121 | 0.6063 | 2.0935 | 2.9198 | 2.0935 | 2.9198
234330-Premium T8 with T12 40 Watt Baseline - Tr1 | 0.24538 | 0.15343 | 0.37107 | 1268.9896 | 13958.8853 | -0.36904 | -4.0595 | 0.056427 | 0.48481 | 0.056427 | 0.48481 | 0.059126 | 0.50799 | 0.059126 | 0.50799 | 2.1086 | 2.2267 | 2.1086 | 2.2267
234330-Premium T8 with T12 40 Watt Baseline - Tr1 | 0.43789 | 0.28236 | 0.68528 | 2211.2652 | 24323.9168 | -3.6213 | -39.8348 | 0.046114 | 0.39312 | 0.046114 | 0.39312 | 0.049404 | 0.42117 | 0.049404 | 0.42117 | 1.7431 | 1.8407 | 1.7431 | 1.8407
234330-Premium T8 with T12 40 Watt Baseline - Tr1 | 0.48885 | 0.31522 | 0.79467 | 2468.6056 | 27154.6614 | -4.0428 | -44.4707 | 0.050076 | 0.42634 | 0.050076 | 0.42634 | 0.053163 | 0.45263 | 0.053163 | 0.45263 | 1.86 | 1.9641 | 1.86 | 1.9641
234330-Premium T8 with T12 40 Watt Baseline - Tr1 | 0.11144 | 0.071862 | 0.14507 | 562.7691 | 6190.4601 | -0.92164 | -10.138 | 0.044282 | 0.37759 | 0.044282 | 0.37759 | 0.047668 | 0.40646 | 0.047668 | 0.40646 | 1.6934 | 1.7883 | 1.6934 | 1.7883
234303-Lighting-Remove 4 Ft Lamp (De-Lamp) - Tr1 | 0.23582 | 0.15206 | 0.30697 | 1190.841 | 13099.2514 | -1.9502 | -21.4524 | 0.069836 | 0.59549 | 0.069836 | 0.59549 | 0.085408 | 0.72827 | 0.085408 | 0.72827 | 2.8231 | 4.757 | 2.8231 | 4.757
234294-Lighting-Occupancy Sensor-Wallbox Lghtng Snsr-Tr1 | 0.040637 | 0.026204 | 0.16913 | 205.2086 | 1641.6691 | 0 | 0 | 0.075936 | 0 | 0.075936 | 0 | 0.077624 | 0 | 0.077624 | 0 | 3.3268 | 3.5082 | 3.3268 | 3.5082
234331-Premium T8 with T12 40 Watt Baseline - Tr2 | 0.13068 | 0.084267 | 0.18857 | 659.9154 | 7259.069 | -1.0807 | -11.888 | 0.054198 | 0.46214 | 0.054198 | 0.46214 | 0.069463 | 0.59231 | 0.069463 | 0.59231 | 2.0047 | 2.7959 | 2.0047 | 2.7959
234304-Lighting-Remove 4 Ft Lamp (De-Lamp) - Tr2 | 0.15304 | 0.098683 | 0.22083 | 772.8143 | 8500.957 | -1.2656 | -13.9219 | 0.07461 | 0.6362 | 0.07461 | 0.6362 | 0.093128 | 0.7941 | 0.093128 | 0.7941 | 3.2251 | 7.2034 | 3.2251 | 7.2034
234295-Lighting-Occupancy Sensor-Wallbox Lghtng Snsr-Tr2 | 0.16255 | 0.10482 | 0.67651 | 820.8346 | 6566.6765 | 0 | 0 | 0.076238 | 0 | 0.076238 | 0 | 0.085361 | 0 | 0.085361 | 0 | 3.3578 | 4.6776 | 3.3578 | 4.6776
234330-Premium T8 with T12 40 Watt Baseline - Tr1 | 0.14415 | 0.092954 | 0.21991 | 727.9424 | 8007.3665 | -1.1921 | -13.1135 | 0.054311 | 0.46299 | 0.054311 | 0.46299 | 0.057166 | 0.48733 | 0.057166 | 0.48733 | 2.0084 | 2.1209 | 2.0084 | 2.1209
234330-Premium T8 with T12 40 Watt Baseline - Tr1 | 0.33636 | 0.21689 | 0.51313 | 1698.5323 | 18683.8552 | -2.7817 | -30.5982 | 0.05445 | 0.46359 | 0.05445 | 0.46359 | 0.057306 | 0.4879 | 0.057306 | 0.4879 | 2.011 | 2.1236 | 2.011 | 2.1236
234330-Premium T8 with T12 40 Watt Baseline - Tr1 | 0.12269 | 0.076716 | 0.18554 | 634.4948 | 6979.4427 | -0.18452 | -2.0297 | 0.056427 | 0.48481 | 0.056427 | 0.48481 | 0.059126 | 0.50799 | 0.059126 | 0.50799 | 2.1086 | 2.2267 | 2.1086 | 2.2267
234330-Premium T8 with T12 40 Watt Baseline - Tr1 | 1.4896 | 0.96052 | 2.2724 | 7522.0716 | 82742.7872 | -12.3188 | -135.5063 | 0.054311 | 0.46299 | 0.054311 | 0.46299 | 0.057166 | 0.48733 | 0.057166 | 0.48733 | 2.0084 | 2.1209 | 2.0084 | 2.1209
234330-Premium T8 with T12 40 Watt Baseline - Tr1 | 0.26788 | 0.15285 | 0.40648 | 1333.0926 | 14664.0186 | -2.0212 | -22.2337 | 0.044492 | 0.38934 | 0.044492 | 0.38934 | 0.047738 | 0.41774 | 0.047738 | 0.41774 | 1.7267 | 1.8234 | 1.7267 | 1.8234
234303-Lighting-Remove 4 Ft Lamp (De-Lamp) - Tr1 | 0.57008 | 0.32528 | 0.86504 | 2836.9945 | 31206.9392 | -4.3015 | -47.3163 | 0.068991 | 0.60373 | 0.068991 | 0.60373 | 0.083921 | 0.73438 | 0.083921 | 0.73438 | 2.8786 | 4.8504 | 2.8786 | 4.8504
234330-Premium T8 with T12 40 Watt Baseline - Tr1 | 0.1036 | 0.064252 | 0.1668 | 559.5764 | 6155.3408 | -0.90533 | -9.9587 | 0.053548 | 0.46539 | 0.053548 | 0.46539 | 0.056334 | 0.4896 | 0.056334 | 0.4896 | 2.019 | 2.132 | 2.019 | 2.132
234303-Lighting-Remove 4 Ft Lamp (De-Lamp) - Tr1 | 0.34448 | 0.21365 | 0.55466 | 1860.7054 | 20467.7591 | -3.0104 | -33.1146 | 0.074576 | 0.64815 | 0.074576 | 0.64815 | 0.087391 | 0.75952 | 0.087391 | 0.75952 | 3.3658 | 5.6715 | 3.3658 | 5.6715
234294-Lighting-Occupancy Sensor-Wallbox Lghtng Snsr-Tr1 | 0.037991 | 0.023563 | 0.16913 | 205.2086 | 1641.6691 | 0 | 0 | 0.073888 | 0 | 0.073888 | 0 | 0.075576 | 0 | 0.075576 | 0 | 3.264 | 3.442 | 3.264 | 3.442
234331-Premium T8 with T12 40 Watt Baseline - Tr2 | 0.13205 | 0.082569 | 0.20545 | 682.901 | 7511.9114 | -0.23687 | -2.6056 | 0.051086 | 0.43892 | 0.051086 | 0.43892 | 0.067001 | 0.57565 | 0.067001 | 0.57565 | 1.9084 | 2.6615 | 1.9084 | 2.6615
234304-Lighting-Remove 4 Ft Lamp (De-Lamp) - Tr2 | 0.35439 | 0.22159 | 0.55136 | 1832.72 | 20159.9198 | -0.63569 | -6.9926 | 0.072367 | 0.62176 | 0.072367 | 0.62176 | 0.091674 | 0.78764 | 0.091674 | 0.78764 | 3.0701 | 6.8571 | 3.0701 | 6.8571
234295-Lighting-Occupancy Sensor-Wallbox Lghtng Snsr-Tr2 | 0.039681 | 0.024812 | 0.16913 | 205.2086 | 1641.6691 | 0 | 0 | 0.07542 | 0 | 0.07542 | 0 | 0.084543 | 0 | 0.084543 | 0 | 3.3325 | 4.6424 | 3.3325 | 4.6424
234330-Premium T8 with T12 40 Watt Baseline - Tr1 | 0.10589 | 0.06828 | 0.18225 | 534.7199 | 5881.9186 | -0.8757 | -9.6327 | 0.040933 | 0.34903 | 0.040933 | 0.34903 | 0.044496 | 0.37941 | 0.044496 | 0.37941 | 1.609 | 1.6991 | 1.609 | 1.6991
234303-Lighting-Remove 4 Ft Lamp (De-Lamp) - Tr1 | 0.3521 | 0.22705 | 0.60601 | 1778.0523 | 19558.575 | -2.9119 | -32.0307 | 0.067826 | 0.57835 | 0.067826 | 0.57835 | 0.084216 | 0.7181 | 0.084216 | 0.7181 | 2.6824 | 4.52 | 2.6824 | 4.52
234294-Lighting-Occupancy Sensor-Wallbox Lghtng Snsr-Tr1 | 0.12191 | 0.078611 | 0.50738 | 615.6259 | 4925.0074 | 0 | 0 | 0.075936 | 0 | 0.075936 | 0 | 0.077624 | 0 | 0.077624 | 0 | 3.3268 | 3.5082 | 3.3268 | 3.5082
234330-Premium T8 with T12 40 Watt Baseline - Tr1 | 0.15429 | 0.099487 | 0.14118 | 779.1113 | 8570.224 | -1.2759 | -14.0353 | 0.062041 | 0.52889 | 0.062041 | 0.52889 | 0.064487 | 0.54974 | 0.064487 | 0.54974 | 2.345 | 2.4763 | 2.345 | 2.4763
234303-Lighting-Remove 4 Ft Lamp (De-Lamp) - Tr1 | 0.51303 | 0.33082 | 0.46946 | 2590.7033 | 28497.7366 | -4.2427 | -46.6702 | 0.080499 | 0.68624 | 0.080499 | 0.68624 | 0.091747 | 0.78213 | 0.091747 | 0.78213 | 3.9094 | 6.5874 | 3.9094 | 6.5874
234295-Lighting-Occupancy Sensor-Wallbox Lghtng Snsr-Tr2 | 0.041235 | 0.023529 | 0.16913 | 205.2086 | 1641.6691 | 0 | 0 | 0.072645 | 0 | 0.072645 | 0 | 0.081768 | 0 | 0.081768 | 0 | 3.2467 | 4.5228 | 3.2467 | 4.5228
234331-Premium T8 with T12 40 Watt Baseline - Tr2 | 0.15349 | 0.087582 | 0.2351 | 763.8569 | 8402.426 | -1.0915 | -12.0065 | 0.045328 | 0.39975 | 0.045328 | 0.39975 | 0.06209 | 0.54757 | 0.06209 | 0.54757 | 1.7653 | 2.462 | 1.7653 | 2.462
234304-Lighting-Remove 4 Ft Lamp (De-Lamp) - Tr2 | 0.49432 | 0.28205 | 0.75715 | 2459.9801 | 27059.7815 | -3.5152 | -38.6667 | 0.067741 | 0.59741 | 0.067741 | 0.59741 | 0.088075 | 0.77674 | 0.088075 | 0.77674 | 2.8399 | 6.343 | 2.8399 | 6.343
234330-Premium T8 with T12 40 Watt Baseline - Tr1 | 0.23844 | 0.15375 | 0.21819 | 1204.0811 | 13244.8916 | -1.9719 | -21.6909 | 0.06218 | 0.5294 | 0.06218 | 0.5294 | 0.064626 | 0.55022 | 0.064626 | 0.55022 | 2.3481 | 2.4795 | 2.3481 | 2.4795
234332-Premium T8 with T12 40 Watt Baseline - Tr3 | 0.16143 | 0.10012 | 0.25993 | 871.9687 | 9591.6557 | -1.4107 | -15.5182 | 0.050867 | 0.44209 | 0.050867 | 0.44209 | 0.077268 | 0.67154 | 0.077268 | 0.67154 | 1.921 | 3.68 | 1.921 | 3.68
234305-Lighting-Remove 4 Ft Lamp (De-Lamp) - Tr3 | 0.57413 | 0.35609 | 0.92443 | 3101.1756 | 34112.9319 | -5.0174 | -55.1909 | 0.074923 | 0.65116 | 0.074923 | 0.65116 | 0.096121 | 0.8354 | 0.096121 | 0.8354 | 3.4033 | 10.634 | 3.4033 | 10.634
234331-Premium T8 with T12 40 Watt Baseline - Tr2 | 0.26047 | 0.16796 | 0.39736 | 1315.3268 | 14468.5952 | -2.1541 | -23.695 | 0.055871 | 0.4806 | 0.055871 | 0.4806 | 0.070493 | 0.60639 | 0.070493 | 0.60639 | 2.0812 | 2.9026 | 2.0812 | 2.9026
234304-Lighting-Remove 4 Ft Lamp (De-Lamp) - Tr2 | 0.11983 | 0.077272 | 0.18281 | 605.1391 | 6656.5303 | -0.99103 | -10.9013 | 0.075424 | 0.6488 | 0.075424 | 0.6488 | 0.093163 | 0.8014 | 0.093163 | 0.8014 | 3.3482 | 7.4782 | 3.3482 | 7.4782
234330-Premium T8 with T12 40 Watt Baseline - Tr1 | 0.25556 | 0.1598 | 0.39645 | 1321.6457 | 14538.1031 | -0.38436 | -4.2279 | 0.048681 | 0.41825 | 0.048681 | 0.41825 | 0.05179 | 0.44497 | 0.05179 | 0.44497 | 1.8301 | 1.9326 | 1.8301 | 1.9326
234126-Refrigeration - Efficient Evap Fan Motor Electronically Commutated Motor (ECM) | 0.10304 | 0.07974 | 0.12169 | 893.7139 | 13405.7088 | -0.88537 | -13.2806 | 0.082968 | 0.82651 | 0.082968 | 0.82651 | -0.047945 | -0.47762 | -0.047945 | -0.47762 | 7.96 | 0.66433 | 7.96 | 0.66433
234330-Premium T8 with T12 40 Watt Baseline - Tr1 | 0.32917 | 0.18782 | 0.50419 | 1638.1251 | 18019.376 | -2.3408 | -25.7485 | 0.042818 | 0.37762 | 0.042818 | 0.37762 | 0.046092 | 0.40649 | 0.046092 | 0.40649 | 1.6935 | 1.7883 | 1.6935 | 1.7883
234303-Lighting-Remove 4 Ft Lamp (De-Lamp) - Tr1 | 0.98863 | 0.56411 | 1.5143 | 4919.9603 | 54119.5631 | -7.0303 | -77.3333 | 0.067524 | 0.5955 | 0.067524 | 0.5955 | 0.08258 | 0.72828 | 0.08258 | 0.72828 | 2.8233 | 4.7573 | 2.8233 | 4.7573
234294-Lighting-Occupancy Sensor-Wallbox Lghtng Snsr-Tr1 | 0.082471 | 0.047057 | 0.33826 | 410.4173 | 3283.3382 | 0 | 0 | 0.072343 | 0 | 0.072343 | 0 | 0.074031 | 0 | 0.074031 | 0 | 3.2167 | 3.3921 | 3.2167 | 3.3921
234330-Premium T8 with T12 40 Watt Baseline - Tr1 | 0.17128 | 0.1071 | 0.26879 | 885.7999 | 9743.7986 | -0.47467 | -5.2214 | 0.049059 | 0.42076 | 0.049059 | 0.42076 | 0.052158 | 0.44734 | 0.052158 | 0.44734 | 1.8392 | 1.9422 | 1.8392 | 1.9422
234343-Steam Trap Replacement- Commercial - Other | 0 | 0 | 0 | 0 | 0 | 304.2432 | 4563.648 | 0 | 0.20862 | 0 | 0.20862 | 0 | 0.45261 | 0 | 0.45261 | 1.2829 | 1.9175 | 1.2829 | 1.9175
234343-Steam Trap Replacement- Commercial - Other | 0 | 0 | 0 | 0 | 0 | 192.1536 | 2882.304 | 0 | 0.20862 | 0 | 0.20862 | 0 | 0.45261 | 0 | 0.45261 | 1.2829 | 1.9175 | 1.2829 | 1.9175
234295-Lighting-Occupancy Sensor-Wallbox Lghtng Snsr-Tr2 | 0.081274 | 0.052408 | 0.33826 | 410.4173 | 3283.3382 | 0 | 0 | 0.076238 | 0 | 0.076238 | 0 | 0.085361 | 0 | 0.085361 | 0 | 3.3578 | 4.6776 | 3.3578 | 4.6776
234331-Premium T8 with T12 40 Watt Baseline - Tr2 | 0.48443 | 0.31237 | 0.7581 | 2446.2602 | 26908.8626 | -4.0062 | -44.0681 | 0.04861 | 0.4145 | 0.04861 | 0.4145 | 0.065456 | 0.55814 | 0.065456 | 0.55814 | 1.8166 | 2.5335 | 1.8166 | 2.5335
234304-Lighting-Remove 4 Ft Lamp (De-Lamp) - Tr2 | 0.38135 | 0.24591 | 0.5968 | 1925.7611 | 21183.3724 | -3.1538 | -34.6916 | 0.071137 | 0.60658 | 0.071137 | 0.60658 | 0.091573 | 0.78084 | 0.091573 | 0.78084 | 2.9224 | 6.5273 | 2.9224 | 6.5273
234330-Premium T8 with T12 40 Watt Baseline - Tr1 | 0.40464 | 0.25302 | 0.62771 | 2092.6057 | 23018.6632 | -0.60856 | -6.6942 | 0.048681 | 0.41825 | 0.048681 | 0.41825 | 0.05179 | 0.44497 | 0.05179 | 0.44497 | 1.8301 | 1.9326 | 1.8301 | 1.9326
234343-Steam Trap Replacement- Commercial - Other | 0 | 0 | 0 | 0 | 0 | 144.1152 | 2161.728 | 0 | 0.20793 | 0 | 0.20793 | 0 | 0.45193 | 0 | 0.45193 | 1.282 | 1.9161 | 1.282 | 1.9161
234343-Steam Trap Replacement- Commercial - Other | 0 | 0 | 0 | 0 | 0 | 240.192 | 3602.88 | 0 | 0.20793 | 0 | 0.20793 | 0 | 0.45193 | 0 | 0.45193 | 1.282 | 1.9161 | 1.282 | 1.9161
234331-Premium T8 with T12 40 Watt Baseline - Tr2 | 0.81862 | 0.52787 | 1.2489 | 4133.8843 | 45472.7277 | -6.77 | -74.4699 | 0.0565 | 0.48166 | 0.0565 | 0.48166 | 0.071121 | 0.6063 | 0.071121 | 0.6063 | 2.0935 | 2.9198 | 2.0935 | 2.9198
234331-Premium T8 with T12 40 Watt Baseline - Tr2 | 1.055 | 0.68028 | 1.651 | 5327.4112 | 58601.5231 | -8.7246 | -95.9706 | 0.048637 | 0.41463 | 0.048637 | 0.41463 | 0.065483 | 0.55824 | 0.065483 | 0.55824 | 1.817 | 2.5341 | 1.817 | 2.5341
234327-Premium T8 with T12 34Watt Baseline - Tr1 | 0.42262 | 0.27252 | 0.72737 | 2134.137 | 23475.5068 | -3.495 | -38.4454 | 0.053717 | 0.45735 | 0.053717 | 0.45735 | 0.069165 | 0.58887 | 0.069165 | 0.58887 | 1.984 | 2.7671 | 1.984 | 2.7671
234331-Premium T8 with T12 40 Watt Baseline - Tr2 | 0.53335 | 0.34392 | 0.81365 | 2693.2883 | 29626.1711 | -4.4107 | -48.5182 | 0.056474 | 0.48155 | 0.056474 | 0.48155 | 0.071095 | 0.60622 | 0.071095 | 0.60622 | 2.093 | 2.9191 | 2.093 | 2.9191
234304-Lighting-Remove 4 Ft Lamp (De-Lamp) - Tr2 | 1.7176 | 1.1076 | 2.6203 | 8673.6607 | 95410.2674 | -14.2047 | -156.2516 | 0.076024 | 0.64826 | 0.076024 | 0.64826 | 0.093762 | 0.7995 | 0.093762 | 0.7995 | 3.3672 | 7.5206 | 3.3672 | 7.5206
234330-Premium T8 with T12 40 Watt Baseline - Tr1 | 0.18019 | 0.11619 | 0.27489 | 909.928 | 10009.2081 | -1.4902 | -16.3919 | 0.054284 | 0.46288 | 0.054284 | 0.46288 | 0.057139 | 0.48723 | 0.057139 | 0.48723 | 2.0079 | 2.1204 | 2.0079 | 2.1204
234303-Lighting-Remove 4 Ft Lamp (De-Lamp) - Tr1 | 0.59917 | 0.38636 | 0.91407 | 3025.6956 | 33282.6514 | -4.9551 | -54.5064 | 0.075835 | 0.64664 | 0.075835 | 0.64664 | 0.088968 | 0.75863 | 0.088968 | 0.75863 | 3.3474 | 5.6405 | 3.3474 | 5.6405
234330-Premium T8 with T12 40 Watt Baseline - Tr1 | 0.12514 | 0.080695 | 0.21538 | 631.9417 | 6951.3584 | -1.0349 | -11.3841 | 0.040465 | 0.34764 | 0.040465 | 0.34764 | 0.044028 | 0.37826 | 0.044028 | 0.37826 | 1.602 | 1.6917 | 1.602 | 1.6917
234303-Lighting-Remove 4 Ft Lamp (De-Lamp) - Tr1 | 0.064019 | 0.041281 | 0.11018 | 323.2822 | 3556.1045 | -0.52943 | -5.8238 | 0.067361 | 0.57871 | 0.067361 | 0.57871 | 0.083752 | 0.71953 | 0.083752 | 0.71953 | 2.6707 | 4.5002 | 2.6707 | 4.5002
234126-Refrigeration - Efficient Evap Fan Motor Electronically Commutated Motor (ECM) | 0.29624 | 0.22925 | 0.34986 | 2569.4275 | 38541.4128 | -2.5454 | -38.1817 | 0.082968 | 0.82651 | 0.082968 | 0.82651 | -0.047945 | -0.47762 | -0.047945 | -0.47762 | 7.96 | 0.66433 | 7.96 | 0.66433
234126-Refrigeration - Efficient Evap Fan Motor Electronically Commutated Motor (ECM) | 0.090159 | 0.069772 | 0.10648 | 781.9997 | 11729.9952 | -0.7747 | -11.6205 | 0.082968 | 0.82651 | 0.082968 | 0.82651 | -0.047945 | -0.47762 | -0.047945 | -0.47762 | 7.96 | 0.66433 | 7.96 | 0.66433
234330-Premium T8 with T12 40 Watt Baseline - Tr1 | 0.93699 | 0.6042 | 1.4294 | 4731.6257 | 52047.8823 | -7.7489 | -85.2379 | 0.054311 | 0.46299 | 0.054311 | 0.46299 | 0.057166 | 0.48733 | 0.057166 | 0.48733 | 2.0084 | 2.1209 | 2.0084 | 2.1209
234331-Premium T8 with T12 40 Watt Baseline - Tr2 | 0.42735 | 0.26504 | 0.67295 | 2308.2966 | 25391.2627 | -2.7623 | -30.385 | 0.05661 | 0.48834 | 0.05661 | 0.48834 | 0.07084 | 0.61109 | 0.07084 | 0.61109 | 2.1258 | 2.9648 | 2.1258 | 2.9648
234343-Steam Trap Replacement- Commercial - Other | 0 | 0 | 0 | 0 | 0 | 176.1408 | 2642.112 | 0 | 0.20862 | 0 | 0.20862 | 0 | 0.45261 | 0 | 0.45261 | 1.2829 | 1.9175 | 1.2829 | 1.9175
234343-Steam Trap Replacement- Commercial - Other | 0 | 0 | 0 | 0 | 0 | 704.5632 | 10568.448 | 0 | 0.20862 | 0 | 0.20862 | 0 | 0.45261 | 0 | 0.45261 | 1.2829 | 1.9175 | 1.2829 | 1.9175
234343-Steam Trap Replacement- Commercial - Other | 0 | 0 | 0 | 0 | 0 | 272.2176 | 4083.264 | 0 | 0.20862 | 0 | 0.20862 | 0 | 0.45261 | 0 | 0.45261 | 1.2829 | 1.9175 | 1.2829 | 1.9175
234343-Steam Trap Replacement- Commercial - Other | 0 | 0 | 0 | 0 | 0 | 224.1792 | 3362.688 | 0 | 0.20862 | 0 | 0.20862 | 0 | 0.45261 | 0 | 0.45261 | 1.2829 | 1.9175 | 1.2829 | 1.9175
234175-Food Service - Ice Machine Air-Cooled 201-300 | 0.25249 | 0.1954 | 0.25 | 2190 | 26280 | 0 | 0 | 0.075811 | 0 | 0.075811 | 0 | 0.060636 | 0 | 0.060636 | 0 | 5.2692 | 2.8412 | 5.2692 | 2.8412
234330-Premium T8 with T12 40 Watt Baseline - Tr1 | 0.79332 | 0.45266 | 1.22 | 3947.9795 | 43427.7746 | -5.1044 | -56.1484 | 0.042655 | 0.37618 | 0.042655 | 0.37618 | 0.045938 | 0.40513 | 0.045938 | 0.40513 | 1.6891 | 1.7836 | 1.6891 | 1.7836
234303-Lighting-Remove 4 Ft Lamp (De-Lamp) - Tr1 | 0.24621 | 0.14049 | 0.37864 | 1225.2645 | 13477.9099 | -1.5842 | -17.4258 | 0.067426 | 0.59464 | 0.067426 | 0.59464 | 0.082522 | 0.72777 | 0.082522 | 0.72777 | 2.8158 | 4.7447 | 2.8158 | 4.7447
234357-Food Service-Glss Dr Refrigerator-Tr2 1 Dr 19-30 | 0.07139 | 0.055247 | 0.0672 | 619.2 | 7430.4 | 0 | 0 | -0.097379 | 0 | -0.097379 | 0 | 0.074265 | 0 | 0.074265 | 0 | 0.49031 | 4.8255 | 0.49031 | 4.8255
234330-Premium T8 with T12 40 Watt Baseline - Tr1 | 0.24025 | 0.15492 | 0.36652 | 1213.2373 | 13345.6108 | -1.9869 | -21.8559 | 0.05445 | 0.46359 | 0.05445 | 0.46359 | 0.057306 | 0.4879 | 0.057306 | 0.4879 | 2.011 | 2.1236 | 2.011 | 2.1236
234331-Premium T8 with T12 40 Watt Baseline - Tr2 | 0.21068 | 0.13585 | 0.21364 | 1063.9032 | 11702.9356 | -1.7423 | -19.1657 | 0.071805 | 0.61135 | 0.071805 | 0.61135 | 0.082134 | 0.69929 | 0.082134 | 0.69929 | 2.9672 | 4.1383 | 2.9672 | 4.1383
234304-Lighting-Remove 4 Ft Lamp (De-Lamp) - Tr2 | 0.45233 | 0.29168 | 0.45869 | 2284.1807 | 25125.9877 | -3.7408 | -41.1484 | 0.085617 | 0.72894 | 0.085617 | 0.72894 | 0.098148 | 0.83563 | 0.098148 | 0.83563 | 4.7736 | 10.6619 | 4.7736 | 10.6619
234331-Premium T8 with T12 40 Watt Baseline - Tr2 | 0.42172 | 0.27193 | 0.64335 | 2129.5768 | 23425.3446 | -3.4876 | -38.3633 | 0.0565 | 0.48166 | 0.0565 | 0.48166 | 0.071121 | 0.6063 | 0.071121 | 0.6063 | 2.0935 | 2.9198 | 2.0935 | 2.9198
234330-Premium T8 with T12 40 Watt Baseline - Tr1 | 0.62132 | 0.40064 | 0.89656 | 3137.5504 | 34513.0541 | -5.1383 | -56.5214 | 0.051308 | 0.44136 | 0.051308 | 0.44136 | 0.05429 | 0.46701 | 0.05429 | 0.46701 | 1.9124 | 2.0194 | 1.9124 | 2.0194
234330-Premium T8 with T12 40 Watt Baseline - Tr1 | 0.12013 | 0.077461 | 0.18326 | 606.6187 | 6672.8054 | -0.99345 | -10.9279 | 0.054311 | 0.46299 | 0.054311 | 0.46299 | 0.057166 | 0.48733 | 0.057166 | 0.48733 | 2.0084 | 2.1209 | 2.0084 | 2.1209
234332-Premium T8 with T12 40 Watt Baseline - Tr3 | 0.27294 | 0.176 | 0.42714 | 1378.2954 | 15161.2489 | -2.2572 | -24.8293 | 0.042949 | 0.36613 | 0.042949 | 0.36613 | 0.074123 | 0.63189 | 0.074123 | 0.63189 | 1.6585 | 3.1773 | 1.6585 | 3.1773
234330-Premium T8 with T12 40 Watt Baseline - Tr1 | 0.14415 | 0.092954 | 0.21991 | 727.9424 | 8007.3665 | -1.1921 | -13.1135 | 0.053654 | 0.46165 | 0.053654 | 0.46165 | 0.05651 | 0.48622 | 0.05651 | 0.48622 | 1.9961 | 2.1079 | 1.9961 | 2.1079
234303-Lighting-Remove 4 Ft Lamp (De-Lamp) - Tr1 | 0.39945 | 0.25757 | 0.60938 | 2017.1304 | 22188.4343 | -3.3034 | -36.3376 | 0.075208 | 0.6471 | 0.075208 | 0.6471 | 0.088343 | 0.76012 | 0.088343 | 0.76012 | 3.3277 | 5.6073 | 3.3277 | 5.6073
234330-Premium T8 with T12 40 Watt Baseline - Tr1 | 1.3971 | 0.90088 | 2.1864 | 7054.9888 | 77604.8773 | -11.5538 | -127.0921 | 0.046114 | 0.39312 | 0.046114 | 0.39312 | 0.049404 | 0.42117 | 0.049404 | 0.42117 | 1.7431 | 1.8407 | 1.7431 | 1.8407
234330-Premium T8 with T12 40 Watt Baseline - Tr1 | 0.39642 | 0.25562 | 0.60476 | 2001.8416 | 22020.2579 | -3.2784 | -36.0622 | 0.054311 | 0.46299 | 0.054311 | 0.46299 | 0.057166 | 0.48733 | 0.057166 | 0.48733 | 2.0084 | 2.1209 | 2.0084 | 2.1209
234303-Lighting-Remove 4 Ft Lamp (De-Lamp) - Tr1 | 0.19972 | 0.12879 | 0.30469 | 1008.5652 | 11094.2171 | -1.6517 | -18.1688 | 0.075862 | 0.64671 | 0.075862 | 0.64671 | 0.088995 | 0.75867 | 0.088995 | 0.75867 | 3.3482 | 5.6419 | 3.3482 | 5.6419
234330-Premium T8 with T12 40 Watt Baseline - Tr1 | 0.32307 | 0.20833 | 0.32761 | 1631.4579 | 17946.037 | -2.6718 | -29.3899 | 0.070258 | 0.59818 | 0.070258 | 0.59818 | 0.072276 | 0.61535 | 0.072276 | 0.61535 | 2.8466 | 3.006 | 2.8466 | 3.006
234303-Lighting-Remove 4 Ft Lamp (De-Lamp) - Tr1 | 1.0743 | 0.69273 | 1.0894 | 5424.9292 | 59674.2207 | -8.8843 | -97.7274 | 0.085483 | 0.7278 | 0.085483 | 0.7278 | 0.094762 | 0.8068 | 0.094762 | 0.8068 | 4.7456 | 7.9964 | 4.7456 | 7.9964
234049-Lighting-LED Exit Sign New Sign | 0.076997 | 0.076497 | 0 | 674.5172 | 10792.2751 | 0 | 0 | 0.076914 | 0 | 0.076914 | 0 | 0.08281 | 0 | 0.08281 | 0 | 4.951 | 7.1024 | 4.951 | 7.1024
234330-Premium T8 with T12 40 Watt Baseline - Tr1 | 2.267 | 1.4618 | 3.6794 | 11447.7673 | 125925.44 | -18.7478 | -206.2258 | 0.059652 | 0.50852 | 0.059652 | 0.50852 | 0.062224 | 0.53045 | 0.062224 | 0.53045 | 2.2295 | 2.3544 | 2.2295 | 2.3544
234330-Premium T8 with T12 40 Watt Baseline - Tr1 | 0.24369 | 0.15713 | 0.28469 | 1230.5599 | 13536.1594 | -2.0153 | -22.1679 | -0.0031989 | -0.027235 | -0.0031989 | -0.027235 | 0.0027129 | 0.023098 | 0.0027129 | 0.023098 | 0.97131 | 1.0257 | 0.97131 | 1.0257
234330-Premium T8 with T12 40 Watt Baseline - Tr1 | 0.27629 | 0.17816 | 0.4215 | 1395.223 | 15347.4525 | -2.2849 | -25.1342 | 0.054284 | 0.46288 | 0.054284 | 0.46288 | 0.057139 | 0.48723 | 0.057139 | 0.48723 | 2.0079 | 2.1204 | 2.0079 | 2.1204
234303-Lighting-Remove 4 Ft Lamp (De-Lamp) - Tr1 | 0.91873 | 0.59242 | 1.4016 | 4639.3999 | 51033.3989 | -7.5979 | -83.5765 | 0.075835 | 0.64664 | 0.075835 | 0.64664 | 0.088968 | 0.75863 | 0.088968 | 0.75863 | 3.3474 | 5.6405 | 3.3474 | 5.6405
234294-Lighting-Occupancy Sensor-Wallbox Lghtng Snsr-Tr1 | 0.040637 | 0.026204 | 0.16913 | 205.2086 | 1641.6691 | 0 | 0 | 0.075936 | 0 | 0.075936 | 0 | 0.077624 | 0 | 0.077624 | 0 | 3.3268 | 3.5082 | 3.3268 | 3.5082
234231-Lighting-Hardwired 14-26 watt CF Fixture - Tier 1 | 0.050952 | 0.032855 | 0.049323 | 257.297 | 3087.5645 | 0 | 0 | 0.098585 | 0 | 0.098585 | 0 | 0.10031 | 0 | 0.10031 | 0 | 10.9611 | 13.2686 | 10.9611 | 13.2686
234331-Premium T8 with T12 40 Watt Baseline - Tr2 | 0.58131 | 0.37485 | 0.90972 | 2935.5123 | 32290.6352 | -4.8074 | -52.8818 | 0.048777 | 0.41528 | 0.048777 | 0.41528 | 0.065622 | 0.55871 | 0.065622 | 0.55871 | 1.8194 | 2.5374 | 1.8194 | 2.5374
234304-Lighting-Remove 4 Ft Lamp (De-Lamp) - Tr2 | 1.8721 | 1.2072 | 2.9297 | 9453.7364 | 103991.1006 | -15.4822 | -170.3043 | 0.071302 | 0.60707 | 0.071302 | 0.60707 | 0.091739 | 0.78106 | 0.091739 | 0.78106 | 2.9269 | 6.5374 | 2.9269 | 6.5374
234330-Premium T8 with T12 40 Watt Baseline - Tr1 | 0.12013 | 0.077461 | 0.18326 | 606.6187 | 6672.8054 | -0.99345 | -10.9279 | 0.05445 | 0.46359 | 0.05445 | 0.46359 | 0.057306 | 0.4879 | 0.057306 | 0.4879 | 2.011 | 2.1236 | 2.011 | 2.1236
234330-Premium T8 with T12 40 Watt Baseline - Tr1 | 0.21039 | 0.13566 | 0.19252 | 1062.4245 | 11686.669 | -1.7399 | -19.139 | 0.062041 | 0.52889 | 0.062041 | 0.52889 | 0.064487 | 0.54974 | 0.064487 | 0.54974 | 2.345 | 2.4763 | 2.345 | 2.4763
234303-Lighting-Remove 4 Ft Lamp (De-Lamp) - Tr1 | 0.69959 | 0.45111 | 0.64018 | 3532.7773 | 38860.5499 | -5.7856 | -63.6412 | 0.080499 | 0.68624 | 0.080499 | 0.68624 | 0.091747 | 0.78213 | 0.091747 | 0.78213 | 3.9094 | 6.5874 | 3.9094 | 6.5874
234330-Premium T8 with T12 40 Watt Baseline - Tr1 | 0.48051 | 0.30985 | 0.73304 | 2426.4747 | 26691.2217 | -3.9738 | -43.7117 | 0.05445 | 0.46359 | 0.05445 | 0.46359 | 0.057306 | 0.4879 | 0.057306 | 0.4879 | 2.011 | 2.1236 | 2.011 | 2.1236
234330-Premium T8 with T12 40 Watt Baseline - Tr1 | 0.17724 | 0.11429 | 0.27737 | 895.0359 | 9845.3949 | -1.4658 | -16.1236 | 0.046088 | 0.39299 | 0.046088 | 0.39299 | 0.049377 | 0.42104 | 0.049377 | 0.42104 | 1.7427 | 1.8403 | 1.7427 | 1.8403
234303-Lighting-Remove 4 Ft Lamp (De-Lamp) - Tr1 | 0.58937 | 0.38004 | 0.92232 | 2976.1763 | 32737.9391 | -4.874 | -53.6143 | 0.070918 | 0.60472 | 0.070918 | 0.60472 | 0.086051 | 0.73375 | 0.086051 | 0.73375 | 2.9053 | 4.8954 | 2.9053 | 4.8954
234049-Lighting-LED Exit Sign New Sign | 0.038498 | 0.038248 | 0 | 337.2586 | 5396.1376 | 0 | 0 | 0.076914 | 0 | 0.076914 | 0 | 0.08281 | 0 | 0.08281 | 0 | 4.951 | 7.1024 | 4.951 | 7.1024
234330-Premium T8 with T12 40 Watt Baseline - Tr1 | 0.072076 | 0.046477 | 0.10996 | 363.9712 | 4003.6833 | -0.59607 | -6.5568 | 0.054311 | 0.46299 | 0.054311 | 0.46299 | 0.057166 | 0.48733 | 0.057166 | 0.48733 | 2.0084 | 2.1209 | 2.0084 | 2.1209
234303-Lighting-Remove 4 Ft Lamp (De-Lamp) - Tr1 | 0.23967 | 0.15454 | 0.36563 | 1210.2782 | 13313.0606 | -1.9821 | -21.8026 | 0.075862 | 0.64671 | 0.075862 | 0.64671 | 0.088995 | 0.75867 | 0.088995 | 0.75867 | 3.3482 | 5.6419 | 3.3482 | 5.6419
234330-Premium T8 with T12 40 Watt Baseline - Tr1 | 0.8039 | 0.4587 | 1.2363 | 4000.6192 | 44006.8116 | -5.1725 | -56.897 | 0.042655 | 0.37618 | 0.042655 | 0.37618 | 0.045938 | 0.40513 | 0.045938 | 0.40513 | 1.6891 | 1.7836 | 1.6891 | 1.7836
234331-Premium T8 with T12 40 Watt Baseline - Tr2 | 0.84343 | 0.54387 | 1.2867 | 4259.1536 | 46850.6891 | -6.9751 | -76.7265 | 0.05664 | 0.48223 | 0.05664 | 0.48223 | 0.07126 | 0.60671 | 0.07126 | 0.60671 | 2.0963 | 2.9236 | 2.0963 | 2.9236
234208-Lighting-8 Ft T-8 with Elec Ballast-Tr2 | 0.010059 | 0.0064866 | 0.015346 | 50.7981 | 558.7796 | -0.083191 | -0.9151 | -0.053063 | -0.45178 | -0.053063 | -0.45178 | 0.032177 | 0.27395 | 0.032177 | 0.27395 | 0.67117 | 1.4227 | 0.67117 | 1.4227
234307-Lighting-Remove 8 Ft Lamp (De-Lamp) - Tr2 | 0.065924 | 0.042509 | 0.10057 | 332.9005 | 3661.9054 | -0.54519 | -5.997 | 0.088585 | 0.75421 | 0.088585 | 0.75421 | 0.096689 | 0.82321 | 0.096689 | 0.82321 | 5.4919 | 9.3233 | 5.4919 | 9.3233
234332-Premium T8 with T12 40 Watt Baseline - Tr3 | 2.4484 | 1.5788 | 3.7352 | 12364.1709 | 136005.8796 | -20.2486 | -222.7343 | 0.051564 | 0.43957 | 0.051564 | 0.43957 | 0.07862 | 0.67022 | 0.07862 | 0.67022 | 1.911 | 3.6608 | 1.911 | 3.6608
234330-Premium T8 with T12 40 Watt Baseline - Tr1 | 0.44426 | 0.25349 | 0.68321 | 2210.8685 | 24319.5538 | -2.8585 | -31.4431 | 0.041985 | 0.37384 | 0.041985 | 0.37384 | 0.045268 | 0.40307 | 0.045268 | 0.40307 | 1.6782 | 1.7721 | 1.6782 | 1.7721
234207-Lighting-8 Ft T-8 with Elec Ballast-Tr1 | 0.017543 | 0.01001 | 0.026979 | 87.3049 | 960.354 | -0.11288 | -1.2417 | -0.084604 | -0.75333 | -0.084604 | -0.75333 | -0.013935 | -0.12408 | -0.013935 | -0.12408 | 0.55117 | 0.88174 | 0.55117 | 0.88174
234330-Premium T8 with T12 40 Watt Baseline - Tr1 | 0.19253 | 0.12415 | 0.33136 | 972.218 | 10694.3975 | -1.5922 | -17.514 | 0.040959 | 0.34917 | 0.040959 | 0.34917 | 0.044523 | 0.37955 | 0.044523 | 0.37955 | 1.6094 | 1.6995 | 1.6094 | 1.6995
234343-Steam Trap Replacement- Commercial - Other | 0 | 0 | 0 | 0 | 0 | 256.2048 | 3843.072 | 0 | 0.20793 | 0 | 0.20793 | 0 | 0.45193 | 0 | 0.45193 | 1.282 | 1.9161 | 1.282 | 1.9161
234331-Premium T8 with T12 40 Watt Baseline - Tr2 | 0.5469 | 0.33919 | 0.88271 | 2954.0417 | 32494.4583 | -4.0185 | -44.2035 | 0.055815 | 0.48509 | 0.055815 | 0.48509 | 0.070044 | 0.60876 | 0.070044 | 0.60876 | 2.11 | 2.9427 | 2.11 | 2.9427
234170-Food Service - Griddle-Gas | 0 | 0 | 0 | 0 | 0 | 84.48 | 1013.76 | 0 | -5.3298 | 0 | -5.3298 | 0 | 0.74877 | 0 | 0.74877 | 0.14811 | 5.2099 | 0.14811 | 5.2099
234343-Steam Trap Replacement- Commercial - Other | 0 | 0 | 0 | 0 | 0 | 752.6016 | 11289.024 | 0 | 0.20793 | 0 | 0.20793 | 0 | 0.45193 | 0 | 0.45193 | 1.282 | 1.9161 | 1.282 | 1.9161
234343-Steam Trap Replacement- Commercial - Other | 0 | 0 | 0 | 0 | 0 | 304.2432 | 4563.648 | 0 | 0.20793 | 0 | 0.20793 | 0 | 0.45193 | 0 | 0.45193 | 1.282 | 1.9161 | 1.282 | 1.9161
234343-Steam Trap Replacement- Commercial - Other | 0 | 0 | 0 | 0 | 0 | 272.2176 | 4083.264 | 0 | 0.20793 | 0 | 0.20793 | 0 | 0.45193 | 0 | 0.45193 | 1.282 | 1.9161 | 1.282 | 1.9161
234343-Steam Trap Replacement- Commercial - Other | 0 | 0 | 0 | 0 | 0 | 384.3072 | 5764.608 | 0 | 0.20793 | 0 | 0.20793 | 0 | 0.45193 | 0 | 0.45193 | 1.282 | 1.9161 | 1.282 | 1.9161
234343-Steam Trap Replacement- Commercial - Other | 0 | 0 | 0 | 0 | 0 | 336.2688 | 5044.032 | 0 | 0.20793 | 0 | 0.20793 | 0 | 0.45193 | 0 | 0.45193 | 1.282 | 1.9161 | 1.282 | 1.9161
234330-Premium T8 with T12 40 Watt Baseline - Tr1 | 0.18234 | 0.11758 | 0.16685 | 920.7679 | 10128.4465 | -1.5079 | -16.5872 | 0.062041 | 0.52889 | 0.062041 | 0.52889 | 0.064487 | 0.54974 | 0.064487 | 0.54974 | 2.345 | 2.4763 | 2.345 | 2.4763
234303-Lighting-Remove 4 Ft Lamp (De-Lamp) - Tr1 | 0.60631 | 0.39096 | 0.55482 | 3061.7403 | 33679.1432 | -5.0142 | -55.1557 | 0.080499 | 0.68624 | 0.080499 | 0.68624 | 0.091747 | 0.78213 | 0.091747 | 0.78213 | 3.9094 | 6.5874 | 3.9094 | 6.5874
234330-Premium T8 with T12 40 Watt Baseline - Tr1 | 0.21039 | 0.13566 | 0.19252 | 1062.4245 | 11686.669 | -1.7399 | -19.139 | 0.06218 | 0.5294 | 0.06218 | 0.5294 | 0.064626 | 0.55022 | 0.064626 | 0.55022 | 2.3481 | 2.4795 | 2.3481 | 2.4795
234303-Lighting-Remove 4 Ft Lamp (De-Lamp) - Tr1 | 0.69959 | 0.45111 | 0.64018 | 3532.7773 | 38860.5499 | -5.7856 | -63.6412 | 0.080638 | 0.68655 | 0.080638 | 0.68655 | 0.091886 | 0.78231 | 0.091886 | 0.78231 | 3.9145 | 6.596 | 3.9145 | 6.596
234330-Premium T8 with T12 40 Watt Baseline - Tr1 | 0.79994 | 0.51582 | 1.3004 | 4039.5364 | 44434.9005 | -6.6155 | -72.7702 | 0.049936 | 0.4257 | 0.049936 | 0.4257 | 0.053024 | 0.45202 | 0.053024 | 0.45202 | 1.8576 | 1.9615 | 1.8576 | 1.9615
234330-Premium T8 with T12 40 Watt Baseline - Tr1 | 0.28887 | 0.18627 | 0.46958 | 1458.7215 | 16045.9363 | -2.3889 | -26.2781 | 0.049936 | 0.4257 | 0.049936 | 0.4257 | 0.053024 | 0.45202 | 0.053024 | 0.45202 | 1.8576 | 1.9615 | 1.8576 | 1.9615
234331-Premium T8 with T12 40 Watt Baseline - Tr2 | 0.48373 | 0.31192 | 0.73796 | 2442.7498 | 26870.2482 | -4.0004 | -44.0049 | 0.0565 | 0.48166 | 0.0565 | 0.48166 | 0.071121 | 0.6063 | 0.071121 | 0.6063 | 2.0935 | 2.9198 | 2.0935 | 2.9198
234330-Premium T8 with T12 40 Watt Baseline - Tr1 | 0.13214 | 0.085207 | 0.20159 | 667.2805 | 7340.086 | -1.0928 | -12.0207 | 0.054311 | 0.46299 | 0.054311 | 0.46299 | 0.057166 | 0.48733 | 0.057166 | 0.48733 | 2.0084 | 2.1209 | 2.0084 | 2.1209
234343-Steam Trap Replacement- Commercial - Other | 0 | 0 | 0 | 0 | 0 | 1008.8064 | 15132.096 | 0 | 0.20862 | 0 | 0.20862 | 0 | 0.45261 | 0 | 0.45261 | 1.2829 | 1.9175 | 1.2829 | 1.9175
234343-Steam Trap Replacement- Commercial - Other | 0 | 0 | 0 | 0 | 0 | 400.32 | 6004.8 | 0 | 0.20862 | 0 | 0.20862 | 0 | 0.45261 | 0 | 0.45261 | 1.2829 | 1.9175 | 1.2829 | 1.9175
234343-Steam Trap Replacement- Commercial - Other | 0 | 0 | 0 | 0 | 0 | 304.2432 | 4563.648 | 0 | 0.20862 | 0 | 0.20862 | 0 | 0.45261 | 0 | 0.45261 | 1.2829 | 1.9175 | 1.2829 | 1.9175
234343-Steam Trap Replacement- Commercial - Other | 0 | 0 | 0 | 0 | 0 | 224.1792 | 3362.688 | 0 | 0.20793 | 0 | 0.20793 | 0 | 0.45193 | 0 | 0.45193 | 1.282 | 1.9161 | 1.282 | 1.9161
234330-Premium T8 with T12 40 Watt Baseline - Tr1 | 0.17724 | 0.11429 | 0.27737 | 895.0359 | 9845.3949 | -1.4658 | -16.1236 | 0.046114 | 0.39312 | 0.046114 | 0.39312 | 0.049404 | 0.42117 | 0.049404 | 0.42117 | 1.7431 | 1.8407 | 1.7431 | 1.8407
234303-Lighting-Remove 4 Ft Lamp (De-Lamp) - Tr1 | 0.58937 | 0.38004 | 0.92232 | 2976.1763 | 32737.9391 | -4.874 | -53.6143 | 0.070945 | 0.6048 | 0.070945 | 0.6048 | 0.086077 | 0.7338 | 0.086077 | 0.7338 | 2.906 | 4.8967 | 2.906 | 4.8967
234303-Lighting-Remove 4 Ft Lamp (De-Lamp) - Tr1 | 0.55967 | 0.36089 | 0.51214 | 2826.2218 | 31088.4399 | -4.6285 | -50.913 | 0.080499 | 0.68624 | 0.080499 | 0.68624 | 0.091747 | 0.78213 | 0.091747 | 0.78213 | 3.9094 | 6.5874 | 3.9094 | 6.5874
234330-Premium T8 with T12 40 Watt Baseline - Tr1 | 0.16831 | 0.10853 | 0.15402 | 849.9396 | 9349.3352 | -1.3919 | -15.3112 | 0.062041 | 0.52889 | 0.062041 | 0.52889 | 0.064487 | 0.54974 | 0.064487 | 0.54974 | 2.345 | 2.4763 | 2.345 | 2.4763
234330-Premium T8 with T12 40 Watt Baseline - Tr1 | 0.25247 | 0.1628 | 0.23103 | 1274.9093 | 14024.0028 | -2.0879 | -22.9669 | 0.062041 | 0.52889 | 0.062041 | 0.52889 | 0.064487 | 0.54974 | 0.064487 | 0.54974 | 2.345 | 2.4763 | 2.345 | 2.4763
234303-Lighting-Remove 4 Ft Lamp (De-Lamp) - Tr1 | 0.83951 | 0.54134 | 0.76821 | 4239.3327 | 46632.6599 | -6.9427 | -76.3695 | 0.080499 | 0.68624 | 0.080499 | 0.68624 | 0.091747 | 0.78213 | 0.091747 | 0.78213 | 3.9094 | 6.5874 | 3.9094 | 6.5874
234303-Lighting-Remove 4 Ft Lamp (De-Lamp) - Tr1 | 0.2197 | 0.14167 | 0.33516 | 1109.4217 | 12203.6389 | -1.8169 | -19.9857 | 0.076001 | 0.64707 | 0.076001 | 0.64707 | 0.089134 | 0.75888 | 0.089134 | 0.75888 | 3.3526 | 5.6492 | 3.3526 | 5.6492
234330-Premium T8 with T12 40 Watt Baseline - Tr1 | 0.13214 | 0.085207 | 0.20159 | 667.2805 | 7340.086 | -1.0928 | -12.0207 | 0.05445 | 0.46359 | 0.05445 | 0.46359 | 0.057306 | 0.4879 | 0.057306 | 0.4879 | 2.011 | 2.1236 | 2.011 | 2.1236
234303-Lighting-Remove 4 Ft Lamp (De-Lamp) - Tr1 | 0.46639 | 0.30074 | 0.42679 | 2355.1848 | 25907.0333 | -3.857 | -42.4275 | 0.080638 | 0.68655 | 0.080638 | 0.68655 | 0.091886 | 0.78231 | 0.091886 | 0.78231 | 3.9145 | 6.596 | 3.9145 | 6.596
234330-Premium T8 with T12 40 Watt Baseline - Tr1 | 0.14026 | 0.090443 | 0.12835 | 708.283 | 7791.1127 | -1.1599 | -12.7594 | 0.06218 | 0.5294 | 0.06218 | 0.5294 | 0.064626 | 0.55022 | 0.064626 | 0.55022 | 2.3481 | 2.4795 | 2.3481 | 2.4795
234002-A/C-Reflective Window Film Coastal | 2.2191 | 0.88526 | 1.2608 | 6819.1104 | 68191.104 | 0 | 0 | 0.084536 | 0 | 0.084536 | 0 | 0.096733 | 0 | 0.096733 | 0 | 3.4233 | 5.2637 | 3.4233 | 5.2637
234330-Premium T8 with T12 40 Watt Baseline - Tr1 | 0.84438 | 0.54448 | 1.3726 | 4263.9551 | 46903.5061 | -6.983 | -76.813 | 0.050076 | 0.42634 | 0.050076 | 0.42634 | 0.053163 | 0.45263 | 0.053163 | 0.45263 | 1.86 | 1.9641 | 1.86 | 1.9641
234330-Premium T8 with T12 40 Watt Baseline - Tr1 | 0.52856 | 0.34083 | 0.80635 | 2669.1222 | 29360.3438 | -4.3712 | -48.0829 | 0.05445 | 0.46359 | 0.05445 | 0.46359 | 0.057306 | 0.4879 | 0.057306 | 0.4879 | 2.011 | 2.1236 | 2.011 | 2.1236
234343-Steam Trap Replacement- Commercial - Other | 0 | 0 | 0 | 0 | 0 | 256.2048 | 3843.072 | 0 | 0.20793 | 0 | 0.20793 | 0 | 0.45193 | 0 | 0.45193 | 1.282 | 1.9161 | 1.282 | 1.9161
234343-Steam Trap Replacement- Commercial - Other | 0 | 0 | 0 | 0 | 0 | 224.1792 | 3362.688 | 0 | 0.20793 | 0 | 0.20793 | 0 | 0.45193 | 0 | 0.45193 | 1.282 | 1.9161 | 1.282 | 1.9161
234343-Steam Trap Replacement- Commercial - Other | 0 | 0 | 0 | 0 | 0 | 160.128 | 2401.92 | 0 | 0.20793 | 0 | 0.20793 | 0 | 0.45193 | 0 | 0.45193 | 1.282 | 1.9161 | 1.282 | 1.9161
234343-Steam Trap Replacement- Commercial - Other | 0 | 0 | 0 | 0 | 0 | 320.256 | 4803.84 | 0 | 0.20793 | 0 | 0.20793 | 0 | 0.45193 | 0 | 0.45193 | 1.282 | 1.9161 | 1.282 | 1.9161
234343-Steam Trap Replacement- Commercial - Other | 0 | 0 | 0 | 0 | 0 | 304.2432 | 4563.648 | 0 | 0.20862 | 0 | 0.20862 | 0 | 0.45261 | 0 | 0.45261 | 1.2829 | 1.9175 | 1.2829 | 1.9175
234343-Steam Trap Replacement- Commercial - Other | 0 | 0 | 0 | 0 | 0 | 176.1408 | 2642.112 | 0 | 0.20862 | 0 | 0.20862 | 0 | 0.45261 | 0 | 0.45261 | 1.2829 | 1.9175 | 1.2829 | 1.9175
234343-Steam Trap Replacement- Commercial - Other | 0 | 0 | 0 | 0 | 0 | 240.192 | 3602.88 | 0 | 0.20862 | 0 | 0.20862 | 0 | 0.45261 | 0 | 0.45261 | 1.2829 | 1.9175 | 1.2829 | 1.9175
234343-Steam Trap Replacement- Commercial - Other | 0 | 0 | 0 | 0 | 0 | 368.2944 | 5524.416 | 0 | 0.20793 | 0 | 0.20793 | 0 | 0.45193 | 0 | 0.45193 | 1.282 | 1.9161 | 1.282 | 1.9161
234330-Premium T8 with T12 40 Watt Baseline - Tr1 | 0.10811 | 0.069715 | 0.16493 | 545.9568 | 6005.5249 | -0.8941 | -9.8351 | 0.05445 | 0.46359 | 0.05445 | 0.46359 | 0.057306 | 0.4879 | 0.057306 | 0.4879 | 2.011 | 2.1236 | 2.011 | 2.1236
234330-Premium T8 with T12 40 Watt Baseline - Tr1 | 0.30032 | 0.19365 | 0.45815 | 1516.5467 | 16682.0136 | -2.4836 | -27.3198 | 0.054311 | 0.46299 | 0.054311 | 0.46299 | 0.057166 | 0.48733 | 0.057166 | 0.48733 | 2.0084 | 2.1209 | 2.0084 | 2.1209
234303-Lighting-Remove 4 Ft Lamp (De-Lamp) - Tr1 | 0.099862 | 0.064394 | 0.15234 | 504.2826 | 5547.1086 | -0.82585 | -9.0844 | 0.075862 | 0.64671 | 0.075862 | 0.64671 | 0.088995 | 0.75867 | 0.088995 | 0.75867 | 3.3482 | 5.6419 | 3.3482 | 5.6419
234330-Premium T8 with T12 40 Watt Baseline - Tr1 | 0.4685 | 0.3021 | 0.71472 | 2365.8128 | 26023.9411 | -3.8744 | -42.6189 | 0.054311 | 0.46299 | 0.054311 | 0.46299 | 0.057166 | 0.48733 | 0.057166 | 0.48733 | 2.0084 | 2.1209 | 2.0084 | 2.1209
234303-Lighting-Remove 4 Ft Lamp (De-Lamp) - Tr1 | 0.13981 | 0.090151 | 0.21328 | 705.9956 | 7765.952 | -1.1562 | -12.7182 | 0.075862 | 0.64671 | 0.075862 | 0.64671 | 0.088995 | 0.75867 | 0.088995 | 0.75867 | 3.3482 | 5.6419 | 3.3482 | 5.6419
234330-Premium T8 with T12 40 Watt Baseline - Tr1 | 1.0862 | 0.70039 | 1.0821 | 5484.9524 | 60334.4766 | -8.9826 | -98.8087 | 0.079577 | 0.67838 | 0.079577 | 0.67838 | 0.081093 | 0.6913 | 0.081093 | 0.6913 | 3.7833 | 3.9951 | 3.7833 | 3.9951
234207-Lighting-8 Ft T-8 with Elec Ballast-Tr1 | 0.046913 | 0.030251 | 0.046737 | 236.9009 | 2605.9098 | -0.38797 | -4.2677 | 0.021117 | 0.18002 | 0.021117 | 0.18002 | 0.053752 | 0.45823 | 0.053752 | 0.45823 | 1.2426 | 1.9878 | 1.2426 | 1.9878
234303-Lighting-Remove 4 Ft Lamp (De-Lamp) - Tr1 | 3.6117 | 2.3289 | 3.5982 | 18238.5816 | 200624.3979 | -29.869 | -328.5589 | 0.091017 | 0.77591 | 0.091017 | 0.77591 | 0.09799 | 0.83535 | 0.09799 | 0.83535 | 6.3072 | 10.6277 | 6.3072 | 10.6277
234303-Lighting-Remove 4 Ft Lamp (De-Lamp) - Tr1 | 0.31202 | 0.2012 | 0.48829 | 1575.6227 | 17331.8501 | -2.5804 | -28.3841 | 0.070317 | 0.60487 | 0.070317 | 0.60487 | 0.085451 | 0.73506 | 0.085451 | 0.73506 | 2.8889 | 4.8678 | 2.8889 | 4.8678
234330-Premium T8 with T12 40 Watt Baseline - Tr1 | 2.0956 | 1.3513 | 3.2795 | 10582.4833 | 116407.316 | -17.3307 | -190.6381 | 0.045483 | 0.39125 | 0.045483 | 0.39125 | 0.048774 | 0.41955 | 0.048774 | 0.41955 | 1.7329 | 1.8299 | 1.7329 | 1.8299
234331-Premium T8 with T12 40 Watt Baseline - Tr2 | 0.11842 | 0.076358 | 0.18531 | 597.9747 | 6577.722 | -0.97929 | -10.7722 | 0.048637 | 0.41463 | 0.048637 | 0.41463 | 0.065483 | 0.55824 | 0.065483 | 0.55824 | 1.817 | 2.5341 | 1.817 | 2.5341
234304-Lighting-Remove 4 Ft Lamp (De-Lamp) - Tr2 | 0.38135 | 0.24591 | 0.5968 | 1925.7611 | 21183.3724 | -3.1538 | -34.6916 | 0.071163 | 0.60666 | 0.071163 | 0.60666 | 0.0916 | 0.78088 | 0.0916 | 0.78088 | 2.9231 | 6.5289 | 2.9231 | 6.5289
234343-Steam Trap Replacement- Commercial - Other | 0 | 0 | 0 | 0 | 0 | 240.192 | 3602.88 | 0 | 0.20862 | 0 | 0.20862 | 0 | 0.45261 | 0 | 0.45261 | 1.2829 | 1.9175 | 1.2829 | 1.9175
234343-Steam Trap Replacement- Commercial - Other | 0 | 0 | 0 | 0 | 0 | 256.2048 | 3843.072 | 0 | 0.20862 | 0 | 0.20862 | 0 | 0.45261 | 0 | 0.45261 | 1.2829 | 1.9175 | 1.2829 | 1.9175
234343-Steam Trap Replacement- Commercial - Other | 0 | 0 | 0 | 0 | 0 | 208.1664 | 3122.496 | 0 | 0.20862 | 0 | 0.20862 | 0 | 0.45261 | 0 | 0.45261 | 1.2829 | 1.9175 | 1.2829 | 1.9175
234343-Steam Trap Replacement- Commercial - Other | 0 | 0 | 0 | 0 | 0 | 256.2048 | 3843.072 | 0 | 0.20862 | 0 | 0.20862 | 0 | 0.45261 | 0 | 0.45261 | 1.2829 | 1.9175 | 1.2829 | 1.9175
234343-Steam Trap Replacement- Commercial - Other | 0 | 0 | 0 | 0 | 0 | 240.192 | 3602.88 | 0 | 0.20862 | 0 | 0.20862 | 0 | 0.45261 | 0 | 0.45261 | 1.2829 | 1.9175 | 1.2829 | 1.9175
234343-Steam Trap Replacement- Commercial - Other | 0 | 0 | 0 | 0 | 0 | 256.2048 | 3843.072 | 0 | 0.20862 | 0 | 0.20862 | 0 | 0.45261 | 0 | 0.45261 | 1.2829 | 1.9175 | 1.2829 | 1.9175
234343-Steam Trap Replacement- Commercial - Other | 0 | 0 | 0 | 0 | 0 | 368.2944 | 5524.416 | 0 | 0.20793 | 0 | 0.20793 | 0 | 0.45193 | 0 | 0.45193 | 1.282 | 1.9161 | 1.282 | 1.9161
234331-Premium T8 with T12 40 Watt Baseline - Tr2 | 0.075355 | 0.048591 | 0.11793 | 380.5294 | 4185.8231 | -0.62319 | -6.855 | 0.04861 | 0.4145 | 0.04861 | 0.4145 | 0.065456 | 0.55814 | 0.065456 | 0.55814 | 1.8166 | 2.5335 | 1.8166 | 2.5335
234304-Lighting-Remove 4 Ft Lamp (De-Lamp) - Tr2 | 0.24268 | 0.15649 | 0.37978 | 1225.4844 | 13480.3279 | -2.007 | -22.0765 | 0.071137 | 0.60658 | 0.071137 | 0.60658 | 0.091573 | 0.78084 | 0.091573 | 0.78084 | 2.9224 | 6.5273 | 2.9224 | 6.5273
234307-Lighting-Remove 8 Ft Lamp (De-Lamp) - Tr2 | 0.057216 | 0.036894 | 0.08954 | 288.9284 | 3178.2121 | -0.47317 | -5.2049 | 0.085418 | 0.72836 | 0.085418 | 0.72836 | 0.094756 | 0.80798 | 0.094756 | 0.80798 | 4.7591 | 8.0793 | 4.7591 | 8.0793
234295-Lighting-Occupancy Sensor-Wallbox Lghtng Snsr-Tr2 | 0.040637 | 0.026204 | 0.16913 | 205.2086 | 1641.6691 | 0 | 0 | 0.076238 | 0 | 0.076238 | 0 | 0.085361 | 0 | 0.085361 | 0 | 3.3578 | 4.6776 | 3.3578 | 4.6776
234343-Steam Trap Replacement- Commercial - Other | 0 | 0 | 0 | 0 | 0 | 224.1792 | 3362.688 | 0 | 0.20862 | 0 | 0.20862 | 0 | 0.45261 | 0 | 0.45261 | 1.2829 | 1.9175 | 1.2829 | 1.9175
234175-Food Service - Ice Machine Air-Cooled 201-300 | 0.25249 | 0.1954 | 0.25 | 2190 | 26280 | 0 | 0 | 0.07592 | 0 | 0.07592 | 0 | 0.060745 | 0 | 0.060745 | 0 | 5.2754 | 2.8445 | 5.2754 | 2.8445
234343-Steam Trap Replacement- Commercial - Other | 0 | 0 | 0 | 0 | 0 | 304.2432 | 4563.648 | 0 | 0.20862 | 0 | 0.20862 | 0 | 0.45261 | 0 | 0.45261 | 1.2829 | 1.9175 | 1.2829 | 1.9175
234343-Steam Trap Replacement- Commercial - Other | 0 | 0 | 0 | 0 | 0 | 352.2816 | 5284.224 | 0 | 0.20862 | 0 | 0.20862 | 0 | 0.45261 | 0 | 0.45261 | 1.2829 | 1.9175 | 1.2829 | 1.9175
234343-Steam Trap Replacement- Commercial - Other | 0 | 0 | 0 | 0 | 0 | 304.2432 | 4563.648 | 0 | 0.20862 | 0 | 0.20862 | 0 | 0.45261 | 0 | 0.45261 | 1.2829 | 1.9175 | 1.2829 | 1.9175
234059-Motors - VFD - HVAC Fans (per Hp) | 1.4188 | 1.2937 | 0 | 10843.2 | 162648 | 0 | 0 | 0.0708 | 0 | 0.0708 | 0 | 0.085067 | 0 | 0.085067 | 0 | 3.4551 | 6.8383 | 3.4551 | 6.8383
234343-Steam Trap Replacement- Commercial - Other | 0 | 0 | 0 | 0 | 0 | 304.2432 | 4563.648 | 0 | 0.20862 | 0 | 0.20862 | 0 | 0.45261 | 0 | 0.45261 | 1.2829 | 1.9175 | 1.2829 | 1.9175
234343-Steam Trap Replacement- Commercial - Other | 0 | 0 | 0 | 0 | 0 | 448.3584 | 6725.376 | 0 | 0.20862 | 0 | 0.20862 | 0 | 0.45261 | 0 | 0.45261 | 1.2829 | 1.9175 | 1.2829 | 1.9175
234343-Steam Trap Replacement- Commercial - Other | 0 | 0 | 0 | 0 | 0 | 368.2944 | 5524.416 | 0 | 0.20862 | 0 | 0.20862 | 0 | 0.45261 | 0 | 0.45261 | 1.2829 | 1.9175 | 1.2829 | 1.9175
234332-Premium T8 with T12 40 Watt Baseline - Tr3 | 0.51426 | 0.29343 | 0.79086 | 2559.2322 | 28151.5547 | -3.3089 | -36.3975 | 0.039498 | 0.34833 | 0.039498 | 0.34833 | 0.070597 | 0.6226 | 0.070597 | 0.6226 | 1.6071 | 3.0787 | 1.6071 | 3.0787
234330-Premium T8 with T12 40 Watt Baseline - Tr1 | 0.30671 | 0.19777 | 0.4978 | 1548.8156 | 17036.9713 | -2.5365 | -27.9011 | 0.059652 | 0.50852 | 0.059652 | 0.50852 | 0.062224 | 0.53045 | 0.062224 | 0.53045 | 2.2295 | 2.3544 | 2.2295 | 2.3544
234207-Lighting-8 Ft T-8 with Elec Ballast-Tr1 | 0.011058 | 0.0071308 | 0.017948 | 55.8428 | 614.2704 | -0.091453 | -1.006 | -0.039549 | -0.33715 | -0.039549 | -0.33715 | 0.01583 | 0.13495 | 0.01583 | 0.13495 | 0.73226 | 1.1714 | 0.73226 | 1.1714
234330-Premium T8 with T12 40 Watt Baseline - Tr1 | 2.4891 | 1.6051 | 2.4798 | 12569.6826 | 138266.5089 | -20.5851 | -226.4365 | 0.079577 | 0.67838 | 0.079577 | 0.67838 | 0.081093 | 0.6913 | 0.081093 | 0.6913 | 3.7833 | 3.9951 | 3.7833 | 3.9951
234330-Premium T8 with T12 40 Watt Baseline - Tr1 | 1.0366 | 0.59148 | 1.5942 | 5158.6932 | 56745.6255 | -6.6697 | -73.3672 | 0.042655 | 0.37618 | 0.042655 | 0.37618 | 0.045938 | 0.40513 | 0.045938 | 0.40513 | 1.6891 | 1.7836 | 1.6891 | 1.7836
234331-Premium T8 with T12 40 Watt Baseline - Tr2 | 0.10765 | 0.069416 | 0.16847 | 543.6134 | 5979.7473 | -0.89027 | -9.7929 | 0.048777 | 0.41528 | 0.048777 | 0.41528 | 0.065622 | 0.55871 | 0.065622 | 0.55871 | 1.8194 | 2.5374 | 1.8194 | 2.5374
234304-Lighting-Remove 4 Ft Lamp (De-Lamp) - Tr2 | 0.34669 | 0.22355 | 0.54254 | 1750.6919 | 19257.6112 | -2.8671 | -31.5378 | 0.071302 | 0.60707 | 0.071302 | 0.60707 | 0.091739 | 0.78106 | 0.091739 | 0.78106 | 2.9269 | 6.5374 | 2.9269 | 6.5374
234049-Lighting-LED Exit Sign New Sign | 0.038498 | 0.038248 | 0 | 337.2586 | 5396.1376 | 0 | 0 | 0.076362 | 0 | 0.076362 | 0 | 0.082259 | 0 | 0.082259 | 0 | 4.9227 | 7.0618 | 4.9227 | 7.0618
234331-Premium T8 with T12 40 Watt Baseline - Tr2 | 0.35808 | 0.2309 | 0.52771 | 1808.2369 | 19890.6057 | -2.9613 | -32.5745 | 0.061007 | 0.52479 | 0.061007 | 0.52479 | 0.074176 | 0.63807 | 0.074176 | 0.63807 | 2.3109 | 3.223 | 2.3109 | 3.223
234304-Lighting-Remove 4 Ft Lamp (De-Lamp) - Tr2 | 0.79836 | 0.51481 | 1.1766 | 4031.5687 | 44347.256 | -6.6024 | -72.6267 | 0.078617 | 0.67627 | 0.078617 | 0.67627 | 0.094593 | 0.81369 | 0.094593 | 0.81369 | 3.7177 | 8.3036 | 3.7177 | 8.3036
234049-Lighting-LED Exit Sign New Sign | 0.038498 | 0.038248 | 0 | 337.2586 | 5396.1376 | 0 | 0 | 0.076362 | 0 | 0.076362 | 0 | 0.082259 | 0 | 0.082259 | 0 | 4.9227 | 7.0618 | 4.9227 | 7.0618
234330-Premium T8 with T12 40 Watt Baseline - Tr1 | 0.29022 | 0.19049 | 0.36406 | 1822.7647 | 20050.4114 | -8.8507 | -97.3579 | 0.06316 | 0.57111 | 0.06316 | 0.57111 | 0.065218 | 0.58972 | 0.065218 | 0.58972 | 2.6271 | 2.7741 | 2.6271 | 2.7741
234207-Lighting-8 Ft T-8 with Elec Ballast-Tr1 | 0.12607 | 0.082743 | 0.15814 | 791.77 | 8709.4702 | -3.8446 | -42.2902 | -0.016213 | -0.1466 | -0.016213 | -0.1466 | 0.028097 | 0.25406 | 0.028097 | 0.25406 | 0.86283 | 1.3803 | 0.86283 | 1.3803
234303-Lighting-Remove 4 Ft Lamp (De-Lamp) - Tr1 | 0.96505 | 0.6334 | 1.2106 | 6061.063 | 66671.6931 | -29.4304 | -323.7348 | 0.078693 | 0.71156 | 0.078693 | 0.71156 | 0.088159 | 0.79716 | 0.088159 | 0.79716 | 4.3796 | 7.3797 | 4.3796 | 7.3797
234331-Premium T8 with T12 40 Watt Baseline - Tr2 | 0.34431 | 0.22202 | 0.50742 | 1738.6893 | 19125.5824 | -2.8474 | -31.3216 | 0.061007 | 0.52479 | 0.061007 | 0.52479 | 0.074176 | 0.63807 | 0.074176 | 0.63807 | 2.3109 | 3.223 | 2.3109 | 3.223
234304-Lighting-Remove 4 Ft Lamp (De-Lamp) - Tr2 | 0.93142 | 0.60061 | 1.3727 | 4703.4968 | 51738.4653 | -7.7028 | -84.7311 | 0.078617 | 0.67627 | 0.078617 | 0.67627 | 0.094593 | 0.81369 | 0.094593 | 0.81369 | 3.7177 | 8.3036 | 3.7177 | 8.3036
234049-Lighting-LED Exit Sign New Sign | 0.038498 | 0.038248 | 0 | 337.2586 | 5396.1376 | 0 | 0 | 0.076362 | 0 | 0.076362 | 0 | 0.082259 | 0 | 0.082259 | 0 | 4.9227 | 7.0618 | 4.9227 | 7.0618
234331-Premium T8 with T12 40 Watt Baseline - Tr2 | 0.17904 | 0.11545 | 0.26386 | 904.1184 | 9945.3029 | -1.4807 | -16.2872 | 0.061007 | 0.52479 | 0.061007 | 0.52479 | 0.074176 | 0.63807 | 0.074176 | 0.63807 | 2.3109 | 3.223 | 2.3109 | 3.223
234304-Lighting-Remove 4 Ft Lamp (De-Lamp) - Tr2 | 0.46571 | 0.3003 | 0.68633 | 2351.7484 | 25869.2327 | -3.8514 | -42.3656 | 0.078617 | 0.67627 | 0.078617 | 0.67627 | 0.094593 | 0.81369 | 0.094593 | 0.81369 | 3.7177 | 8.3036 | 3.7177 | 8.3036
234331-Premium T8 with T12 40 Watt Baseline - Tr2 | 0.068862 | 0.044404 | 0.10148 | 347.7379 | 3825.1165 | -0.56948 | -6.2643 | 0.061007 | 0.52479 | 0.061007 | 0.52479 | 0.074176 | 0.63807 | 0.074176 | 0.63807 | 2.3109 | 3.223 | 2.3109 | 3.223
234304-Lighting-Remove 4 Ft Lamp (De-Lamp) - Tr2 | 0.22177 | 0.143 | 0.32682 | 1119.8802 | 12318.6822 | -1.834 | -20.1741 | 0.078617 | 0.67627 | 0.078617 | 0.67627 | 0.094593 | 0.81369 | 0.094593 | 0.81369 | 3.7177 | 8.3036 | 3.7177 | 8.3036
234126-Refrigeration - Efficient Evap Fan Motor Electronically Commutated Motor (ECM) | 0.02576 | 0.019935 | 0.030422 | 223.4285 | 3351.4272 | -0.22134 | -3.3201 | 0.082968 | 0.82651 | 0.082968 | 0.82651 | -0.047945 | -0.47762 | -0.047945 | -0.47762 | 7.96 | 0.66433 | 7.96 | 0.66433
234126-Refrigeration - Efficient Evap Fan Motor Electronically Commutated Motor (ECM) | 0.11592 | 0.089707 | 0.1369 | 1005.4282 | 15081.4224 | -0.99604 | -14.9407 | 0.083077 | 0.82664 | 0.083077 | 0.82664 | -0.047835 | -0.47597 | -0.047835 | -0.47597 | 7.9692 | 0.6651 | 7.9692 | 0.6651
234126-Refrigeration - Efficient Evap Fan Motor Electronically Commutated Motor (ECM) | 0.03864 | 0.029902 | 0.045634 | 335.1427 | 5027.1408 | -0.33201 | -4.9802 | 0.083077 | 0.82664 | 0.083077 | 0.82664 | -0.047835 | -0.47597 | -0.047835 | -0.47597 | 7.9692 | 0.6651 | 7.9692 | 0.6651
234303-Lighting-Remove 4 Ft Lamp (De-Lamp) - Tr1 | 0.48536 | 0.31297 | 0.75956 | 2450.9687 | 26960.6557 | -4.0139 | -44.153 | 0.070945 | 0.6048 | 0.070945 | 0.6048 | 0.086077 | 0.7338 | 0.086077 | 0.7338 | 2.906 | 4.8967 | 2.906 | 4.8967
234330-Premium T8 with T12 40 Watt Baseline - Tr1 | 0.55258 | 0.35632 | 0.86475 | 2790.406 | 30694.4664 | -4.5698 | -50.2678 | 0.046114 | 0.39312 | 0.046114 | 0.39312 | 0.049404 | 0.42117 | 0.049404 | 0.42117 | 1.7431 | 1.8407 | 1.7431 | 1.8407
234331-Premium T8 with T12 40 Watt Baseline - Tr2 | 0.095851 | 0.061807 | 0.11198 | 484.0298 | 5324.3275 | -0.79269 | -8.7196 | 0.001167 | 0.0099513 | 0.001167 | 0.0099513 | 0.031439 | 0.26808 | 0.031439 | 0.26808 | 1.0109 | 1.4099 | 1.0109 | 1.4099
234304-Lighting-Remove 4 Ft Lamp (De-Lamp) - Tr2 | 0.30869 | 0.19905 | 0.36063 | 1558.8045 | 17146.8499 | -2.5528 | -28.0811 | 0.041646 | 0.35511 | 0.041646 | 0.35511 | 0.07837 | 0.66825 | 0.07837 | 0.66825 | 1.6263 | 3.6324 | 1.6263 | 3.6324
234295-Lighting-Occupancy Sensor-Wallbox Lghtng Snsr-Tr2 | 0.040637 | 0.026204 | 0.16913 | 205.2086 | 1641.6691 | 0 | 0 | 0.076238 | 0 | 0.076238 | 0 | 0.085361 | 0 | 0.085361 | 0 | 3.3578 | 4.6776 | 3.3578 | 4.6776
234330-Premium T8 with T12 40 Watt Baseline - Tr1 | 0.42994 | 0.27724 | 0.42833 | 2171.127 | 23882.397 | -3.5556 | -39.1118 | 0.079577 | 0.67838 | 0.079577 | 0.67838 | 0.081093 | 0.6913 | 0.081093 | 0.6913 | 3.7833 | 3.9951 | 3.7833 | 3.9951
234303-Lighting-Remove 4 Ft Lamp (De-Lamp) - Tr1 | 1.4296 | 0.92188 | 1.4243 | 7219.4386 | 79413.8242 | -11.8231 | -130.0546 | 0.091017 | 0.77591 | 0.091017 | 0.77591 | 0.09799 | 0.83535 | 0.09799 | 0.83535 | 6.3072 | 10.6277 | 6.3072 | 10.6277
234330-Premium T8 with T12 40 Watt Baseline - Tr1 | 0.62662 | 0.40406 | 0.73207 | 3164.297 | 34807.2669 | -5.1821 | -57.0032 | -0.0033664 | -0.028705 | -0.0033664 | -0.028705 | 0.0025456 | 0.021706 | 0.0025456 | 0.021706 | 0.96981 | 1.0241 | 0.96981 | 1.0241
234303-Lighting-Remove 4 Ft Lamp (De-Lamp) - Tr1 | 0.88747 | 0.57227 | 1.0368 | 4481.5631 | 49297.1936 | -7.3394 | -80.7331 | 0.041254 | 0.35177 | 0.041254 | 0.35177 | 0.068446 | 0.58363 | 0.068446 | 0.58363 | 1.6168 | 2.7243 | 1.6168 | 2.7243
234330-Premium T8 with T12 40 Watt Baseline - Tr1 | 0.84089 | 0.54223 | 1.2828 | 4246.3307 | 46709.6379 | -6.9541 | -76.4955 | 0.054284 | 0.46288 | 0.054284 | 0.46288 | 0.057139 | 0.48723 | 0.057139 | 0.48723 | 2.0079 | 2.1204 | 2.0079 | 2.1204
234303-Lighting-Remove 4 Ft Lamp (De-Lamp) - Tr1 | 1.7975 | 1.1591 | 2.7422 | 9077.0868 | 99847.9543 | -14.8654 | -163.5192 | 0.075835 | 0.64664 | 0.075835 | 0.64664 | 0.088968 | 0.75863 | 0.088968 | 0.75863 | 3.3474 | 5.6405 | 3.3474 | 5.6405
234330-Premium T8 with T12 40 Watt Baseline - Tr1 | 1.172 | 0.75574 | 1.3692 | 5918.4073 | 65102.4807 | -9.6925 | -106.6171 | -0.0031989 | -0.027235 | -0.0031989 | -0.027235 | 0.0027129 | 0.023098 | 0.0027129 | 0.023098 | 0.97131 | 1.0257 | 0.97131 | 1.0257
234303-Lighting-Remove 4 Ft Lamp (De-Lamp) - Tr1 | 1.5434 | 0.99525 | 1.8032 | 7794.0227 | 85734.2497 | -12.7641 | -140.4054 | 0.04142 | 0.35265 | 0.04142 | 0.35265 | 0.068612 | 0.58416 | 0.068612 | 0.58416 | 1.6193 | 2.7285 | 1.6193 | 2.7285
234330-Premium T8 with T12 40 Watt Baseline - Tr1 | 0.6336 | 0.40856 | 0.63122 | 3199.5556 | 35195.1114 | -5.2399 | -57.6384 | 0.07955 | 0.67832 | 0.07955 | 0.67832 | 0.081066 | 0.69125 | 0.081066 | 0.69125 | 3.7824 | 3.9941 | 3.7824 | 3.9941
234303-Lighting-Remove 4 Ft Lamp (De-Lamp) - Tr1 | 2.1069 | 1.3586 | 2.0989 | 10639.1726 | 117030.8988 | -17.4236 | -191.6594 | 0.090991 | 0.77588 | 0.090991 | 0.77588 | 0.097963 | 0.83533 | 0.097963 | 0.83533 | 6.3056 | 10.6251 | 6.3056 | 10.6251
234126-Refrigeration - Efficient Evap Fan Motor Electronically Commutated Motor (ECM) | 0.064399 | 0.049837 | 0.076056 | 558.5712 | 8378.568 | -0.55336 | -8.3004 | 0.082968 | 0.82651 | 0.082968 | 0.82651 | -0.047945 | -0.47762 | -0.047945 | -0.47762 | 7.96 | 0.66433 | 7.96 | 0.66433
234330-Premium T8 with T12 40 Watt Baseline - Tr1 | 0.19167 | 0.11985 | 0.29734 | 991.2343 | 10903.5773 | -0.28827 | -3.1709 | 0.048681 | 0.41825 | 0.048681 | 0.41825 | 0.05179 | 0.44497 | 0.05179 | 0.44497 | 1.8301 | 1.9326 | 1.8301 | 1.9326
234330-Premium T8 with T12 40 Watt Baseline - Tr1 | 0.3784 | 0.244 | 0.57727 | 1910.8488 | 21019.3371 | -3.1294 | -34.423 | 0.05445 | 0.46359 | 0.05445 | 0.46359 | 0.057306 | 0.4879 | 0.057306 | 0.4879 | 2.011 | 2.1236 | 2.011 | 2.1236
234330-Premium T8 with T12 40 Watt Baseline - Tr1 | 2.9071 | 1.8746 | 5.0035 | 14680.4911 | 161485.4026 | -24.042 | -264.4617 | 0.040328 | 0.3469 | 0.040328 | 0.3469 | 0.043891 | 0.37756 | 0.043891 | 0.37756 | 1.6 | 1.6895 | 1.6 | 1.6895
234303-Lighting-Remove 4 Ft Lamp (De-Lamp) - Tr1 | 7.6503 | 4.9331 | 13.1669 | 38632.2266 | 424954.4927 | -63.2673 | -695.9402 | 0.067225 | 0.57827 | 0.067225 | 0.57827 | 0.083616 | 0.71927 | 0.083616 | 0.71927 | 2.6673 | 4.4945 | 2.6673 | 4.4945
234343-Steam Trap Replacement- Commercial - Other | 0 | 0 | 0 | 0 | 0 | 240.192 | 3602.88 | 0 | 0.20793 | 0 | 0.20793 | 0 | 0.45193 | 0 | 0.45193 | 1.282 | 1.9161 | 1.282 | 1.9161
234343-Steam Trap Replacement- Commercial - Other | 0 | 0 | 0 | 0 | 0 | 192.1536 | 2882.304 | 0 | 0.20793 | 0 | 0.20793 | 0 | 0.45193 | 0 | 0.45193 | 1.282 | 1.9161 | 1.282 | 1.9161
234330-Premium T8 with T12 40 Watt Baseline - Tr1 | 0.24025 | 0.15492 | 0.36652 | 1213.2373 | 13345.6108 | -1.9869 | -21.8559 | 0.053681 | 0.46177 | 0.053681 | 0.46177 | 0.056537 | 0.48633 | 0.056537 | 0.48633 | 1.9966 | 2.1084 | 1.9966 | 2.1084
234303-Lighting-Remove 4 Ft Lamp (De-Lamp) - Tr1 | 0.7989 | 0.51515 | 1.2188 | 4034.2608 | 44376.8686 | -6.6068 | -72.6752 | 0.075234 | 0.64717 | 0.075234 | 0.64717 | 0.08837 | 0.76016 | 0.08837 | 0.76016 | 3.3285 | 5.6087 | 3.3285 | 5.6087
234343-Steam Trap Replacement- Commercial - Other | 0 | 0 | 0 | 0 | 0 | 240.192 | 3602.88 | 0 | 0.20793 | 0 | 0.20793 | 0 | 0.45193 | 0 | 0.45193 | 1.282 | 1.9161 | 1.282 | 1.9161
234343-Steam Trap Replacement- Commercial - Other | 0 | 0 | 0 | 0 | 0 | 224.1792 | 3362.688 | 0 | 0.20793 | 0 | 0.20793 | 0 | 0.45193 | 0 | 0.45193 | 1.282 | 1.9161 | 1.282 | 1.9161
234330-Premium T8 with T12 40 Watt Baseline - Tr1 | 1.2974 | 0.83658 | 1.9792 | 6551.4817 | 72066.2985 | -10.7292 | -118.0217 | 0.05445 | 0.46359 | 0.05445 | 0.46359 | 0.057306 | 0.4879 | 0.057306 | 0.4879 | 2.011 | 2.1236 | 2.011 | 2.1236
234207-Lighting-8 Ft T-8 with Elec Ballast-Tr1 | 0.13136 | 0.084702 | 0.13086 | 663.3225 | 7296.5475 | -1.0863 | -11.9494 | 0.020483 | 0.17619 | 0.020483 | 0.17619 | 0.053122 | 0.45696 | 0.053122 | 0.45696 | 1.2353 | 1.9761 | 1.2353 | 1.9761
234330-Premium T8 with T12 40 Watt Baseline - Tr1 | 0.8703 | 0.56119 | 1.0168 | 4394.8569 | 48343.4263 | -7.1974 | -79.1711 | -0.0031989 | -0.027235 | -0.0031989 | -0.027235 | 0.0027129 | 0.023098 | 0.0027129 | 0.023098 | 0.97131 | 1.0257 | 0.97131 | 1.0257
234303-Lighting-Remove 4 Ft Lamp (De-Lamp) - Tr1 | 1.3505 | 0.87084 | 1.5778 | 6819.7699 | 75017.4685 | -11.1686 | -122.8547 | 0.04142 | 0.35265 | 0.04142 | 0.35265 | 0.068612 | 0.58416 | 0.068612 | 0.58416 | 1.6193 | 2.7285 | 1.6193 | 2.7285
234330-Premium T8 with T12 40 Watt Baseline - Tr1 | 0.18566 | 0.11972 | 0.21691 | 937.5695 | 10313.2643 | -1.5354 | -16.8898 | -0.0033664 | -0.028705 | -0.0033664 | -0.028705 | 0.0025456 | 0.021706 | 0.0025456 | 0.021706 | 0.96981 | 1.0241 | 0.96981 | 1.0241
234303-Lighting-Remove 4 Ft Lamp (De-Lamp) - Tr1 | 0.61737 | 0.3981 | 0.72127 | 3117.6091 | 34293.6999 | -5.1057 | -56.1622 | 0.041254 | 0.35177 | 0.041254 | 0.35177 | 0.068446 | 0.58363 | 0.068446 | 0.58363 | 1.6168 | 2.7243 | 1.6168 | 2.7243
234330-Premium T8 with T12 40 Watt Baseline - Tr1 | 0.66143 | 0.42651 | 0.77274 | 3340.0913 | 36741.004 | -5.47 | -60.1701 | -0.0033664 | -0.028705 | -0.0033664 | -0.028705 | 0.0025456 | 0.021706 | 0.0025456 | 0.021706 | 0.96981 | 1.0241 | 0.96981 | 1.0241
234303-Lighting-Remove 4 Ft Lamp (De-Lamp) - Tr1 | 2.1994 | 1.4182 | 2.5695 | 11106.4823 | 122171.3058 | -18.1889 | -200.0777 | 0.041254 | 0.35177 | 0.041254 | 0.35177 | 0.068446 | 0.58363 | 0.068446 | 0.58363 | 1.6168 | 2.7243 | 1.6168 | 2.7243
234049-Lighting-LED Exit Sign New Sign | 0.46198 | 0.45898 | 0 | 4047.1032 | 64753.6509 | 0 | 0 | 0.076914 | 0 | 0.076914 | 0 | 0.08281 | 0 | 0.08281 | 0 | 4.951 | 7.1024 | 4.951 | 7.1024
234343-Steam Trap Replacement- Commercial - Other | 0 | 0 | 0 | 0 | 0 | 240.192 | 3602.88 | 0 | 0.20793 | 0 | 0.20793 | 0 | 0.45193 | 0 | 0.45193 | 1.282 | 1.9161 | 1.282 | 1.9161
234343-Steam Trap Replacement- Commercial - Other | 0 | 0 | 0 | 0 | 0 | 288.2304 | 4323.456 | 0 | 0.20793 | 0 | 0.20793 | 0 | 0.45193 | 0 | 0.45193 | 1.282 | 1.9161 | 1.282 | 1.9161
234343-Steam Trap Replacement- Commercial - Other | 0 | 0 | 0 | 0 | 0 | 208.1664 | 3122.496 | 0 | 0.20793 | 0 | 0.20793 | 0 | 0.45193 | 0 | 0.45193 | 1.282 | 1.9161 | 1.282 | 1.9161
234343-Steam Trap Replacement- Commercial - Other | 0 | 0 | 0 | 0 | 0 | 352.2816 | 5284.224 | 0 | 0.20793 | 0 | 0.20793 | 0 | 0.45193 | 0 | 0.45193 | 1.282 | 1.9161 | 1.282 | 1.9161
234332-Premium T8 with T12 40 Watt Baseline - Tr3 | 0.15724 | 0.10139 | 0.23988 | 794.0293 | 8734.3225 | -1.3004 | -14.304 | 0.051564 | 0.43957 | 0.051564 | 0.43957 | 0.07862 | 0.67022 | 0.07862 | 0.67022 | 1.911 | 3.6608 | 1.911 | 3.6608
234330-Premium T8 with T12 40 Watt Baseline - Tr1 | 0.21155 | 0.12071 | 0.32534 | 1052.7945 | 11580.7399 | -1.3612 | -14.9729 | 0.042655 | 0.37618 | 0.042655 | 0.37618 | 0.045938 | 0.40513 | 0.045938 | 0.40513 | 1.6891 | 1.7836 | 1.6891 | 1.7836
234331-Premium T8 with T12 40 Watt Baseline - Tr2 | 0.26387 | 0.165 | 0.40934 | 1364.6261 | 15010.8869 | -0.39686 | -4.3654 | 0.051065 | 0.43874 | 0.051065 | 0.43874 | 0.066986 | 0.57552 | 0.066986 | 0.57552 | 1.9076 | 2.6605 | 1.9076 | 2.6605
234330-Premium T8 with T12 40 Watt Baseline - Tr1 | 0.33848 | 0.19314 | 0.52054 | 1684.4713 | 18529.1838 | -2.1779 | -23.9566 | 0.042655 | 0.37618 | 0.042655 | 0.37618 | 0.045938 | 0.40513 | 0.045938 | 0.40513 | 1.6891 | 1.7836 | 1.6891 | 1.7836
234331-Premium T8 with T12 40 Watt Baseline - Tr2 | 0.17365 | 0.11197 | 0.26491 | 876.8846 | 9645.7301 | -1.4361 | -15.7966 | 0.0565 | 0.48166 | 0.0565 | 0.48166 | 0.071121 | 0.6063 | 0.071121 | 0.6063 | 2.0935 | 2.9198 | 2.0935 | 2.9198
234331-Premium T8 with T12 40 Watt Baseline - Tr2 | 0.024807 | 0.015996 | 0.037844 | 125.2692 | 1377.9614 | -0.20515 | -2.2567 | 0.0565 | 0.48166 | 0.0565 | 0.48166 | 0.071121 | 0.6063 | 0.071121 | 0.6063 | 2.0935 | 2.9198 | 2.0935 | 2.9198
234307-Lighting-Remove 8 Ft Lamp (De-Lamp) - Tr2 | 0.13185 | 0.085018 | 0.20114 | 665.801 | 7323.8108 | -1.0904 | -11.9941 | 0.088446 | 0.75399 | 0.088446 | 0.75399 | 0.09655 | 0.82308 | 0.09655 | 0.82308 | 5.4848 | 9.3112 | 5.4848 | 9.3112
234331-Premium T8 with T12 40 Watt Baseline - Tr2 | 0.34448 | 0.22213 | 0.5391 | 1739.5628 | 19135.1912 | -2.8489 | -31.3374 | 0.048637 | 0.41463 | 0.048637 | 0.41463 | 0.065483 | 0.55824 | 0.065483 | 0.55824 | 1.817 | 2.5341 | 1.817 | 2.5341
234330-Premium T8 with T12 40 Watt Baseline - Tr1 | 0.6135 | 0.35006 | 0.94348 | 3053.1042 | 33584.1457 | -3.9474 | -43.4214 | 0.042655 | 0.37618 | 0.042655 | 0.37618 | 0.045938 | 0.40513 | 0.045938 | 0.40513 | 1.6891 | 1.7836 | 1.6891 | 1.7836
234331-Premium T8 with T12 40 Watt Baseline - Tr2 | 0.22326 | 0.14396 | 0.3406 | 1127.423 | 12401.653 | -1.8464 | -20.31 | 0.0565 | 0.48166 | 0.0565 | 0.48166 | 0.071121 | 0.6063 | 0.071121 | 0.6063 | 2.0935 | 2.9198 | 2.0935 | 2.9198
234330-Premium T8 with T12 40 Watt Baseline - Tr1 | 0.16246 | 0.10476 | 0.1898 | 820.3733 | 9024.1062 | -1.3435 | -14.7786 | -0.0033394 | -0.028468 | -0.0033394 | -0.028468 | 0.0025726 | 0.021931 | 0.0025726 | 0.021931 | 0.97005 | 1.0244 | 0.97005 | 1.0244
234049-Lighting-LED Exit Sign New Sign | 0.26949 | 0.26774 | 0 | 2360.8102 | 37772.963 | 0 | 0 | 0.076914 | 0 | 0.076914 | 0 | 0.08281 | 0 | 0.08281 | 0 | 4.951 | 7.1024 | 4.951 | 7.1024
234330-Premium T8 with T12 40 Watt Baseline - Tr1 | 0.9468 | 0.61052 | 1.5367 | 4781.1263 | 52592.3897 | -7.83 | -86.1296 | 0.059652 | 0.50852 | 0.059652 | 0.50852 | 0.062224 | 0.53045 | 0.062224 | 0.53045 | 2.2295 | 2.3544 | 2.2295 | 2.3544
234332-Premium T8 with T12 40 Watt Baseline - Tr3 | 1.0879 | 0.62073 | 1.673 | 5413.7605 | 59551.3658 | -6.9995 | -76.9948 | 0.039498 | 0.34833 | 0.039498 | 0.34833 | 0.070597 | 0.6226 | 0.070597 | 0.6226 | 1.6071 | 3.0787 | 1.6071 | 3.0787
234084-Refrigeration -Cooler/Freezer Door Gaskets - Solid Doors: Cooler | 0.38187 | 0.29552 | 0.37858 | 3312.144 | 13248.576 | 0 | 0 | 0.084369 | 0 | 0.084369 | 0 | 0.084369 | 0 | 0.084369 | 0 | 8.6232 | 8.6232 | 8.6232 | 8.6232
234116-Refrigeration -Cooler/Freezer Door Gaskets - Solid Doors: Freezer | 0.15043 | 0.11642 | 0.14914 | 1304.784 | 5219.136 | 0 | 0 | 0.084369 | 0 | 0.084369 | 0 | 0.084369 | 0 | 0.084369 | 0 | 8.6232 | 8.6232 | 8.6232 | 8.6232
234330-Premium T8 with T12 40 Watt Baseline - Tr1 | 0.22937 | 0.14791 | 0.35895 | 1158.2818 | 12741.0993 | -1.8969 | -20.8659 | 0.046114 | 0.39312 | 0.046114 | 0.39312 | 0.049404 | 0.42117 | 0.049404 | 0.42117 | 1.7431 | 1.8407 | 1.7431 | 1.8407
234330-Premium T8 with T12 40 Watt Baseline - Tr1 | 0.24025 | 0.15492 | 0.36652 | 1213.2373 | 13345.6108 | -1.9869 | -21.8559 | 0.054311 | 0.46299 | 0.054311 | 0.46299 | 0.057166 | 0.48733 | 0.057166 | 0.48733 | 2.0084 | 2.1209 | 2.0084 | 2.1209
234174-Food Service - Ice Machine Air-Cooled 101-200 | 0.39995 | 0.30951 | 0.396 | 3468.96 | 41627.52 | 0 | 0 | 0.082891 | 0 | 0.082891 | 0 | 0.072778 | 0 | 0.072778 | 0 | 8.7625 | 4.5004 | 8.7625 | 4.5004
234330-Premium T8 with T12 40 Watt Baseline - Tr1 | 3.4877 | 1.9901 | 5.2923 | 17356.8657 | 190925.5228 | -26.3166 | -289.4831 | 0.045197 | 0.39165 | 0.045197 | 0.39165 | 0.048443 | 0.41977 | 0.048443 | 0.41977 | 1.7383 | 1.8356 | 1.7383 | 1.8356
234207-Lighting-8 Ft T-8 with Elec Ballast-Tr1 | 0.27546 | 0.15717 | 0.41798 | 1370.8094 | 15078.9031 | -2.0784 | -22.8628 | -0.079974 | -0.693 | -0.079974 | -0.693 | -0.010097 | -0.087493 | -0.010097 | -0.087493 | 0.57093 | 0.91334 | 0.57093 | 0.91334
234330-Premium T8 with T12 40 Watt Baseline - Tr1 | 0.69343 | 0.44714 | 1.1255 | 3501.67 | 38518.3699 | -5.7346 | -63.0808 | 0.059791 | 0.50906 | 0.059791 | 0.50906 | 0.062363 | 0.53096 | 0.062363 | 0.53096 | 2.2324 | 2.3574 | 2.2324 | 2.3574
234049-Lighting-LED Exit Sign New Sign | 0.076997 | 0.076497 | 0 | 674.5172 | 10792.2751 | 0 | 0 | 0.076914 | 0 | 0.076914 | 0 | 0.08281 | 0 | 0.08281 | 0 | 4.951 | 7.1024 | 4.951 | 7.1024
234330-Premium T8 with T12 40 Watt Baseline - Tr1 | 0.84621 | 0.48284 | 1.3014 | 4211.1781 | 46322.9596 | -5.4447 | -59.8916 | 0.042655 | 0.37618 | 0.042655 | 0.37618 | 0.045938 | 0.40513 | 0.045938 | 0.40513 | 1.6891 | 1.7836 | 1.6891 | 1.7836
234330-Premium T8 with T12 40 Watt Baseline - Tr1 | 0.62466 | 0.4028 | 0.95296 | 3154.4171 | 34698.5882 | -5.1659 | -56.8252 | 0.05445 | 0.46359 | 0.05445 | 0.46359 | 0.057306 | 0.4879 | 0.057306 | 0.4879 | 2.011 | 2.1236 | 2.011 | 2.1236
234331-Premium T8 with T12 40 Watt Baseline - Tr2 | 0.10765 | 0.069416 | 0.16847 | 543.6134 | 5979.7473 | -0.89027 | -9.7929 | 0.048777 | 0.41528 | 0.048777 | 0.41528 | 0.065622 | 0.55871 | 0.065622 | 0.55871 | 1.8194 | 2.5374 | 1.8194 | 2.5374
234330-Premium T8 with T12 40 Watt Baseline - Tr1 | 0.29617 | 0.16899 | 0.45547 | 1473.9124 | 16213.0359 | -1.9056 | -20.9621 | 0.042655 | 0.37618 | 0.042655 | 0.37618 | 0.045938 | 0.40513 | 0.045938 | 0.40513 | 1.6891 | 1.7836 | 1.6891 | 1.7836
234330-Premium T8 with T12 40 Watt Baseline - Tr1 | 1.0426 | 0.6723 | 1.6316 | 5264.9171 | 57914.0876 | -8.6223 | -94.8448 | 0.046114 | 0.39312 | 0.046114 | 0.39312 | 0.049404 | 0.42117 | 0.049404 | 0.42117 | 1.7431 | 1.8407 | 1.7431 | 1.8407
234126-Refrigeration - Efficient Evap Fan Motor Electronically Commutated Motor (ECM) | 0.03864 | 0.029902 | 0.045634 | 335.1427 | 5027.1408 | -0.33201 | -4.9802 | 0.082968 | 0.82651 | 0.082968 | 0.82651 | -0.047945 | -0.47762 | -0.047945 | -0.47762 | 7.96 | 0.66433 | 7.96 | 0.66433
234332-Premium T8 with T12 40 Watt Baseline - Tr3 | 0.14543 | 0.093775 | 0.2364 | 734.3782 | 8078.1605 | -1.2027 | -13.2295 | 0.046966 | 0.40038 | 0.046966 | 0.40038 | 0.07622 | 0.64976 | 0.07622 | 0.64976 | 1.7674 | 3.3858 | 1.7674 | 3.3858
234330-Premium T8 with T12 40 Watt Baseline - Tr1 | 0.084621 | 0.048284 | 0.13014 | 421.1178 | 4632.296 | -0.54447 | -5.9892 | 0.042655 | 0.37618 | 0.042655 | 0.37618 | 0.045938 | 0.40513 | 0.045938 | 0.40513 | 1.6891 | 1.7836 | 1.6891 | 1.7836
234330-Premium T8 with T12 40 Watt Baseline - Tr1 | 0.084621 | 0.048284 | 0.13014 | 421.1178 | 4632.296 | -0.54447 | -5.9892 | 0.042655 | 0.37618 | 0.042655 | 0.37618 | 0.045938 | 0.40513 | 0.045938 | 0.40513 | 1.6891 | 1.7836 | 1.6891 | 1.7836
234332-Premium T8 with T12 40 Watt Baseline - Tr3 | 0.25713 | 0.14672 | 0.39543 | 1279.6161 | 14075.7774 | -1.6544 | -18.1988 | 0.039498 | 0.34833 | 0.039498 | 0.34833 | 0.070597 | 0.6226 | 0.070597 | 0.6226 | 1.6071 | 3.0787 | 1.6071 | 3.0787
234332-Premium T8 with T12 40 Watt Baseline - Tr3 | 0.20775 | 0.13396 | 0.33772 | 1049.1118 | 11540.2293 | -1.7181 | -18.8992 | 0.046966 | 0.40038 | 0.046966 | 0.40038 | 0.07622 | 0.64976 | 0.07622 | 0.64976 | 1.7674 | 3.3858 | 1.7674 | 3.3858
234330-Premium T8 with T12 40 Watt Baseline - Tr1 | 0.084621 | 0.048284 | 0.13014 | 421.1178 | 4632.296 | -0.54447 | -5.9892 | 0.042655 | 0.37618 | 0.042655 | 0.37618 | 0.045938 | 0.40513 | 0.045938 | 0.40513 | 1.6891 | 1.7836 | 1.6891 | 1.7836
234330-Premium T8 with T12 40 Watt Baseline - Tr1 | 0.16818 | 0.10845 | 0.25657 | 849.2661 | 9341.9276 | -1.3908 | -15.2991 | 0.053681 | 0.46177 | 0.053681 | 0.46177 | 0.056537 | 0.48633 | 0.056537 | 0.48633 | 1.9966 | 2.1084 | 1.9966 | 2.1084
234303-Lighting-Remove 4 Ft Lamp (De-Lamp) - Tr1 | 0.07989 | 0.051515 | 0.12188 | 403.4261 | 4437.6869 | -0.66068 | -7.2675 | 0.075234 | 0.64717 | 0.075234 | 0.64717 | 0.08837 | 0.76016 | 0.08837 | 0.76016 | 3.3285 | 5.6087 | 3.3285 | 5.6087
234330-Premium T8 with T12 40 Watt Baseline - Tr1 | 0.50453 | 0.32534 | 0.7697 | 2547.7984 | 28025.7828 | -4.1725 | -45.8973 | 0.054311 | 0.46299 | 0.054311 | 0.46299 | 0.057166 | 0.48733 | 0.057166 | 0.48733 | 2.0084 | 2.1209 | 2.0084 | 2.1209
234330-Premium T8 with T12 40 Watt Baseline - Tr1 | 0.76882 | 0.49575 | 1.1729 | 3882.3595 | 42705.9547 | -6.3581 | -69.9388 | 0.054311 | 0.46299 | 0.054311 | 0.46299 | 0.057166 | 0.48733 | 0.057166 | 0.48733 | 2.0084 | 2.1209 | 2.0084 | 2.1209
234330-Premium T8 with T12 40 Watt Baseline - Tr1 | 0.69674 | 0.44928 | 1.0629 | 3518.3883 | 38702.2714 | -5.762 | -63.382 | 0.054311 | 0.46299 | 0.054311 | 0.46299 | 0.057166 | 0.48733 | 0.057166 | 0.48733 | 2.0084 | 2.1209 | 2.0084 | 2.1209
234330-Premium T8 with T12 40 Watt Baseline - Tr1 | 0.48051 | 0.30985 | 0.73304 | 2426.4747 | 26691.2217 | -3.9738 | -43.7117 | 0.054311 | 0.46299 | 0.054311 | 0.46299 | 0.057166 | 0.48733 | 0.057166 | 0.48733 | 2.0084 | 2.1209 | 2.0084 | 2.1209
234330-Premium T8 with T12 40 Watt Baseline - Tr1 | 3.6278 | 2.3393 | 5.5345 | 18319.884 | 201518.7237 | -30.0021 | -330.0235 | 0.054311 | 0.46299 | 0.054311 | 0.46299 | 0.057166 | 0.48733 | 0.057166 | 0.48733 | 2.0084 | 2.1209 | 2.0084 | 2.1209
234049-Lighting-LED Exit Sign New Sign | 0.1155 | 0.11475 | 0 | 1011.7758 | 16188.4127 | 0 | 0 | 0.076914 | 0 | 0.076914 | 0 | 0.08281 | 0 | 0.08281 | 0 | 4.951 | 7.1024 | 4.951 | 7.1024
234343-Steam Trap Replacement- Commercial - Other | 0 | 0 | 0 | 0 | 0 | 192.1536 | 2882.304 | 0 | 0.20793 | 0 | 0.20793 | 0 | 0.45193 | 0 | 0.45193 | 1.282 | 1.9161 | 1.282 | 1.9161
234343-Steam Trap Replacement- Commercial - Other | 0 | 0 | 0 | 0 | 0 | 256.2048 | 3843.072 | 0 | 0.20793 | 0 | 0.20793 | 0 | 0.45193 | 0 | 0.45193 | 1.282 | 1.9161 | 1.282 | 1.9161
234179-Food Service - Ice Machine Air-Cooled 1001-1500 | 0.45449 | 0.35172 | 0.45 | 3942 | 47304 | 0 | 0 | 0.039041 | 0 | 0.039041 | 0 | 0.063075 | 0 | 0.063075 | 0 | 1.716 | 3.0685 | 1.716 | 3.0685
234174-Food Service - Ice Machine Air-Cooled 101-200 | 0.39995 | 0.30951 | 0.396 | 3468.96 | 41627.52 | 0 | 0 | 0.082891 | 0 | 0.082891 | 0 | 0.072778 | 0 | 0.072778 | 0 | 8.7625 | 4.5004 | 8.7625 | 4.5004
234172-Food Service - Convection Oven-Gas | 0 | 0 | 0 | 0 | 0 | 620.16 | 7441.92 | 0 | -0.25118 | 0 | -0.25118 | 0 | 0.73281 | 0 | 0.73281 | 0.78674 | 4.7806 | 0.78674 | 4.7806
234343-Steam Trap Replacement- Commercial - Other | 0 | 0 | 0 | 0 | 0 | 224.1792 | 3362.688 | 0 | 0.20793 | 0 | 0.20793 | 0 | 0.45193 | 0 | 0.45193 | 1.282 | 1.9161 | 1.282 | 1.9161
234330-Premium T8 with T12 40 Watt Baseline - Tr1 | 0.25948 | 0.16732 | 0.23744 | 1310.3235 | 14413.5585 | -2.1459 | -23.6048 | 0.062041 | 0.52889 | 0.062041 | 0.52889 | 0.064487 | 0.54974 | 0.064487 | 0.54974 | 2.345 | 2.4763 | 2.345 | 2.4763
234330-Premium T8 with T12 40 Watt Baseline - Tr1 | 0.18669 | 0.12038 | 0.30301 | 942.7573 | 10370.3304 | -1.5439 | -16.9833 | 0.059791 | 0.50906 | 0.059791 | 0.50906 | 0.062363 | 0.53096 | 0.062363 | 0.53096 | 2.2324 | 2.3574 | 2.2324 | 2.3574
234207-Lighting-8 Ft T-8 with Elec Ballast-Tr1 | 0.1327 | 0.085569 | 0.21538 | 670.1132 | 7371.2453 | -1.0974 | -12.0718 | -0.039408 | -0.33552 | -0.039408 | -0.33552 | 0.01597 | 0.13597 | 0.01597 | 0.13597 | 0.73321 | 1.173 | 0.73321 | 1.173
234330-Premium T8 with T12 40 Watt Baseline - Tr1 | 0.19942 | 0.1247 | 0.2706 | 1031.3226 | 11344.5488 | -0.29993 | -3.2992 | 0.044698 | 0.38403 | 0.044698 | 0.38403 | 0.048018 | 0.41256 | 0.048018 | 0.41256 | 1.7137 | 1.8096 | 1.7137 | 1.8096
234303-Lighting-Remove 4 Ft Lamp (De-Lamp) - Tr1 | 0.066312 | 0.041464 | 0.08998 | 342.9357 | 3772.2931 | -0.099731 | -1.097 | 0.069759 | 0.59935 | 0.069759 | 0.59935 | 0.085031 | 0.73056 | 0.085031 | 0.73056 | 2.8569 | 4.8139 | 2.8569 | 4.8139
234331-Premium T8 with T12 40 Watt Baseline - Tr2 | 0.20591 | 0.12875 | 0.2794 | 1064.8616 | 11713.4772 | -0.30968 | -3.4065 | 0.047244 | 0.4059 | 0.047244 | 0.4059 | 0.064246 | 0.55198 | 0.064246 | 0.55198 | 1.7863 | 2.4913 | 1.7863 | 2.4913
234304-Lighting-Remove 4 Ft Lamp (De-Lamp) - Tr2 | 0.066312 | 0.041464 | 0.08998 | 342.9357 | 3772.2931 | -0.099731 | -1.097 | 0.069979 | 0.60124 | 0.069979 | 0.60124 | 0.090605 | 0.77845 | 0.090605 | 0.77845 | 2.8737 | 6.4186 | 2.8737 | 6.4186
234307-Lighting-Remove 8 Ft Lamp (De-Lamp) - Tr2 | 0.24624 | 0.15397 | 0.33412 | 1273.4319 | 14007.7508 | -0.37033 | -4.0737 | 0.084393 | 0.72508 | 0.084393 | 0.72508 | 0.093817 | 0.80605 | 0.093817 | 0.80605 | 4.6799 | 7.9448 | 4.6799 | 7.9448
234331-Premium T8 with T12 40 Watt Baseline - Tr2 | 0.11064 | 0.063128 | 0.16788 | 550.5781 | 6056.3589 | -0.83479 | -9.1827 | 0.047686 | 0.41321 | 0.047686 | 0.41321 | 0.064305 | 0.55722 | 0.064305 | 0.55722 | 1.812 | 2.5271 | 1.812 | 2.5271
234304-Lighting-Remove 4 Ft Lamp (De-Lamp) - Tr2 | 0.3563 | 0.2033 | 0.54065 | 1773.1215 | 19504.337 | -2.6884 | -29.5727 | 0.069909 | 0.60578 | 0.069909 | 0.60578 | 0.09007 | 0.78048 | 0.09007 | 0.78048 | 2.915 | 6.5108 | 2.915 | 6.5108
234331-Premium T8 with T12 40 Watt Baseline - Tr2 | 0.19276 | 0.1243 | 0.31286 | 973.4161 | 10707.5769 | -1.5941 | -17.5356 | 0.061624 | 0.52534 | 0.061624 | 0.52534 | 0.074795 | 0.63762 | 0.074795 | 0.63762 | 2.324 | 3.2412 | 2.324 | 3.2412
234304-Lighting-Remove 4 Ft Lamp (De-Lamp) - Tr2 | 0.62079 | 0.4003 | 1.0076 | 3134.8597 | 34483.4562 | -5.1339 | -56.4729 | 0.079236 | 0.67548 | 0.079236 | 0.67548 | 0.095214 | 0.81169 | 0.095214 | 0.81169 | 3.7388 | 8.3506 | 3.7388 | 8.3506
234330-Premium T8 with T12 40 Watt Baseline - Tr1 | 0.52798 | 0.34046 | 0.61684 | 2666.2132 | 29328.3453 | -4.3664 | -48.0305 | -0.0033394 | -0.028468 | -0.0033394 | -0.028468 | 0.0025726 | 0.021931 | 0.0025726 | 0.021931 | 0.97005 | 1.0244 | 0.97005 | 1.0244
234303-Lighting-Remove 4 Ft Lamp (De-Lamp) - Tr1 | 1.7557 | 1.1321 | 2.0511 | 8865.7008 | 97522.7091 | -14.5192 | -159.7111 | 0.041281 | 0.35191 | 0.041281 | 0.35191 | 0.068472 | 0.58372 | 0.068472 | 0.58372 | 1.6172 | 2.725 | 1.6172 | 2.725
234049-Lighting-LED Exit Sign New Sign | 0.15399 | 0.15299 | 0 | 1349.0344 | 21584.5503 | 0 | 0 | 0.076914 | 0 | 0.076914 | 0 | 0.08281 | 0 | 0.08281 | 0 | 4.951 | 7.1024 | 4.951 | 7.1024
234330-Premium T8 with T12 40 Watt Baseline - Tr1 | 2.7922 | 1.8005 | 3.8221 | 14099.9735 | 155099.7086 | -23.0913 | -254.0039 | 0.0419 | 0.35719 | 0.0419 | 0.35719 | 0.045413 | 0.38714 | 0.045413 | 0.38714 | 1.6323 | 1.7237 | 1.6323 | 1.7237
234303-Lighting-Remove 4 Ft Lamp (De-Lamp) - Tr1 | 6.1032 | 3.9355 | 8.3544 | 30819.6931 | 339016.6238 | -50.4728 | -555.2013 | 0.068417 | 0.58325 | 0.068417 | 0.58325 | 0.084577 | 0.72101 | 0.084577 | 0.72101 | 2.7212 | 4.5852 | 2.7212 | 4.5852
234049-Lighting-LED Exit Sign New Sign | 0.076997 | 0.076497 | 0 | 674.5172 | 10792.2751 | 0 | 0 | 0.076914 | 0 | 0.076914 | 0 | 0.08281 | 0 | 0.08281 | 0 | 4.951 | 7.1024 | 4.951 | 7.1024
234330-Premium T8 with T12 40 Watt Baseline - Tr1 | 0.33943 | 0.21887 | 0.33815 | 1714.0476 | 18854.5239 | -2.8071 | -30.8777 | 0.079716 | 0.6787 | 0.079716 | 0.6787 | 0.081232 | 0.6916 | 0.081232 | 0.6916 | 3.7882 | 4.0003 | 3.7882 | 4.0003
234303-Lighting-Remove 4 Ft Lamp (De-Lamp) - Tr1 | 1.1287 | 0.7278 | 1.1244 | 5699.5568 | 62695.1243 | -9.3341 | -102.6747 | 0.091156 | 0.7761 | 0.091156 | 0.7761 | 0.098128 | 0.83546 | 0.098128 | 0.83546 | 6.3153 | 10.6415 | 6.3153 | 10.6415
234331-Premium T8 with T12 40 Watt Baseline - Tr2 | 0.076451 | 0.043623 | 0.11757 | 380.4611 | 4185.0723 | -0.4919 | -5.4109 | 0.044502 | 0.39625 | 0.044502 | 0.39625 | 0.06131 | 0.54591 | 0.06131 | 0.54591 | 1.7493 | 2.4397 | 1.7493 | 2.4397
234304-Lighting-Remove 4 Ft Lamp (De-Lamp) - Tr2 | 0.070345 | 0.040139 | 0.10818 | 350.0756 | 3850.8314 | -0.45262 | -4.9788 | 0.066977 | 0.59637 | 0.066977 | 0.59637 | 0.087366 | 0.77792 | 0.087366 | 0.77792 | 2.8142 | 6.2855 | 2.8142 | 6.2855
234331-Premium T8 with T12 40 Watt Baseline - Tr2 | 0.099227 | 0.063984 | 0.15138 | 501.0769 | 5511.8458 | -0.8206 | -9.0266 | 0.05664 | 0.48223 | 0.05664 | 0.48223 | 0.07126 | 0.60671 | 0.07126 | 0.60671 | 2.0963 | 2.9236 | 2.0963 | 2.9236
234304-Lighting-Remove 4 Ft Lamp (De-Lamp) - Tr2 | 0.31956 | 0.20606 | 0.4875 | 1613.7043 | 17750.7474 | -2.6427 | -29.0701 | 0.07619 | 0.64868 | 0.07619 | 0.64868 | 0.093927 | 0.79969 | 0.093927 | 0.79969 | 3.3724 | 7.5323 | 3.3724 | 7.5323
234330-Premium T8 with T12 40 Watt Baseline - Tr1 | 0.60064 | 0.38731 | 0.9163 | 3033.0934 | 33364.0271 | -4.9672 | -54.6397 | 0.054311 | 0.46299 | 0.054311 | 0.46299 | 0.057166 | 0.48733 | 0.057166 | 0.48733 | 2.0084 | 2.1209 | 2.0084 | 2.1209
234330-Premium T8 with T12 40 Watt Baseline - Tr1 | 0.52856 | 0.34083 | 0.80635 | 2669.1222 | 29360.3438 | -4.3712 | -48.0829 | 0.054311 | 0.46299 | 0.054311 | 0.46299 | 0.057166 | 0.48733 | 0.057166 | 0.48733 | 2.0084 | 2.1209 | 2.0084 | 2.1209
234330-Premium T8 with T12 40 Watt Baseline - Tr1 | 0.15429 | 0.099487 | 0.14118 | 779.1113 | 8570.224 | -1.2759 | -14.0353 | 0.062014 | 0.52879 | 0.062014 | 0.52879 | 0.06446 | 0.54965 | 0.06446 | 0.54965 | 2.3444 | 2.4757 | 2.3444 | 2.4757
234303-Lighting-Remove 4 Ft Lamp (De-Lamp) - Tr1 | 0.51303 | 0.33082 | 0.46946 | 2590.7033 | 28497.7366 | -4.2427 | -46.6702 | 0.080472 | 0.68618 | 0.080472 | 0.68618 | 0.09172 | 0.7821 | 0.09172 | 0.7821 | 3.9084 | 6.5858 | 3.9084 | 6.5858
234330-Premium T8 with T12 40 Watt Baseline - Tr1 | 0.13214 | 0.085207 | 0.20159 | 667.2805 | 7340.086 | -1.0928 | -12.0207 | 0.054284 | 0.46288 | 0.054284 | 0.46288 | 0.057139 | 0.48723 | 0.057139 | 0.48723 | 2.0079 | 2.1204 | 2.0079 | 2.1204
234303-Lighting-Remove 4 Ft Lamp (De-Lamp) - Tr1 | 0.43939 | 0.28333 | 0.67032 | 2218.8434 | 24407.2777 | -3.6338 | -39.9714 | 0.075835 | 0.64664 | 0.075835 | 0.64664 | 0.088968 | 0.75863 | 0.088968 | 0.75863 | 3.3474 | 5.6405 | 3.3474 | 5.6405
234330-Premium T8 with T12 40 Watt Baseline - Tr1 | 0.12511 | 0.080676 | 0.19579 | 631.79 | 6949.6905 | -1.0347 | -11.3814 | 0.046088 | 0.39299 | 0.046088 | 0.39299 | 0.049377 | 0.42104 | 0.049377 | 0.42104 | 1.7427 | 1.8403 | 1.7427 | 1.8403
234303-Lighting-Remove 4 Ft Lamp (De-Lamp) - Tr1 | 0.41602 | 0.26826 | 0.65105 | 2100.8303 | 23109.1335 | -3.4405 | -37.8454 | 0.070918 | 0.60472 | 0.070918 | 0.60472 | 0.086051 | 0.73375 | 0.086051 | 0.73375 | 2.9053 | 4.8954 | 2.9053 | 4.8954
234330-Premium T8 with T12 40 Watt Baseline - Tr1 | 0.35553 | 0.22925 | 0.57794 | 1795.3495 | 19748.8447 | -2.9402 | -32.3423 | 0.049909 | 0.42558 | 0.049909 | 0.42558 | 0.052997 | 0.4519 | 0.052997 | 0.4519 | 1.8571 | 1.9611 | 1.8571 | 1.9611
234303-Lighting-Remove 4 Ft Lamp (De-Lamp) - Tr1 | 0.5911 | 0.38116 | 0.96089 | 2984.951 | 32834.4612 | -4.8884 | -53.7724 | 0.073211 | 0.62427 | 0.073211 | 0.62427 | 0.087411 | 0.74535 | 0.087411 | 0.74535 | 3.0959 | 5.2167 | 3.0959 | 5.2167
234330-Premium T8 with T12 40 Watt Baseline - Tr1 | 0.33662 | 0.21706 | 0.30804 | 1699.8791 | 18698.6705 | -2.7839 | -30.6225 | 0.062041 | 0.52889 | 0.062041 | 0.52889 | 0.064487 | 0.54974 | 0.064487 | 0.54974 | 2.345 | 2.4763 | 2.345 | 2.4763
234330-Premium T8 with T12 40 Watt Baseline - Tr1 | 0.21237 | 0.12118 | 0.32528 | 1056.8549 | 11625.4039 | -1.5102 | -16.6119 | 0.042818 | 0.37762 | 0.042818 | 0.37762 | 0.046092 | 0.40649 | 0.046092 | 0.40649 | 1.6935 | 1.7883 | 1.6935 | 1.7883
234303-Lighting-Remove 4 Ft Lamp (De-Lamp) - Tr1 | 0.70617 | 0.40293 | 1.0816 | 3514.2573 | 38656.8308 | -5.0216 | -55.2381 | 0.067524 | 0.5955 | 0.067524 | 0.5955 | 0.08258 | 0.72828 | 0.08258 | 0.72828 | 2.8233 | 4.7573 | 2.8233 | 4.7573
234207-Lighting-8 Ft T-8 with Elec Ballast-Tr1 | 0.57778 | 0.37257 | 0.88144 | 2917.6879 | 32094.5666 | -4.7782 | -52.5607 | -0.055811 | -0.47578 | -0.055811 | -0.47578 | 0.005665 | 0.048293 | 0.005665 | 0.048293 | 0.65965 | 1.0553 | 0.65965 | 1.0553
234330-Premium T8 with T12 40 Watt Baseline - Tr1 | 0.39642 | 0.25562 | 0.60476 | 2001.8416 | 22020.2579 | -3.2784 | -36.0622 | 0.054311 | 0.46299 | 0.054311 | 0.46299 | 0.057166 | 0.48733 | 0.057166 | 0.48733 | 2.0084 | 2.1209 | 2.0084 | 2.1209
234294-Lighting-Occupancy Sensor-Wallbox Lghtng Snsr-Tr1 | 0.081274 | 0.052408 | 0.33826 | 410.4173 | 3283.3382 | 0 | 0 | 0.075963 | 0 | 0.075963 | 0 | 0.077651 | 0 | 0.077651 | 0 | 3.3276 | 3.5091 | 3.3276 | 3.5091
234330-Premium T8 with T12 40 Watt Baseline - Tr1 | 0.5686 | 0.36665 | 0.66428 | 2871.3065 | 31584.3718 | -4.7023 | -51.7251 | -0.0033664 | -0.028705 | -0.0033664 | -0.028705 | 0.0025456 | 0.021706 | 0.0025456 | 0.021706 | 0.96981 | 1.0241 | 0.96981 | 1.0241
234303-Lighting-Remove 4 Ft Lamp (De-Lamp) - Tr1 | 1.7171 | 1.1072 | 2.006 | 8670.8503 | 95379.3528 | -14.2001 | -156.201 | 0.041254 | 0.35177 | 0.041254 | 0.35177 | 0.068446 | 0.58363 | 0.068446 | 0.58363 | 1.6168 | 2.7243 | 1.6168 | 2.7243
234049-Lighting-LED Exit Sign New Sign | 0.96246 | 0.95621 | 0 | 8431.465 | 134903.4394 | 0 | 0 | 0.076914 | 0 | 0.076914 | 0 | 0.08281 | 0 | 0.08281 | 0 | 4.951 | 7.1024 | 4.951 | 7.1024
234331-Premium T8 with T12 40 Watt Baseline - Tr2 | 0.68844 | 0.44392 | 1.1174 | 3476.486 | 38241.346 | -5.6934 | -62.6271 | 0.061624 | 0.52534 | 0.061624 | 0.52534 | 0.074795 | 0.63762 | 0.074795 | 0.63762 | 2.324 | 3.2412 | 2.324 | 3.2412
234304-Lighting-Remove 4 Ft Lamp (De-Lamp) - Tr2 | 2.2171 | 1.4296 | 3.5985 | 11195.9273 | 123155.2008 | -18.3354 | -201.689 | 0.079236 | 0.67548 | 0.079236 | 0.67548 | 0.095214 | 0.81169 | 0.095214 | 0.81169 | 3.7388 | 8.3506 | 3.7388 | 8.3506
234176-Food Service - Ice Machine Air-Cooled 301-400 | 0.18381 | 0.14225 | 0.182 | 1594.32 | 19131.84 | 0 | 0 | 0.051299 | 0 | 0.051299 | 0 | 0.048331 | 0 | 0.048331 | 0 | 2.2136 | 2.0684 | 2.2136 | 2.0684
234330-Premium T8 with T12 40 Watt Baseline - Tr1 | 0.24025 | 0.15492 | 0.36652 | 1213.2373 | 13345.6108 | -1.9869 | -21.8559 | 0.054311 | 0.46299 | 0.054311 | 0.46299 | 0.057166 | 0.48733 | 0.057166 | 0.48733 | 2.0084 | 2.1209 | 2.0084 | 2.1209
234331-Premium T8 with T12 40 Watt Baseline - Tr2 | 0.2434 | 0.13888 | 0.36933 | 1211.2718 | 13323.9896 | -1.8365 | -20.202 | 0.047686 | 0.41321 | 0.047686 | 0.41321 | 0.064305 | 0.55722 | 0.064305 | 0.55722 | 1.812 | 2.5271 | 1.812 | 2.5271
234330-Premium T8 with T12 40 Watt Baseline - Tr1 | 0.12693 | 0.072426 | 0.1952 | 631.6767 | 6948.4439 | -0.8167 | -8.9837 | 0.042655 | 0.37618 | 0.042655 | 0.37618 | 0.045938 | 0.40513 | 0.045938 | 0.40513 | 1.6891 | 1.7836 | 1.6891 | 1.7836
234330-Premium T8 with T12 40 Watt Baseline - Tr1 | 0.18767 | 0.12101 | 0.29369 | 947.6851 | 10424.5358 | -1.552 | -17.0721 | 0.046114 | 0.39312 | 0.046114 | 0.39312 | 0.049404 | 0.42117 | 0.049404 | 0.42117 | 1.7431 | 1.8407 | 1.7431 | 1.8407
234331-Premium T8 with T12 40 Watt Baseline - Tr2 | 0.39691 | 0.25594 | 0.60551 | 2004.3076 | 22047.3831 | -3.2824 | -36.1066 | 0.0565 | 0.48166 | 0.0565 | 0.48166 | 0.071121 | 0.6063 | 0.071121 | 0.6063 | 2.0935 | 2.9198 | 2.0935 | 2.9198
234330-Premium T8 with T12 40 Watt Baseline - Tr1 | 1.0932 | 0.7049 | 1.6677 | 5520.2299 | 60722.5293 | -9.0404 | -99.4442 | 0.054311 | 0.46299 | 0.054311 | 0.46299 | 0.057166 | 0.48733 | 0.057166 | 0.48733 | 2.0084 | 2.1209 | 2.0084 | 2.1209
234303-Lighting-Remove 4 Ft Lamp (De-Lamp) - Tr1 | 0.43939 | 0.28333 | 0.67032 | 2218.8434 | 24407.2777 | -3.6338 | -39.9714 | 0.075862 | 0.64671 | 0.075862 | 0.64671 | 0.088995 | 0.75867 | 0.088995 | 0.75867 | 3.3482 | 5.6419 | 3.3482 | 5.6419
234330-Premium T8 with T12 40 Watt Baseline - Tr1 | 0.18234 | 0.11758 | 0.16685 | 920.7679 | 10128.4465 | -1.5079 | -16.5872 | 0.062041 | 0.52889 | 0.062041 | 0.52889 | 0.064487 | 0.54974 | 0.064487 | 0.54974 | 2.345 | 2.4763 | 2.345 | 2.4763
234207-Lighting-8 Ft T-8 with Elec Ballast-Tr1 | 0.10468 | 0.067501 | 0.095792 | 528.6209 | 5814.8304 | -0.86571 | -9.5228 | -0.032274 | -0.27513 | -0.032274 | -0.27513 | 0.020378 | 0.17372 | 0.020378 | 0.17372 | 0.7702 | 1.2321 | 0.7702 | 1.2321
234049-Lighting-LED Exit Sign New Sign | 0.15399 | 0.15299 | 0 | 1349.0344 | 21584.5503 | 0 | 0 | 0.076914 | 0 | 0.076914 | 0 | 0.08281 | 0 | 0.08281 | 0 | 4.951 | 7.1024 | 4.951 | 7.1024
234201-Lighting-2 Ft 2nd Gen T-8 with Elec Ballast-Tr1 | 0.0089287 | 0.0057575 | 0.0081705 | 45.0883 | 495.9708 | -0.07384 | -0.81224 | -0.0093967 | -0.080105 | -0.0093967 | -0.080105 | 0.050986 | 0.43465 | 0.050986 | 0.43465 | 0.92007 | 1.8917 | 0.92007 | 1.8917
234330-Premium T8 with T12 40 Watt Baseline - Tr1 | 0.014026 | 0.0090443 | 0.012835 | 70.8283 | 779.1113 | -0.11599 | -1.2759 | 0.062041 | 0.52889 | 0.062041 | 0.52889 | 0.064487 | 0.54974 | 0.064487 | 0.54974 | 2.345 | 2.4763 | 2.345 | 2.4763
234207-Lighting-8 Ft T-8 with Elec Ballast-Tr1 | 0.15121 | 0.097502 | 0.13837 | 763.5636 | 8399.1995 | -1.2505 | -13.7552 | -0.032274 | -0.27513 | -0.032274 | -0.27513 | 0.020378 | 0.17372 | 0.020378 | 0.17372 | 0.7702 | 1.2321 | 0.7702 | 1.2321
234207-Lighting-8 Ft T-8 with Elec Ballast-Tr1 | 0.057498 | 0.055898 | 0.079115 | 323.2554 | 3555.8097 | -1.482 | -16.302 | -0.10151 | -0.86678 | -0.10151 | -0.86678 | -0.022968 | -0.19612 | -0.022968 | -0.19612 | 0.51547 | 0.82462 | 0.51547 | 0.82462
234207-Lighting-8 Ft T-8 with Elec Ballast-Tr1 | 0.3953 | 0.3843 | 0.54392 | 2222.3811 | 24446.1916 | -10.1888 | -112.0763 | -0.10151 | -0.86678 | -0.10151 | -0.86678 | -0.022968 | -0.19612 | -0.022968 | -0.19612 | 0.51547 | 0.82462 | 0.51547 | 0.82462
234330-Premium T8 with T12 40 Watt Baseline - Tr1 | 1.8216 | 1.1746 | 1.8148 | 9198.7223 | 101185.9452 | -15.0646 | -165.7104 | 0.079577 | 0.67838 | 0.079577 | 0.67838 | 0.081093 | 0.6913 | 0.081093 | 0.6913 | 3.7833 | 3.9951 | 3.7833 | 3.9951
234330-Premium T8 with T12 40 Watt Baseline - Tr1 | 0.33662 | 0.21706 | 0.30804 | 1699.8791 | 18698.6705 | -2.7839 | -30.6225 | 0.062041 | 0.52889 | 0.062041 | 0.52889 | 0.064487 | 0.54974 | 0.064487 | 0.54974 | 2.345 | 2.4763 | 2.345 | 2.4763
234330-Premium T8 with T12 40 Watt Baseline - Tr1 | 1.4175 | 0.91404 | 2.1625 | 7158.1004 | 78739.104 | -11.7227 | -128.9496 | 0.05445 | 0.46359 | 0.05445 | 0.46359 | 0.057306 | 0.4879 | 0.057306 | 0.4879 | 2.011 | 2.1236 | 2.011 | 2.1236
234330-Premium T8 with T12 40 Watt Baseline - Tr1 | 0.14026 | 0.090443 | 0.12835 | 708.283 | 7791.1127 | -1.1599 | -12.7594 | 0.06218 | 0.5294 | 0.06218 | 0.5294 | 0.064626 | 0.55022 | 0.064626 | 0.55022 | 2.3481 | 2.4795 | 2.3481 | 2.4795
234303-Lighting-Remove 4 Ft Lamp (De-Lamp) - Tr1 | 0.2332 | 0.15037 | 0.21339 | 1177.5924 | 12953.5166 | -1.9285 | -21.2137 | 0.080638 | 0.68655 | 0.080638 | 0.68655 | 0.091886 | 0.78231 | 0.091886 | 0.78231 | 3.9145 | 6.596 | 3.9145 | 6.596
234330-Premium T8 with T12 40 Watt Baseline - Tr1 | 1.4295 | 0.92179 | 2.1808 | 7218.7622 | 79406.3845 | -11.822 | -130.0424 | 0.05445 | 0.46359 | 0.05445 | 0.46359 | 0.057306 | 0.4879 | 0.057306 | 0.4879 | 2.011 | 2.1236 | 2.011 | 2.1236
234303-Lighting-Remove 4 Ft Lamp (De-Lamp) - Tr1 | 0.87879 | 0.56666 | 1.3406 | 4437.6869 | 48814.5554 | -7.2675 | -79.9427 | 0.076001 | 0.64707 | 0.076001 | 0.64707 | 0.089134 | 0.75888 | 0.089134 | 0.75888 | 3.3526 | 5.6492 | 3.3526 | 5.6492
234343-Steam Trap Replacement- Commercial - Other | 0 | 0 | 0 | 0 | 0 | 272.2176 | 4083.264 | 0 | 0.20793 | 0 | 0.20793 | 0 | 0.45193 | 0 | 0.45193 | 1.282 | 1.9161 | 1.282 | 1.9161
234330-Premium T8 with T12 40 Watt Baseline - Tr1 | 0.61342 | 0.39555 | 0.9956 | 3097.6311 | 34073.9426 | -5.0729 | -55.8023 | 0.059791 | 0.50906 | 0.059791 | 0.50906 | 0.062363 | 0.53096 | 0.062363 | 0.53096 | 2.2324 | 2.3574 | 2.2324 | 2.3574
234173-Food Service - Combination Oven-Gas | 0 | 0 | 0 | 0 | 0 | 386.88 | 4642.56 | 0 | -5.5843 | 0 | -5.5843 | 0 | 0.69361 | 0 | 0.69361 | 0.14232 | 3.9765 | 0.14232 | 3.9765
234330-Premium T8 with T12 40 Watt Baseline - Tr1 | 0.43755 | 0.27138 | 0.70623 | 2363.4356 | 25997.7915 | -3.2151 | -35.3658 | 0.053111 | 0.46558 | 0.053111 | 0.46558 | 0.05589 | 0.48994 | 0.05589 | 0.48994 | 2.0132 | 2.1259 | 2.0132 | 2.1259
234330-Premium T8 with T12 40 Watt Baseline - Tr1 | 0.19636 | 0.12662 | 0.17969 | 991.5962 | 10907.5578 | -1.6239 | -17.8631 | 0.061549 | 0.52878 | 0.061549 | 0.52878 | 0.063995 | 0.54979 | 0.063995 | 0.54979 | 2.3342 | 2.4649 | 2.3342 | 2.4649
234303-Lighting-Remove 4 Ft Lamp (De-Lamp) - Tr1 | 0.60631 | 0.39096 | 0.55482 | 3061.7403 | 33679.1432 | -5.0142 | -55.1557 | 0.080009 | 0.68737 | 0.080009 | 0.68737 | 0.091258 | 0.78402 | 0.091258 | 0.78402 | 3.8914 | 6.557 | 3.8914 | 6.557
234330-Premium T8 with T12 40 Watt Baseline - Tr1 | 0.21039 | 0.13566 | 0.19252 | 1062.4245 | 11686.669 | -1.7399 | -19.139 | 0.061549 | 0.52878 | 0.061549 | 0.52878 | 0.063995 | 0.54979 | 0.063995 | 0.54979 | 2.3342 | 2.4649 | 2.3342 | 2.4649
234303-Lighting-Remove 4 Ft Lamp (De-Lamp) - Tr1 | 0.69959 | 0.45111 | 0.64018 | 3532.7773 | 38860.5499 | -5.7856 | -63.6412 | 0.080009 | 0.68737 | 0.080009 | 0.68737 | 0.091258 | 0.78402 | 0.091258 | 0.78402 | 3.8914 | 6.557 | 3.8914 | 6.557
234330-Premium T8 with T12 40 Watt Baseline - Tr1 | 0.4333 | 0.2794 | 0.70437 | 2188.0822 | 24068.9044 | -3.5834 | -39.4172 | 0.049909 | 0.42558 | 0.049909 | 0.42558 | 0.052997 | 0.4519 | 0.052997 | 0.4519 | 1.8571 | 1.9611 | 1.8571 | 1.9611
234303-Lighting-Remove 4 Ft Lamp (De-Lamp) - Tr1 | 0.81277 | 0.52409 | 1.3212 | 4104.3077 | 45147.3842 | -6.7215 | -73.937 | 0.073211 | 0.62427 | 0.073211 | 0.62427 | 0.087411 | 0.74535 | 0.087411 | 0.74535 | 3.0959 | 5.2167 | 3.0959 | 5.2167
234294-Lighting-Occupancy Sensor-Wallbox Lghtng Snsr-Tr1 | 0.081274 | 0.052408 | 0.33826 | 410.4173 | 3283.3382 | 0 | 0 | 0.075936 | 0 | 0.075936 | 0 | 0.077624 | 0 | 0.077624 | 0 | 3.3268 | 3.5082 | 3.3268 | 3.5082
234330-Premium T8 with T12 40 Watt Baseline - Tr1 | 0.1168 | 0.066647 | 0.17891 | 581.2702 | 6393.9721 | -0.8306 | -9.1366 | 0.042818 | 0.37762 | 0.042818 | 0.37762 | 0.046092 | 0.40649 | 0.046092 | 0.40649 | 1.6935 | 1.7883 | 1.6935 | 1.7883
234303-Lighting-Remove 4 Ft Lamp (De-Lamp) - Tr1 | 0.38839 | 0.22161 | 0.5949 | 1932.8415 | 21261.2569 | -2.7619 | -30.381 | 0.067524 | 0.5955 | 0.067524 | 0.5955 | 0.08258 | 0.72828 | 0.08258 | 0.72828 | 2.8233 | 4.7573 | 2.8233 | 4.7573
234294-Lighting-Occupancy Sensor-Wallbox Lghtng Snsr-Tr1 | 0.041235 | 0.023529 | 0.16913 | 205.2086 | 1641.6691 | 0 | 0 | 0.072343 | 0 | 0.072343 | 0 | 0.074031 | 0 | 0.074031 | 0 | 3.2167 | 3.3921 | 3.2167 | 3.3921
234360-Lighting-IntrHiByLnrFlscntFxtr244wrplc400w(TrI)Tr1 | 0.32239 | 0.18395 | 0.35281 | 1604.3879 | 17648.2671 | -2.2926 | -25.2182 | 0.054308 | 0.47894 | 0.054308 | 0.47894 | 0.080488 | 0.70983 | 0.080488 | 0.70983 | 2.0807 | 4.3437 | 2.0807 | 4.3437
234330-Premium T8 with T12 40 Watt Baseline - Tr1 | 0.16831 | 0.10853 | 0.15402 | 849.9396 | 9349.3352 | -1.3919 | -15.3112 | 0.061549 | 0.52878 | 0.061549 | 0.52878 | 0.063995 | 0.54979 | 0.063995 | 0.54979 | 2.3342 | 2.4649 | 2.3342 | 2.4649
234303-Lighting-Remove 4 Ft Lamp (De-Lamp) - Tr1 | 0.46639 | 0.30074 | 0.42679 | 2355.1848 | 25907.0333 | -3.857 | -42.4275 | 0.080009 | 0.68737 | 0.080009 | 0.68737 | 0.091258 | 0.78402 | 0.091258 | 0.78402 | 3.8914 | 6.557 | 3.8914 | 6.557
234126-Refrigeration - Efficient Evap Fan Motor Electronically Commutated Motor (ECM) | 0.1288 | 0.099675 | 0.15211 | 1117.1424 | 16757.136 | -1.1067 | -16.6007 | 0.083077 | 0.82664 | 0.083077 | 0.82664 | -0.047835 | -0.47597 | -0.047835 | -0.47597 | 7.9692 | 0.6651 | 7.9692 | 0.6651
234126-Refrigeration - Efficient Evap Fan Motor Electronically Commutated Motor (ECM) | 0.077279 | 0.059805 | 0.091267 | 670.2854 | 10054.2816 | -0.66403 | -9.9604 | 0.082968 | 0.82651 | 0.082968 | 0.82651 | -0.047945 | -0.47762 | -0.047945 | -0.47762 | 7.96 | 0.66433 | 7.96 | 0.66433
234126-Refrigeration - Efficient Evap Fan Motor Electronically Commutated Motor (ECM) | 0.01288 | 0.0099675 | 0.015211 | 111.7142 | 1675.7136 | -0.11067 | -1.6601 | 0.082968 | 0.82651 | 0.082968 | 0.82651 | -0.047945 | -0.47762 | -0.047945 | -0.47762 | 7.96 | 0.66433 | 7.96 | 0.66433
234126-Refrigeration - Efficient Evap Fan Motor Electronically Commutated Motor (ECM) | 0.18032 | 0.13954 | 0.21296 | 1563.9994 | 23459.9904 | -1.5494 | -23.241 | 0.082968 | 0.82651 | 0.082968 | 0.82651 | -0.047945 | -0.47762 | -0.047945 | -0.47762 | 7.96 | 0.66433 | 7.96 | 0.66433
234126-Refrigeration - Efficient Evap Fan Motor Electronically Commutated Motor (ECM) | 0.1288 | 0.099675 | 0.15211 | 1117.1424 | 16757.136 | -1.1067 | -16.6007 | 0.082968 | 0.82651 | 0.082968 | 0.82651 | -0.047945 | -0.47762 | -0.047945 | -0.47762 | 7.96 | 0.66433 | 7.96 | 0.66433
234328-Premium T8 with T12 34Watt Baseline - Tr2 | 0.41653 | 0.26859 | 0.65185 | 2103.3986 | 23137.3843 | -3.4447 | -37.8917 | 0.044115 | 0.37608 | 0.044115 | 0.37608 | 0.075992 | 0.64782 | 0.075992 | 0.64782 | 1.6887 | 3.3618 | 1.6887 | 3.3618
234330-Premium T8 with T12 40 Watt Baseline - Tr1 | 0.14026 | 0.090443 | 0.12835 | 708.283 | 7791.1127 | -1.1599 | -12.7594 | 0.061412 | 0.52827 | 0.061412 | 0.52827 | 0.063858 | 0.54931 | 0.063858 | 0.54931 | 2.3312 | 2.4617 | 2.3312 | 2.4617
234303-Lighting-Remove 4 Ft Lamp (De-Lamp) - Tr1 | 0.37311 | 0.24059 | 0.34143 | 1884.1479 | 20725.6266 | -3.0856 | -33.942 | 0.079872 | 0.68706 | 0.079872 | 0.68706 | 0.091122 | 0.78384 | 0.091122 | 0.78384 | 3.8864 | 6.5486 | 3.8864 | 6.5486
234330-Premium T8 with T12 40 Watt Baseline - Tr1 | 0.36468 | 0.23515 | 0.33371 | 1841.5357 | 20256.893 | -3.0158 | -33.1743 | 0.06218 | 0.5294 | 0.06218 | 0.5294 | 0.064626 | 0.55022 | 0.064626 | 0.55022 | 2.3481 | 2.4795 | 2.3481 | 2.4795
234303-Lighting-Remove 4 Ft Lamp (De-Lamp) - Tr1 | 1.2126 | 0.78193 | 1.1096 | 6123.4806 | 67358.2865 | -10.0283 | -110.3114 | 0.080638 | 0.68655 | 0.080638 | 0.68655 | 0.091886 | 0.78231 | 0.091886 | 0.78231 | 3.9145 | 6.596 | 3.9145 | 6.596
234331-Premium T8 with T12 40 Watt Baseline - Tr2 | 0.32249 | 0.20795 | 0.49197 | 1628.4999 | 17913.4988 | -2.667 | -29.3366 | 0.055844 | 0.48049 | 0.055844 | 0.48049 | 0.070467 | 0.60631 | 0.070467 | 0.60631 | 2.0807 | 2.9019 | 2.0807 | 2.9019
234328-Premium T8 with T12 34Watt Baseline - Tr2 | 0.13884 | 0.08953 | 0.21728 | 701.1329 | 7712.4614 | -1.1482 | -12.6306 | 0.044115 | 0.37608 | 0.044115 | 0.37608 | 0.075992 | 0.64782 | 0.075992 | 0.64782 | 1.6887 | 3.3618 | 1.6887 | 3.3618
234304-Lighting-Remove 4 Ft Lamp (De-Lamp) - Tr2 | 0.48536 | 0.31297 | 0.75956 | 2450.9687 | 26960.6557 | -4.0139 | -44.153 | 0.071163 | 0.60666 | 0.071163 | 0.60666 | 0.0916 | 0.78088 | 0.0916 | 0.78088 | 2.9231 | 6.5289 | 2.9231 | 6.5289
234330-Premium T8 with T12 40 Watt Baseline - Tr1 | 0.55259 | 0.35632 | 0.843 | 2790.4459 | 30694.9049 | -4.5699 | -50.2685 | 0.053818 | 0.46236 | 0.053818 | 0.46236 | 0.056673 | 0.48689 | 0.056673 | 0.48689 | 1.9992 | 2.1111 | 1.9992 | 2.1111
234303-Lighting-Remove 4 Ft Lamp (De-Lamp) - Tr1 | 0.23967 | 0.15454 | 0.36563 | 1210.2782 | 13313.0606 | -1.9821 | -21.8026 | 0.075371 | 0.64753 | 0.075371 | 0.64753 | 0.088506 | 0.76037 | 0.088506 | 0.76037 | 3.3328 | 5.6159 | 3.3328 | 5.6159
234330-Premium T8 with T12 40 Watt Baseline - Tr1 | 0.51655 | 0.33308 | 0.78802 | 2608.4603 | 28693.0633 | -4.2718 | -46.9901 | 0.053681 | 0.46177 | 0.053681 | 0.46177 | 0.056537 | 0.48633 | 0.056537 | 0.48633 | 1.9966 | 2.1084 | 1.9966 | 2.1084
234303-Lighting-Remove 4 Ft Lamp (De-Lamp) - Tr1 | 0.11983 | 0.077272 | 0.18281 | 605.1391 | 6656.5303 | -0.99103 | -10.9013 | 0.075234 | 0.64717 | 0.075234 | 0.64717 | 0.08837 | 0.76016 | 0.08837 | 0.76016 | 3.3285 | 5.6087 | 3.3285 | 5.6087
234330-Premium T8 with T12 40 Watt Baseline - Tr1 | 0.50453 | 0.32534 | 0.7697 | 2547.7984 | 28025.7828 | -4.1725 | -45.8973 | 0.05445 | 0.46359 | 0.05445 | 0.46359 | 0.057306 | 0.4879 | 0.057306 | 0.4879 | 2.011 | 2.1236 | 2.011 | 2.1236
234303-Lighting-Remove 4 Ft Lamp (De-Lamp) - Tr1 | 0.31956 | 0.20606 | 0.4875 | 1613.7043 | 17750.7474 | -2.6427 | -29.0701 | 0.076001 | 0.64707 | 0.076001 | 0.64707 | 0.089134 | 0.75888 | 0.089134 | 0.75888 | 3.3526 | 5.6492 | 3.3526 | 5.6492
234330-Premium T8 with T12 40 Watt Baseline - Tr1 | 0.14415 | 0.092954 | 0.21991 | 727.9424 | 8007.3665 | -1.1921 | -13.1135 | 0.054311 | 0.46299 | 0.054311 | 0.46299 | 0.057166 | 0.48733 | 0.057166 | 0.48733 | 2.0084 | 2.1209 | 2.0084 | 2.1209
234303-Lighting-Remove 4 Ft Lamp (De-Lamp) - Tr1 | 0.23967 | 0.15454 | 0.36563 | 1210.2782 | 13313.0606 | -1.9821 | -21.8026 | 0.075862 | 0.64671 | 0.075862 | 0.64671 | 0.088995 | 0.75867 | 0.088995 | 0.75867 | 3.3482 | 5.6419 | 3.3482 | 5.6419
234330-Premium T8 with T12 40 Watt Baseline - Tr1 | 0.26428 | 0.17041 | 0.40317 | 1334.5611 | 14680.1719 | -2.1856 | -24.0414 | 0.053681 | 0.46177 | 0.053681 | 0.46177 | 0.056537 | 0.48633 | 0.056537 | 0.48633 | 1.9966 | 2.1084 | 1.9966 | 2.1084
234330-Premium T8 with T12 40 Watt Baseline - Tr1 | 0.26428 | 0.17041 | 0.40317 | 1334.5611 | 14680.1719 | -2.1856 | -24.0414 | 0.054311 | 0.46299 | 0.054311 | 0.46299 | 0.057166 | 0.48733 | 0.057166 | 0.48733 | 2.0084 | 2.1209 | 2.0084 | 2.1209
234331-Premium T8 with T12 40 Watt Baseline - Tr2 | 0.086824 | 0.055986 | 0.13245 | 438.4423 | 4822.8651 | -0.71803 | -7.8983 | 0.05664 | 0.48223 | 0.05664 | 0.48223 | 0.07126 | 0.60671 | 0.07126 | 0.60671 | 2.0963 | 2.9236 | 2.0963 | 2.9236
234304-Lighting-Remove 4 Ft Lamp (De-Lamp) - Tr2 | 0.27961 | 0.1803 | 0.42657 | 1411.9913 | 15531.904 | -2.3124 | -25.4363 | 0.07619 | 0.64868 | 0.07619 | 0.64868 | 0.093927 | 0.79969 | 0.093927 | 0.79969 | 3.3724 | 7.5323 | 3.3724 | 7.5323
234331-Premium T8 with T12 40 Watt Baseline - Tr2 | 0.29768 | 0.19195 | 0.45413 | 1503.2307 | 16535.5373 | -2.4618 | -27.0799 | 0.055871 | 0.4806 | 0.055871 | 0.4806 | 0.070493 | 0.60639 | 0.070493 | 0.60639 | 2.0812 | 2.9026 | 2.0812 | 2.9026
234330-Premium T8 with T12 40 Watt Baseline - Tr1 | 0.35065 | 0.22611 | 0.32087 | 1770.7074 | 19477.7817 | -2.8999 | -31.8984 | 0.061412 | 0.52827 | 0.061412 | 0.52827 | 0.063858 | 0.54931 | 0.063858 | 0.54931 | 2.3312 | 2.4617 | 2.3312 | 2.4617
234303-Lighting-Remove 4 Ft Lamp (De-Lamp) - Tr1 | 0.41975 | 0.27067 | 0.38411 | 2119.6664 | 23316.3299 | -3.4713 | -38.1847 | 0.079872 | 0.68706 | 0.079872 | 0.68706 | 0.091122 | 0.78384 | 0.091122 | 0.78384 | 3.8864 | 6.5486 | 3.8864 | 6.5486
234049-Lighting-LED Exit Sign New Sign | 0.076997 | 0.076497 | 0 | 674.5172 | 10792.2751 | 0 | 0 | 0.076362 | 0 | 0.076362 | 0 | 0.082259 | 0 | 0.082259 | 0 | 4.9227 | 7.0618 | 4.9227 | 7.0618
234330-Premium T8 with T12 40 Watt Baseline - Tr1 | 0.20405 | 0.13157 | 0.20691 | 1030.3945 | 11334.3392 | -1.6875 | -18.562 | 0.070258 | 0.59818 | 0.070258 | 0.59818 | 0.072276 | 0.61535 | 0.072276 | 0.61535 | 2.8466 | 3.006 | 2.8466 | 3.006
234303-Lighting-Remove 4 Ft Lamp (De-Lamp) - Tr1 | 0.6785 | 0.43751 | 0.68803 | 3426.271 | 37688.9815 | -5.6111 | -61.7226 | 0.085483 | 0.7278 | 0.085483 | 0.7278 | 0.094762 | 0.8068 | 0.094762 | 0.8068 | 4.7456 | 7.9964 | 4.7456 | 7.9964
234330-Premium T8 with T12 40 Watt Baseline - Tr1 | 1.0739 | 0.69246 | 1.6806 | 5422.8646 | 59651.5102 | -8.8809 | -97.6902 | 0.045457 | 0.39112 | 0.045457 | 0.39112 | 0.048747 | 0.41943 | 0.048747 | 0.41943 | 1.7325 | 1.8294 | 1.7325 | 1.8294
234303-Lighting-Remove 4 Ft Lamp (De-Lamp) - Tr1 | 1.8374 | 1.1848 | 2.8755 | 9278.6672 | 102065.3395 | -15.1955 | -167.1505 | 0.070291 | 0.60479 | 0.070291 | 0.60479 | 0.085425 | 0.73501 | 0.085425 | 0.73501 | 2.8882 | 4.8666 | 2.8882 | 4.8666
234207-Lighting-8 Ft T-8 with Elec Ballast-Tr1 | 0.43128 | 0.2781 | 0.69998 | 2177.8679 | 23956.5471 | -3.5667 | -39.2332 | -0.039549 | -0.33715 | -0.039549 | -0.33715 | 0.01583 | 0.13495 | 0.01583 | 0.13495 | 0.73226 | 1.1714 | 0.73226 | 1.1714
234330-Premium T8 with T12 40 Watt Baseline - Tr1 | 0.66676 | 0.42994 | 1.0822 | 3366.9904 | 37036.8941 | -5.5141 | -60.6546 | 0.059652 | 0.50852 | 0.059652 | 0.50852 | 0.062224 | 0.53045 | 0.062224 | 0.53045 | 2.2295 | 2.3544 | 2.2295 | 2.3544
234330-Premium T8 with T12 40 Watt Baseline - Tr1 | 1.4666 | 0.94567 | 2.384 | 7405.8167 | 81463.9842 | -12.1284 | -133.4121 | 0.049936 | 0.4257 | 0.049936 | 0.4257 | 0.053024 | 0.45202 | 0.053024 | 0.45202 | 1.8576 | 1.9615 | 1.8576 | 1.9615
234331-Premium T8 with T12 40 Watt Baseline - Tr2 | 0.10765 | 0.069416 | 0.16847 | 543.6134 | 5979.7473 | -0.89027 | -9.7929 | 0.048006 | 0.41295 | 0.048006 | 0.41295 | 0.064855 | 0.55788 | 0.064855 | 0.55788 | 1.8063 | 2.5192 | 1.8063 | 2.5192
234304-Lighting-Remove 4 Ft Lamp (De-Lamp) - Tr2 | 0.34669 | 0.22355 | 0.54254 | 1750.6919 | 19257.6112 | -2.8671 | -31.5378 | 0.070535 | 0.60675 | 0.070535 | 0.60675 | 0.090975 | 0.78257 | 0.090975 | 0.78257 | 2.9059 | 6.4904 | 2.9059 | 6.4904
234331-Premium T8 with T12 40 Watt Baseline - Tr2 | 0.10765 | 0.069416 | 0.16847 | 543.6134 | 5979.7473 | -0.89027 | -9.7929 | 0.048006 | 0.41295 | 0.048006 | 0.41295 | 0.064855 | 0.55788 | 0.064855 | 0.55788 | 1.8063 | 2.5192 | 1.8063 | 2.5192
234304-Lighting-Remove 4 Ft Lamp (De-Lamp) - Tr2 | 0.34669 | 0.22355 | 0.54254 | 1750.6919 | 19257.6112 | -2.8671 | -31.5378 | 0.070535 | 0.60675 | 0.070535 | 0.60675 | 0.090975 | 0.78257 | 0.090975 | 0.78257 | 2.9059 | 6.4904 | 2.9059 | 6.4904
234331-Premium T8 with T12 40 Watt Baseline - Tr2 | 0.3721 | 0.23994 | 0.56766 | 1879.0383 | 20669.4217 | -3.0773 | -33.8499 | 0.0565 | 0.48166 | 0.0565 | 0.48166 | 0.071121 | 0.6063 | 0.071121 | 0.6063 | 2.0935 | 2.9198 | 2.0935 | 2.9198
234330-Premium T8 with T12 40 Watt Baseline - Tr1 | 0.40843 | 0.26337 | 0.62309 | 2062.5035 | 22687.5384 | -3.3777 | -37.155 | 0.054311 | 0.46299 | 0.054311 | 0.46299 | 0.057166 | 0.48733 | 0.057166 | 0.48733 | 2.0084 | 2.1209 | 2.0084 | 2.1209
234330-Premium T8 with T12 40 Watt Baseline - Tr1 | 0.33636 | 0.21689 | 0.51313 | 1698.5323 | 18683.8552 | -2.7817 | -30.5982 | 0.054311 | 0.46299 | 0.054311 | 0.46299 | 0.057166 | 0.48733 | 0.057166 | 0.48733 | 2.0084 | 2.1209 | 2.0084 | 2.1209
234330-Premium T8 with T12 40 Watt Baseline - Tr1 | 0.44883 | 0.28942 | 0.41072 | 2266.5055 | 24931.5606 | -3.7118 | -40.83 | 0.062041 | 0.52889 | 0.062041 | 0.52889 | 0.064487 | 0.54974 | 0.064487 | 0.54974 | 2.345 | 2.4763 | 2.345 | 2.4763
234330-Premium T8 with T12 40 Watt Baseline - Tr1 | 0.1841 | 0.11871 | 0.26565 | 929.6446 | 10226.0901 | -1.5225 | -16.7471 | 0.051308 | 0.44136 | 0.051308 | 0.44136 | 0.05429 | 0.46701 | 0.05429 | 0.46701 | 1.9124 | 2.0194 | 1.9124 | 2.0194
234330-Premium T8 with T12 40 Watt Baseline - Tr1 | 0.96984 | 0.60643 | 1.5089 | 5015.5586 | 55171.1448 | -1.7397 | -19.1366 | 0.048703 | 0.41844 | 0.048703 | 0.41844 | 0.051811 | 0.44515 | 0.051811 | 0.44515 | 1.8308 | 1.9333 | 1.8308 | 1.9333
234303-Lighting-Remove 4 Ft Lamp (De-Lamp) - Tr1 | 3.0832 | 1.9279 | 4.7968 | 15944.6638 | 175391.302 | -5.5305 | -60.836 | 0.072161 | 0.61999 | 0.072161 | 0.61999 | 0.086457 | 0.74281 | 0.086457 | 0.74281 | 3.0521 | 5.1429 | 3.0521 | 5.1429
234294-Lighting-Occupancy Sensor-Wallbox Lghtng Snsr-Tr1 | 0.079361 | 0.049623 | 0.33826 | 410.4173 | 3283.3382 | 0 | 0 | 0.075118 | 0 | 0.075118 | 0 | 0.076806 | 0 | 0.076806 | 0 | 3.3017 | 3.4818 | 3.3017 | 3.4818
234330-Premium T8 with T12 40 Watt Baseline - Tr1 | 0.76882 | 0.49575 | 1.1729 | 3882.3595 | 42705.9547 | -6.3581 | -69.9388 | 0.053818 | 0.46236 | 0.053818 | 0.46236 | 0.056673 | 0.48689 | 0.056673 | 0.48689 | 1.9992 | 2.1111 | 1.9992 | 2.1111
234303-Lighting-Remove 4 Ft Lamp (De-Lamp) - Tr1 | 0.3595 | 0.23182 | 0.54844 | 1815.4174 | 19969.5909 | -2.9731 | -32.7038 | 0.075371 | 0.64753 | 0.075371 | 0.64753 | 0.088506 | 0.76037 | 0.088506 | 0.76037 | 3.3328 | 5.6159 | 3.3328 | 5.6159
234049-Lighting-LED Exit Sign New Sign | 0.076997 | 0.076497 | 0 | 674.5172 | 10792.2751 | 0 | 0 | 0.076362 | 0 | 0.076362 | 0 | 0.082259 | 0 | 0.082259 | 0 | 4.9227 | 7.0618 | 4.9227 | 7.0618
234330-Premium T8 with T12 40 Watt Baseline - Tr1 | 0.78083 | 0.5035 | 1.1912 | 3943.0214 | 43373.2352 | -6.4574 | -71.0316 | 0.053681 | 0.46177 | 0.053681 | 0.46177 | 0.056537 | 0.48633 | 0.056537 | 0.48633 | 1.9966 | 2.1084 | 1.9966 | 2.1084
234084-Refrigeration -Cooler/Freezer Door Gaskets - Solid Doors: Cooler | 0.17358 | 0.13433 | 0.17208 | 1505.52 | 6022.08 | 0 | 0 | 0.084369 | 0 | 0.084369 | 0 | 0.084369 | 0 | 0.084369 | 0 | 8.6232 | 8.6232 | 8.6232 | 8.6232
234331-Premium T8 with T12 40 Watt Baseline - Tr2 | 0.053825 | 0.034708 | 0.084234 | 271.8067 | 2989.8736 | -0.44513 | -4.8965 | 0.048637 | 0.41463 | 0.048637 | 0.41463 | 0.065483 | 0.55824 | 0.065483 | 0.55824 | 1.817 | 2.5341 | 1.817 | 2.5341
234304-Lighting-Remove 4 Ft Lamp (De-Lamp) - Tr2 | 0.086671 | 0.055888 | 0.13564 | 437.673 | 4814.4028 | -0.71677 | -7.8845 | 0.071163 | 0.60666 | 0.071163 | 0.60666 | 0.0916 | 0.78088 | 0.0916 | 0.78088 | 2.9231 | 6.5289 | 2.9231 | 6.5289
234331-Premium T8 with T12 40 Watt Baseline - Tr2 | 0.12918 | 0.083299 | 0.20216 | 652.3361 | 7175.6967 | -1.0683 | -11.7515 | 0.048637 | 0.41463 | 0.048637 | 0.41463 | 0.065483 | 0.55824 | 0.065483 | 0.55824 | 1.817 | 2.5341 | 1.817 | 2.5341
234304-Lighting-Remove 4 Ft Lamp (De-Lamp) - Tr2 | 0.41602 | 0.26826 | 0.65105 | 2100.8303 | 23109.1335 | -3.4405 | -37.8454 | 0.071163 | 0.60666 | 0.071163 | 0.60666 | 0.0916 | 0.78088 | 0.0916 | 0.78088 | 2.9231 | 6.5289 | 2.9231 | 6.5289
234331-Premium T8 with T12 40 Watt Baseline - Tr2 | 0.44137 | 0.28461 | 0.69072 | 2228.8149 | 24516.9637 | -3.6501 | -40.151 | 0.048637 | 0.41463 | 0.048637 | 0.41463 | 0.065483 | 0.55824 | 0.065483 | 0.55824 | 1.817 | 2.5341 | 1.817 | 2.5341
234307-Lighting-Remove 8 Ft Lamp (De-Lamp) - Tr2 | 1.1729 | 0.75633 | 1.8356 | 5923.0317 | 65153.3485 | -9.7 | -106.7004 | 0.085445 | 0.7284 | 0.085445 | 0.7284 | 0.094782 | 0.80801 | 0.094782 | 0.80801 | 4.7603 | 8.0813 | 4.7603 | 8.0813
234330-Premium T8 with T12 40 Watt Baseline - Tr1 | 0.54057 | 0.34858 | 0.82467 | 2729.784 | 30027.6244 | -4.4705 | -49.1757 | 0.053681 | 0.46177 | 0.053681 | 0.46177 | 0.056537 | 0.48633 | 0.056537 | 0.48633 | 1.9966 | 2.1084 | 1.9966 | 2.1084
234330-Premium T8 with T12 40 Watt Baseline - Tr1 | 0.72076 | 0.46477 | 1.0996 | 3639.712 | 40036.8325 | -5.9607 | -65.5676 | 0.053681 | 0.46177 | 0.053681 | 0.46177 | 0.056537 | 0.48633 | 0.056537 | 0.48633 | 1.9966 | 2.1084 | 1.9966 | 2.1084
234303-Lighting-Remove 4 Ft Lamp (De-Lamp) - Tr1 | 0.11983 | 0.077272 | 0.18281 | 605.1391 | 6656.5303 | -0.99103 | -10.9013 | 0.075234 | 0.64717 | 0.075234 | 0.64717 | 0.08837 | 0.76016 | 0.08837 | 0.76016 | 3.3285 | 5.6087 | 3.3285 | 5.6087
234330-Premium T8 with T12 40 Watt Baseline - Tr1 | 0.6607 | 0.42604 | 1.0079 | 3336.4027 | 36700.4298 | -5.464 | -60.1036 | 0.053681 | 0.46177 | 0.053681 | 0.46177 | 0.056537 | 0.48633 | 0.056537 | 0.48633 | 1.9966 | 2.1084 | 1.9966 | 2.1084
234330-Premium T8 with T12 40 Watt Baseline - Tr1 | 2.4937 | 1.608 | 4.0473 | 12592.544 | 138517.984 | -20.6226 | -226.8484 | 0.059791 | 0.50906 | 0.059791 | 0.50906 | 0.062363 | 0.53096 | 0.062363 | 0.53096 | 2.2324 | 2.3574 | 2.2324 | 2.3574
234303-Lighting-Remove 4 Ft Lamp (De-Lamp) - Tr1 | 0.088684 | 0.057186 | 0.14394 | 447.8371 | 4926.208 | -0.73341 | -8.0676 | 0.079204 | 0.67434 | 0.079204 | 0.67434 | 0.091035 | 0.77507 | 0.091035 | 0.77507 | 3.7217 | 6.2711 | 3.7217 | 6.2711
234049-Lighting-LED Exit Sign New Sign | 0.1155 | 0.11475 | 0 | 1011.7758 | 16188.4127 | 0 | 0 | 0.076914 | 0 | 0.076914 | 0 | 0.08281 | 0 | 0.08281 | 0 | 4.951 | 7.1024 | 4.951 | 7.1024
234331-Premium T8 with T12 40 Watt Baseline - Tr2 | 0.08612 | 0.055533 | 0.13477 | 434.8907 | 4783.7978 | -0.71221 | -7.8343 | 0.048637 | 0.41463 | 0.048637 | 0.41463 | 0.065483 | 0.55824 | 0.065483 | 0.55824 | 1.817 | 2.5341 | 1.817 | 2.5341
234304-Lighting-Remove 4 Ft Lamp (De-Lamp) - Tr2 | 0.27735 | 0.17884 | 0.43404 | 1400.5535 | 15406.089 | -2.2937 | -25.2303 | 0.071163 | 0.60666 | 0.071163 | 0.60666 | 0.0916 | 0.78088 | 0.0916 | 0.78088 | 2.9231 | 6.5289 | 2.9231 | 6.5289
234330-Premium T8 with T12 40 Watt Baseline - Tr1 | 0.96102 | 0.61969 | 1.4661 | 4852.9494 | 53382.4434 | -7.9476 | -87.4234 | 0.054311 | 0.46299 | 0.054311 | 0.46299 | 0.057166 | 0.48733 | 0.057166 | 0.48733 | 2.0084 | 2.1209 | 2.0084 | 2.1209
234330-Premium T8 with T12 40 Watt Baseline - Tr1 | 0.21623 | 0.13943 | 0.32987 | 1091.9136 | 12011.0498 | -1.7882 | -19.6703 | 0.05445 | 0.46359 | 0.05445 | 0.46359 | 0.057306 | 0.4879 | 0.057306 | 0.4879 | 2.011 | 2.1236 | 2.011 | 2.1236
234331-Premium T8 with T12 40 Watt Baseline - Tr2 | 0.16148 | 0.10412 | 0.2527 | 815.4201 | 8969.6209 | -1.3354 | -14.6894 | 0.048637 | 0.41463 | 0.048637 | 0.41463 | 0.065483 | 0.55824 | 0.065483 | 0.55824 | 1.817 | 2.5341 | 1.817 | 2.5341

## Output
Program Summary |  | Nominal | Present Value | [5 empty] | Avoided Cost Version
Proposer Name |  | 0 | [6 empty] | 2006-06-01
Program Name |  | 0 | [6 empty] | 2006-06-01
Total Program Budget ($) |  | 708203.4 | 612559.5214 | [5 empty] | Base Year
2006
Net Participant Cost ($) |  | 256820.9891 | 222161.3546 | [5 empty] | SDG&E Tool NTG 4f2 (800).xls
Program Impacts | [9 empty] | Program Impacts (Gross)
| Annual Net kWh | Lifecycle Net kWh | Annual Net Therms | Lifecycle Net Therms | Net Jul-Sept Pk (kW) | Net Dec-Feb Pk (kW) | Net CEC (kW) | User Entered kW |  |  | Annual Gross kWh | Lifecycle Gross kWh | Annual Gross Therms | Lifecycle Gross Therms | User Entered kW
2006-2008 | 2068786.0314 | 23030174.5458 | 92068.5251 | 1389768.3826 | 396.6224 | 256.1145 | 0 | 540.2601 |  | 2006-2008 | 3782.1195 | 23989765.1519 | -6.1939 | 1447675.3985 | 562.7709
2009-2012 | 0 | 0 | 0 | 0 | 0 | 0 | 0 | 0 |  | 2009-2012 | 0 | 0 | 0 | 0 | 0
2013-2016 | 0 | 0 | 0 | 0 | 0 | 0 | 0 | 0 |  | 2013-2016 | 0 | 0 | 0 | 0 | 0
Cost Effectiveness (Lifecycle Present Value Dollars)
|  | Benefits |  |  | Benefit - Cost
| Cost | Electric | Gas | Incentives | NPV | B/C Ratio | Notes
Program TRC ($) | 834720.876 | 1504949.234 | 717161.4433 | NA | 1387389.8014 | 2.6621 | *1
Program PAC ($) | 612559.5214 | 1504949.234 | 717161.4433 | NA | 1609551.156 | 3.6276 | *1,2
Program RIM ($) | 612559.5214 | 1504949.234 | 717161.4433 | NA | 1609551.156 | 3.6276 | *1
*1 B/C Ratio is an approximation because any supply cost increases are treated as negative benefits rather than as a cost as in the Standard Practice Manual
*2 PAC benefits include environmental costs. This is to be consistent with the TRC benefits, but is not strictly consistent with the Standard Practice Manual.
Levelized Cost and Benefit (All Measures Installed through 2012)
| Discounted Savings |  |  |  | Benefit - Cost
| kWh | Therms | Cost | Benefits | NPV
TRC ($/kWh ) | 14108546.7528 |  | 0.046272 | 0.10667 | 0.060397
PAC ($/kWh) | 14108546.7528 |  | 0.036072 | 0.10667 | 0.070597
RIM ($/kWh) | 14108546.7528 |  | 0.029405 | 0.10667 | 0.077264
TRC ($/therm) |  | 758290.6105 | 0.23986 | 0.94576 | 0.7059
PAC ($/therm) |  | 758290.6105 | 0.13667 | 0.94576 | 0.80909
RIM ($/therm) |  | 758290.6105 | 0.26071 | 0.94576 | 0.68505
Emissions Reductions | [9 empty] | Emissions Reductions (Gross)
| Electric Reductions |  |  | Gas Reductions | [6 empty] | Electric Reductions |  |  | Gas Reductions
Annual Reductions | CO2 (tons) | NOX (lbs) | PM-10 (lbs) | CO2 (tons) | NOX (lbs) |  |  |  |  | Annual Reductions | CO2 (tons) | NOX (lbs) | PM-10 (lbs) | CO2 (tons) | NOX (lbs)
2006 | 0 | 0 | 0 | 0 | 0 | * annual reductions are the units |  |  |  | 2006 | 0 | 0 | 0 | 0 | 0 | * annual reductions are the units
2007 | 1187.269 | 321.8645 | 152.3992 | 538.6009 | 847.0304 | implemented in the year, times |  |  |  | 2007 | 1236.7386 | 335.2755 | 158.7492 | 561.0426 | 882.3234 | implemented in the year, times
2008 | 0 | 0 | 0 | 0 | 0 | the annual emission reduction |  |  |  | 2008 | 0 | 0 | 0 | 0 | 0 | the annual emission reduction
2009 | 0 | 0 | 0 | 0 | 0 | for the measure. |  |  |  | 2009 | 0 | 0 | 0 | 0 | 0 | for the measure.
2010 | 0 | 0 | 0 | 0 | 0 |  |  |  |  | 2010 | 0 | 0 | 0 | 0 | 0
2011 | 0 | 0 | 0 | 0 | 0 |  |  |  |  | 2011 | 0 | 0 | 0 | 0 | 0
2012 | 0 | 0 | 0 | 0 | 0 |  |  |  |  | 2012 | 0 | 0 | 0 | 0 | 0
2013 | 0 | 0 | 0 | 0 | 0 |  |  |  |  | 2013 | 0 | 0 | 0 | 0 | 0
2014 | 0 | 0 | 0 | 0 | 0 |  |  |  |  | 2014 | 0 | 0 | 0 | 0 | 0
2015 | 0 | 0 | 0 | 0 | 0 |  |  |  |  | 2015 | 0 | 0 | 0 | 0 | 0
2016 | 0 | 0 | 0 | 0 | 0 |  |  |  |  | 2016 | 0 | 0 | 0 | 0 | 0
Total Annual | 1187.269 | 321.8645 | 152.3992 | 538.6009 | 847.0304 |  |  |  |  | Total Annual | 1236.7386 | 335.2755 | 158.7492 | 561.0426 | 882.3234
Lifecycle Reductions | [9 empty] | Lifecycle Reductions
2006 | 0 | 0 | 0 | 0 | 0 |  |  |  |  | 2006 | 0 | 0 | 0 | 0 | 0
2007 | 13210.6249 | 3580.0041 | 1695.9009 | 8130.145 | 12785.8691 |  |  |  |  | 2007 | 13761.0676 | 3729.1709 | 1766.5635 | 8468.9011 | 13318.6137
2008 | 0 | 0 | 0 | 0 | 0 |  |  |  |  | 2008 | 0 | 0 | 0 | 0 | 0
2009 | 0 | 0 | 0 | 0 | 0 |  |  |  |  | 2009 | 0 | 0 | 0 | 0 | 0
2010 | 0 | 0 | 0 | 0 | 0 |  |  |  |  | 2010 | 0 | 0 | 0 | 0 | 0
2011 | 0 | 0 | 0 | 0 | 0 |  |  |  |  | 2011 | 0 | 0 | 0 | 0 | 0
2012 | 0 | 0 | 0 | 0 | 0 |  |  |  |  | 2012 | 0 | 0 | 0 | 0 | 0
2013 | 0 | 0 | 0 | 0 | 0 |  |  |  |  | 2013 | 0 | 0 | 0 | 0 | 0
2014 | 0 | 0 | 0 | 0 | 0 |  |  |  |  | 2014 | 0 | 0 | 0 | 0 | 0
2015 | 0 | 0 | 0 | 0 | 0 |  |  |  |  | 2015 | 0 | 0 | 0 | 0 | 0
2016 | 0 | 0 | 0 | 0 | 0 |  |  |  |  | 2016 | 0 | 0 | 0 | 0 | 0
Total Lifecycle | 13210.6249 | 3580.0041 | 1695.9009 | 8130.145 | 12785.8691 |  |  |  |  | Total Lifecycle | 13761.0676 | 3729.1709 | 1766.5635 | 8468.9011 | 13318.6137
Reductions based on total annual installations | [9 empty] | Reductions based on total annual installations (Gross)
| Annual Net kWh | Lifecycle Net kWh | Annual Net Therms | Lifecycle Net Therms | Net July-Sept Peak (kW) | Net Dec-Feb (kW) |  | User Entered kW | Net Annual NCP (kW) |  | Annual Gross kWh | Lifecycle Gross kWh | Annual Gross Therms | Lifecycle Gross Therms | User Entered kW
2006 | 0 | 0 | 0 | 0 | 0 | 0 |  | 0 | 0 | 2006 | 0 | 0 | 0 | 0 | 0
2007 | 2068786.0314 | 23030174.5458 | 92068.5251 | 1389768.3826 | 396.6224 | 256.1145 |  | 540.2601 | 54.839 | 2007 | 3782.1195 | 23989765.1519 | -6.1939 | 1447675.3985 | 562.7709
2008 | 0 | 0 | 0 | 0 | 0 | 0 |  | 0 | 352.2193 | 2008 | 0 | 0 | 0 | 0 | 0
2009 | 0 | 0 | 0 | 0 | 0 | 0 |  | 0 | 0 | 2009 | 0 | 0 | 0 | 0 | 0
2010 | 0 | 0 | 0 | 0 | 0 | 0 |  | 0 | 0 | 2010 | 0 | 0 | 0 | 0 | 0
2011 | 0 | 0 | 0 | 0 | 0 | 0 |  | 0 | 0 | 2011 | 0 | 0 | 0 | 0 | 0
2012 | 0 | 0 | 0 | 0 | 0 | 0 |  | 0 | -5.024 | 2012 | 0 | 0 | 0 | 0 | 0
2013 | 0 | 0 | 0 | 0 | 0 | 0 |  | 0 | 0 | 2013 | 0 | 0 | 0 | 0 | 0
2014 | 0 | 0 | 0 | 0 | 0 | 0 |  | 0 | 0 | 2014 | 0 | 0 | 0 | 0 | 0
2015 | 0 | 0 | 0 | 0 | 0 | 0 |  | 0 | 0 | 2015 | 0 | 0 | 0 | 0 | 0
2016 | 0 | 0 | 0 | 0 | 0 | 0 |  | 0 | -1.5642 | 2016 | 0 | 0 | 0 | 0 | 0
Total | 2068786.0314 | 23030174.5458 | 92068.5251 | 1389768.3826 | 396.6224 | 256.1145 |  | 540.2601 | 400.4701 | Total | 3782.1195 | 23989765.1519 | -6.1939 | 1447675.3985 | 562.7709
Net Impacts by Sector (All Measures Installed through 2016)
| Annual Net kWh | Lifecycle Net kWh | Annual Net Therms | Lifecycle Net Therms | Net July-Sept Peak (kW) | Net Dec-Feb (kW) |  | User Entered kW | TRC Lifecycle Net Benefits* ($)
Total | 2068786.0314 | 23030174.5458 | 92068.5251 | 1389768.3826 | 396.6224 | 256.1145 |  | 540.2601 | 1387389.8014
Residential | 0 | 0 | 0 | 0 | 0 | 0 |  | 0 | 0
Commercial | 2068786.0314 | 23030174.5458 | 24394.0931 | 374651.9026 | 396.6224 | 256.1145 |  | 540.2601 | 867106.9953
Industrial | 0 | 0 | 67674.432 | 1015116.48 | 0 | 0 |  | 0 | 520282.806
Agricultural | 0 | 0 | 0 | 0 | 0 | 0 |  | 0 | 0
Not Used | 0 | 0 | 0 | 0 | 0 | 0 |  | 0 | 0
Not Used | 0 | 0 | 0 | 0 | 0 | 0 |  | 0 | 0
Not Used | 0 | 0 | 0 | 0 | 0 | 0 |  | 0 | 0
0 | 0 | 0 | 0 | 0 | 0 | 0 |  | 0 | 0
0 | 0 | 0 | 0 | 0 | 0 | 0 |  | 0 | 0
0 | 0 | 0 | 0 | 0 | 0 | 0 |  | 0 | 0
0 | 0 | 0 | 0 | 0 | 0 | 0 |  | 0 | 0
0 | 0 | 0 | 0 | 0 | 0 | 0 |  | 0 | 0
0 |  |  | 0 |  |  |  |  | 0 | 0
0 |  |  | 0 |  |  |  |  | 0 | 0
0 |  |  | 0 |  |  |  |  | 0 | 0
0 |  |  | 0 |  |  |  |  | 0 | 0
0 |  |  | 0 |  |  |  |  | 0 | 0
0 |  |  | 0 |  |  |  |  | 0 | 0
0 |  |  | 0 |  |  |  |  | 0 | 0
0 |  |  | 0 |  |  |  |  | 0 | 0
0 |  |  | 0 |  |  |  |  | 0 | 0
0 |  |  | 0 |  |  |  |  | 0 | 0
0 |  |  | 0 |  |  |  |  | 0 | 0
0 |  |  | 0 |  |  |  |  | 0 | 0
* Include program-level and admin costs allocated based to total gas and electric programs at the measure level.
Net Impacts by CPUC End Use Categories (All Measures Installed through 2016)
| Annual Net kWh | Lifecycle Net kWh | Annual Net Therms | Lifecycle Net Therms | Net July-Sept Peak (kW) | Net Dec-Feb Pk (kW) |  | User Entered kW | TRC Lifecycle Net Benefits* ($)
Total | 2068786.0314 | 23030174.5458 | 92068.5251 | 1389768.3826 | 396.6224 | 256.1145 |  | 540.2601 | 1387389.8014
Clothes Dryer | 0 | 0 | 0 | 0 | 0 | 0 |  | 0 | 0
Clothes Washer | 0 | 0 | 0 | 0 | 0 | 0 |  | 0 | 0
Consumer Electronics | 0 | 0 | 0 | 0 | 0 | 0 |  | 0 | 0
Cooking | 0 | 0 | 0 | 0 | 0 | 0 |  | 0 | 0
Dishwasher | 0 | 0 | 0 | 0 | 0 | 0 |  | 0 | 0
Other Appliance | 0 | 0 | 0 | 0 | 0 | 0 |  | 0 | 0
Office Equipment | 36706.353 | 401923.0053 | -12.0285 | -132.3132 | 7.0978 | 4.4381 |  | 11.1902 | 15461.8155
Building shell | 0 | 0 | 0 | 0 | 0 | 0 |  | 0 | 0
Space Cooling | 7535.6544 | 75356.544 | 0 | 0 | 2.4523 | 0.97829 |  | 1.3932 | 4059.5238
Space Heating | 0 | 0 | 0 | 0 | 0 | 0 |  | 0 | 0
Ventilation | 10843.2 | 162648 | 0 | 0 | 1.4188 | 1.2937 |  | 0 | 6283.3571
Interior Lighting | 1854185.689 | 20375531.4557 | -2991.7382 | -32909.1198 | 367.358 | 233.149 |  | 518.5979 | 730216.3112
Exterior Lighting | 0 | 0 | 0 | 0 | 0 | 0 |  | 0 | 0
Daylighting | 0 | 0 | 0 | 0 | 0 | 0 |  | 0 | 0
Motors | 0 | 0 | 0 | 0 | 0 | 0 |  | 0 | 0
Process | 0 | 0 | 95090.9952 | 1423090.368 | 0 | 0 |  | 0 | 545657.3418
Compressed Air | 0 | 0 | 0 | 0 | 0 | 0 |  | 0 | 0
Food Processor | 0 | 0 | 0 | 0 | 0 | 0 |  | 0 | 0
Refrigeration | 75875.0026 | 676473.4224 | -18.7035 | -280.5524 | 8.7479 | 6.7698 |  | 9.0788 | 31154.2949
Freezers | 0 | 0 | 0 | 0 | 0 | 0 |  | 0 | 0
Pumps | 0 | 0 | 0 | 0 | 0 | 0 |  | 0 | 0
Pool Pump | 0 | 0 | 0 | 0 | 0 | 0 |  | 0 | 0
Domestic Hot Water | 0 | 0 | 0 | 0 | 0 | 0 |  | 0 | 0
Water Heating | 0 | 0 | 0 | 0 | 0 | 0 |  | 0 | 0
Other and unspecified | 83640.1324 | 1338242.1185 | 0 | 1.8626e-09 | 9.5476 | 9.4856 | 0 | 0 | 54557.157
* Include program-level and admin costs allocated based to total gas and electric programs at the measure level.
Net Impacts by Climate Zone (All Measures Installed through 2016)
| Annual Net kWh | Lifecycle Net kWh | Annual Net Therms | Lifecycle Net Therms | Net July-Sept Peak (kW) | Net dec-Feb Pk (kW) |  | User Entered kW | TRC Lifecycle Net Benefits* ($)
Total | 2068786.0314 | 23030174.5458 | 92068.5251 | 1389768.3826 | 396.6224 | 256.1145 |  | 540.2601 | 1387389.8014
7 | 1220110.9925 | 13399659.3802 | 87549.4832 | 1317027.051 | 233.6682 | 150.8806 |  | 320.6518 | 1026329.6036
10 | 484675.209 | 5420068.1713 | 4974.6769 | 77753.3164 | 93.9955 | 60.2709 |  | 128.8894 | 197164.854
14 | 2856.7461 | 31424.2066 | -4.6784 | -51.4628 | 0.56572 | 0.36479 |  | 0.56359 | 1523.1103
15 | 0 | 0 | 0 | 0 | 0 | 0 |  | 0 | 0
System | 361143.0838 | 4179022.7877 | -450.9565 | -4960.522 | 68.393 | 44.5981 |  | 90.1553 | 162372.2334
0 | 0 | 0 | 0 | 0 | 0 | 0 |  | 0 | 0
0 | 0 | 0 | 0 | 0 | 0 | 0 |  | 0 | 0
0 | 0 | 0 | 0 | 0 | 0 | 0 |  | 0 | 0
0 | 0 | 0 | 0 | 0 | 0 | 0 |  | 0 | 0
0 | 0 | 0 | 0 | 0 | 0 | 0 |  | 0 | 0
0 | 0 | 0 | 0 | 0 | 0 | 0 |  | 0 | 0
* Include program-level and admin costs allocated based to total gas and electric programs at the measure level.
Persistent reductions in the summer (3rd Qtr) or winter (4th Qtr) of each year
| Net Juy-Sept Peak (kW) | Net Annual Dec-Feb (kW)
2006 | 0 | 0
2007 | 0 | 256.1145
2008 | 396.6224 | 256.1145
2009 | 396.6224 | 256.1145
2010 | 396.6224 | 256.1145
2011 | 396.6224 | 252.8727
2012 | 392.4334 | 252.8727
2013 | 392.4334 | 252.8727
2014 | 392.4334 | 252.8727
2015 | 392.4334 | 251.9207
2016 | 390.9329 | 251.9207
2017 | 390.9329 | 250.9424
Monthly Impacts
First Year for Impact Table: | 2006
| Quarter | Monthly Five Hour Avg or TOU Peak | Net Monthly NCP (kW) |  | Monthly Net kWh | Monthly Net Therms
2006-01-01 | 1 | 0 | 0 |  | 0 | 0
2006-02-01 | 1 | 0 | 0 |  | 0 | 0
2006-03-01 | 1 | 0 | 0 |  | 0 | 0
2006-04-01 | 2 | 0 | 0 |  | 0 | 0
2006-05-01 | 2 | 0 | 0 |  | 0 | 0
2006-06-01 | 2 | 0 | 0 |  | 0 | 0
2006-07-01 | 3 | 0 | 0 |  | 0 | 0
2006-08-01 | 3 | 0 | 0 |  | 0 | 0
2006-09-01 | 3 | 0 | 0 |  | 0 | 0
2006-10-01 | 4 | 0 | 0 |  | 0 | 0
2006-11-01 | 4 | 0 | 0 |  | 0 | 0
2006-12-01 | 4 | 0 | 0 |  | 0 | 0
2007-01-01 | 5 | 0 | 0 |  | 0 | 0
2007-02-01 | 5 | 0 | 0 |  | 0 | 0
2007-03-01 | 5 | 0 | 0 |  | 0 | 0
2007-04-01 | 6 | 0 | 0 |  | 0 | 0
2007-05-01 | 6 | 0 | 0 |  | 0 | 0
2007-06-01 | 6 | 0 | 0 |  | 0 | 0
2007-07-01 | 7 | 0 | 0 |  | 0 | 0
2007-08-01 | 7 | 0 | 0 |  | 0 | 0
2007-09-01 | 7 | 0 | 0 |  | 0 | 0
2007-10-01 | 8 | 33.0369 | 54.839 |  | 21545.7005 | 882.0192
2007-11-01 | 8 | 33.0369 | 54.839 |  | 21545.7005 | 882.0192
2007-12-01 | 8 | 33.0369 | 54.839 |  | 21545.7005 | 882.0192
2008-01-01 | 9 | 256.1145 | 407.0583 |  | 170185.2307 | 7672.3771
2008-02-01 | 9 | 256.1145 | 407.0583 |  | 170185.2307 | 7672.3771
2008-03-01 | 9 | 256.1145 | 407.0583 |  | 170185.2307 | 7672.3771
2008-04-01 | 10 | 256.1145 | 407.0583 |  | 170185.2307 | 7672.3771
2008-05-01 | 10 | 396.6224 | 397.59 |  | 175505.4235 | 7672.3771
2008-06-01 | 10 | 396.6224 | 397.59 |  | 175505.4235 | 7672.3771
2008-07-01 | 11 | 396.6224 | 397.59 |  | 175505.4235 | 7672.3771
2008-08-01 | 11 | 396.6224 | 397.59 |  | 175505.4235 | 7672.3771
2008-09-01 | 11 | 396.6224 | 397.59 |  | 175505.4235 | 7672.3771
2008-10-01 | 12 | 256.1145 | 407.0583 |  | 170185.2307 | 7672.3771
2008-11-01 | 12 | 256.1145 | 407.0583 |  | 170185.2307 | 7672.3771
2008-12-01 | 12 | 256.1145 | 407.0583 |  | 170185.2307 | 7672.3771
2009-01-01 | 13 | 256.1145 | 407.0583 |  | 170185.2307 | 7672.3771
2009-02-01 | 13 | 256.1145 | 407.0583 |  | 170185.2307 | 7672.3771
2009-03-01 | 13 | 256.1145 | 407.0583 |  | 170185.2307 | 7672.3771
2009-04-01 | 14 | 256.1145 | 407.0583 |  | 170185.2307 | 7672.3771
2009-05-01 | 14 | 396.6224 | 397.59 |  | 175505.4235 | 7672.3771
2009-06-01 | 14 | 396.6224 | 397.59 |  | 175505.4235 | 7672.3771
2009-07-01 | 15 | 396.6224 | 397.59 |  | 175505.4235 | 7672.3771
2009-08-01 | 15 | 396.6224 | 397.59 |  | 175505.4235 | 7672.3771
2009-09-01 | 15 | 396.6224 | 397.59 |  | 175505.4235 | 7672.3771
2009-10-01 | 16 | 256.1145 | 407.0583 |  | 170185.2307 | 7672.3771
2009-11-01 | 16 | 256.1145 | 407.0583 |  | 170185.2307 | 7672.3771
2009-12-01 | 16 | 256.1145 | 407.0583 |  | 170185.2307 | 7672.3771
2010-01-01 | 17 | 256.1145 | 407.0583 |  | 170185.2307 | 7672.3771
2010-02-01 | 17 | 256.1145 | 407.0583 |  | 170185.2307 | 7672.3771
2010-03-01 | 17 | 256.1145 | 407.0583 |  | 170185.2307 | 7672.3771
2010-04-01 | 18 | 256.1145 | 407.0583 |  | 170185.2307 | 7672.3771
2010-05-01 | 18 | 396.6224 | 397.59 |  | 175505.4235 | 7672.3771
2010-06-01 | 18 | 396.6224 | 397.59 |  | 175505.4235 | 7672.3771
2010-07-01 | 19 | 396.6224 | 397.59 |  | 175505.4235 | 7672.3771
2010-08-01 | 19 | 396.6224 | 397.59 |  | 175505.4235 | 7672.3771
2010-09-01 | 19 | 396.6224 | 397.59 |  | 175505.4235 | 7672.3771
2010-10-01 | 20 | 256.1145 | 407.0583 |  | 170185.2307 | 7672.3771
2010-11-01 | 20 | 256.1145 | 407.0583 |  | 170185.2307 | 7672.3771
2010-12-01 | 20 | 256.1145 | 407.0583 |  | 170185.2307 | 7672.3771
2011-01-01 | 21 | 256.1145 | 407.0583 |  | 170185.2307 | 7672.3771
2011-02-01 | 21 | 256.1145 | 407.0583 |  | 170185.2307 | 7672.3771
2011-03-01 | 21 | 256.1145 | 407.0583 |  | 170185.2307 | 7672.3771
2011-04-01 | 22 | 256.1145 | 407.0583 |  | 170185.2307 | 7672.3771
2011-05-01 | 22 | 396.6224 | 397.59 |  | 175505.4235 | 7672.3771
2011-06-01 | 22 | 396.6224 | 397.59 |  | 175505.4235 | 7672.3771
2011-07-01 | 23 | 396.6224 | 397.59 |  | 175505.4235 | 7672.3771
2011-08-01 | 23 | 396.6224 | 397.59 |  | 175505.4235 | 7672.3771
2011-09-01 | 23 | 396.6224 | 397.59 |  | 175505.4235 | 7672.3771
2011-10-01 | 24 | 256.1145 | 407.0583 |  | 170185.2307 | 7672.3771
2011-11-01 | 24 | 256.1145 | 407.0583 |  | 170185.2307 | 7672.3771
2011-12-01 | 24 | 256.1145 | 407.0583 |  | 170185.2307 | 7672.3771
2012-01-01 | 25 | 252.8727 | 402.0342 |  | 167168.0166 | 7672.3771
2012-02-01 | 25 | 252.8727 | 402.0342 |  | 167168.0166 | 7672.3771
2012-03-01 | 25 | 252.8727 | 402.0342 |  | 167168.0166 | 7672.3771
2012-04-01 | 26 | 252.8727 | 402.0342 |  | 167168.0166 | 7672.3771
2012-05-01 | 26 | 392.4334 | 393.1844 |  | 172461.4267 | 7672.3771
2012-06-01 | 26 | 392.4334 | 393.1844 |  | 172461.4267 | 7672.3771
2012-07-01 | 27 | 392.4334 | 393.1844 |  | 172461.4267 | 7672.3771
2012-08-01 | 27 | 392.4334 | 393.1844 |  | 172461.4267 | 7672.3771
2012-09-01 | 27 | 392.4334 | 393.1844 |  | 172461.4267 | 7672.3771
2012-10-01 | 28 | 252.8727 | 402.0342 |  | 167168.0166 | 7672.3771
2012-11-01 | 28 | 252.8727 | 402.0342 |  | 167168.0166 | 7672.3771
2012-12-01 | 28 | 252.8727 | 402.0342 |  | 167168.0166 | 7672.3771
2013-01-01 | 29 | 252.8727 | 402.0342 |  | 167168.0166 | 7672.3771
2013-02-01 | 29 | 252.8727 | 402.0342 |  | 167168.0166 | 7672.3771
2013-03-01 | 29 | 252.8727 | 402.0342 |  | 167168.0166 | 7672.3771
2013-04-01 | 30 | 252.8727 | 402.0342 |  | 167168.0166 | 7672.3771
2013-05-01 | 30 | 392.4334 | 393.1844 |  | 172461.4267 | 7672.3771
2013-06-01 | 30 | 392.4334 | 393.1844 |  | 172461.4267 | 7672.3771
2013-07-01 | 31 | 392.4334 | 393.1844 |  | 172461.4267 | 7672.3771
2013-08-01 | 31 | 392.4334 | 393.1844 |  | 172461.4267 | 7672.3771
2013-09-01 | 31 | 392.4334 | 393.1844 |  | 172461.4267 | 7672.3771
2013-10-01 | 32 | 252.8727 | 402.0342 |  | 167168.0166 | 7672.3771
2013-11-01 | 32 | 252.8727 | 402.0342 |  | 167168.0166 | 7672.3771
2013-12-01 | 32 | 252.8727 | 402.0342 |  | 167168.0166 | 7672.3771
2014-01-01 | 33 | 252.8727 | 402.0342 |  | 167168.0166 | 7672.3771
2014-02-01 | 33 | 252.8727 | 402.0342 |  | 167168.0166 | 7672.3771
2014-03-01 | 33 | 252.8727 | 402.0342 |  | 167168.0166 | 7672.3771
2014-04-01 | 34 | 252.8727 | 402.0342 |  | 167168.0166 | 7672.3771
2014-05-01 | 34 | 392.4334 | 393.1844 |  | 172461.4267 | 7672.3771
2014-06-01 | 34 | 392.4334 | 393.1844 |  | 172461.4267 | 7672.3771
2014-07-01 | 35 | 392.4334 | 393.1844 |  | 172461.4267 | 7672.3771
2014-08-01 | 35 | 392.4334 | 393.1844 |  | 172461.4267 | 7672.3771
2014-09-01 | 35 | 392.4334 | 393.1844 |  | 172461.4267 | 7672.3771
2014-10-01 | 36 | 252.8727 | 402.0342 |  | 167168.0166 | 7672.3771
2014-11-01 | 36 | 252.8727 | 402.0342 |  | 167168.0166 | 7672.3771
2014-12-01 | 36 | 252.8727 | 402.0342 |  | 167168.0166 | 7672.3771
2015-01-01 | 37 | 252.8727 | 402.0342 |  | 167168.0166 | 7672.3771
2015-02-01 | 37 | 252.8727 | 402.0342 |  | 167168.0166 | 7672.3771
2015-03-01 | 37 | 252.8727 | 402.0342 |  | 167168.0166 | 7672.3771
2015-04-01 | 38 | 252.8727 | 402.0342 |  | 167168.0166 | 7672.3771
2015-05-01 | 38 | 392.4334 | 393.1844 |  | 172461.4267 | 7672.3771
2015-06-01 | 38 | 392.4334 | 393.1844 |  | 172461.4267 | 7672.3771
2015-07-01 | 39 | 392.4334 | 393.1844 |  | 172461.4267 | 7672.3771
2015-08-01 | 39 | 392.4334 | 393.1844 |  | 172461.4267 | 7672.3771
2015-09-01 | 39 | 392.4334 | 393.1844 |  | 172461.4267 | 7672.3771
2015-10-01 | 40 | 252.8727 | 402.0342 |  | 167168.0166 | 7672.3771
2015-11-01 | 40 | 252.8727 | 402.0342 |  | 167168.0166 | 7672.3771
2015-12-01 | 40 | 252.8727 | 402.0342 |  | 167168.0166 | 7672.3771
2016-01-01 | 41 | 251.9207 | 400.4701 |  | 166542.2915 | 7672.3771
2016-02-01 | 41 | 251.9207 | 400.4701 |  | 166542.2915 | 7672.3771
2016-03-01 | 41 | 251.9207 | 400.4701 |  | 166542.2915 | 7672.3771
2016-04-01 | 42 | 251.9207 | 400.4701 |  | 166542.2915 | 7672.3771
2016-05-01 | 42 | 390.9329 | 391.684 |  | 171818.8897 | 7672.3771
2016-06-01 | 42 | 390.9329 | 391.684 |  | 171818.8897 | 7672.3771
2016-07-01 | 43 | 390.9329 | 391.684 |  | 171818.8897 | 7672.3771
2016-08-01 | 43 | 390.9329 | 391.684 |  | 171818.8897 | 7672.3771
2016-09-01 | 43 | 390.9329 | 391.684 |  | 171818.8897 | 7672.3771
2016-10-01 | 44 | 251.9207 | 400.4701 |  | 166542.2915 | 7672.3771
2016-11-01 | 44 | 251.9207 | 400.4701 |  | 166542.2915 | 7672.3771
2016-12-01 | 44 | 251.9207 | 400.4701 |  | 166542.2915 | 7672.3771

## Input
| SDG&E Tool NTG 4f2 (800).xls |  |  |  | Program Budget ($) |  |  | NPV Factor for lump-sum admin costs: | 100%
a. Administrative Costs
| Proposer General Information |  |  |  | a.i. Overhead and G&A |  | d. Incentives and Rebates ($) | Nominal | NPV
| Proposer Name |  |  |  | a.ii. Other Admin costs |  | d.i. User Input Incentive |  | 0 | Note: User Input Incentives are treated like Admin costs and are NOT adjusted by the net to gross ratio in the TRC test.
| Program Name |  |  |  | b. Marketing/Outreach |  | d.ii. Rebate | 708203.4 | 612559.5214
| Service Territory |  | SDG&E |  | c. Direct Implementation (non incentive) |  | d.iii. Direct Install Labor | 0 | 0
| First Year of Program Implementation |  |  | 2006 | c.i. Activity |  | d.iv. Direct Install Materials | 0 | 0
| Contact Information |  |  |  | c.ii. Installation |  | d.v. Upstream payments | 0 | 0
| Name |  |  |  | c.iii. Hardware & Materials |  | Subtotal Direct Install | 708203.4 | 612559.5214
| Address |  |  |  | c.iv. Rebate Processing and Inspection
| ZIP code |  |  |  | d. Total Incentives and Rebates | 708203.4
| Telephone |  |  |  | e. EM&V |  | f. Costs recovered from other sources |  | 0
| Email |  |  |  | Total | 708203.4 | Program Budget w/ Other Costs (a to f) | 708203.4 | 612559.5214
Quarterly Installation Schedule
| Program Inputs | [10 empty] | Transfer | Admin | Admin | Admin | Participant | [8 empty] | Placeholders, not currently used | [10 empty] | Annual Installation Schedule | [10 empty] | 2006 |  |  |  | 2007 |  |  |  | 2008 |  |  |  | 2009 |  |  |  | 2010 |  |  |  | 2011 |  |  |  | 2012 |  |  |  | 2013 |  |  |  | 2014 |  |  |  | 2015 |  |  |  | 2016
| Measure Name | DEER RunID | Climate Zone | Target sector | Measure Electric End Use Shape | CZ, Sector, Measure combination found? | Measure Type (To Look up Measure Life) | Program Type (To look up Net-to-gross Ratio) | Unit Definition (e.g. homes) | Program Type (NEW/ROB or Early Repl(RET)) | Gross Measure Cost ($/unit) | Rebate to end use customer or its assignee ($/unit) | Incentives to entities other than the end use customer or its assignee($/unit) | Direct Install Labor ($/unit) | Direct Install Material ($/unit) | Participant cost ($/unit) | Gross Unit Annual Electricity Savings (kwh/unit) | Electric Rate Schedule | Demand Scaler | User Entered kW Savings per unit (kW/unit) | Gross Unit Annual Gas Savings (therm/unit) | Gas Sector | Gas Rate Schedule | Gas Savings Profile | Avg remaining life on replaced units (yrs) | Early retrofit incremental kWh savings (kWh/unit) | Early retrofit incremental kW savings (kW/unit) | Early retrofit incremental Th savings (Th/unit) | Combustion Type | Effective Useful Life (years) | Net-to-Gross Ratio - kWh | Net-to-Gross Ratio - kW | Net-to-Gross Ratio - Therms | Net-to-Gross Ratio - Costs | % Eligible for TOU AC adjustment | 2006 | 2007 | 2008 | 2009 | 2010 | 2011 | 2012 | 2013 | 2014 | 2015 | 2016 | Qtr 1 | Qtr 2 | Qtr 3 | Qtr 4 | Qtr 1 | Qtr 2 | Qtr 3 | Qtr 4 | Qtr 1 | Qtr 2 | Qtr 3 | Qtr 4 | Qtr 1 | Qtr 2 | Qtr 3 | Qtr 4 | Qtr 1 | Qtr 2 | Qtr 3 | Qtr 4 | Qtr 1 | Qtr 2 | Qtr 3 | Qtr 4 | Qtr 1 | Qtr 2 | Qtr 3 | Qtr 4 | Qtr 1 | Qtr 2 | Qtr 3 | Qtr 4 | Qtr 1 | Qtr 2 | Qtr 3 | Qtr 4 | Qtr 1 | Qtr 2 | Qtr 3 | Qtr 4 | Qtr 1 | Qtr 2 | Qtr 3 | Qtr 4 | Total Number of Units | Comments
0 | 234303-Lighting-Remove 4 Ft Lamp (De-Lamp) - Tr1 | COFL00AVDEL01 | 7 | Commercial | 01-ALC-AllCommercial-IntLight | 0 |  |  |  |  | 28.2518 | 16.4871 | 0 | 0 | 0 | 11.7647 | 134.827 |  | kWh | 0.024432 | -0.2208 | Commercial |  | Annual | [5 empty] | 11 | 0.96 |  |  |  | 0 | 0 | 10.9176 | 0 | 0 | 0 | 0 | 0 | 0 | 0 | 0 | 0 | 2006 Qtr 1: 0; 2006 Qtr 2: 0; 2006 Qtr 3: 0; 2006 Qtr 4: 0; 2007 Qtr 1: 0; 2007 Qtr 2: 0; 2007 Qtr 3: 0; 2007 Qtr 4: 10.9176; 2008 Qtr 1: 0; 2008 Qtr 2: 0; 2008 Qtr 3: 0; 2008 Qtr 4: 0 | 10.9176
0 | 234002-A/C-Reflective Window Film Coastal |  | 7 | Commercial | 01-ALC-AllCommercial-Cooling | 0 |  |  |  |  | 3.12 | 2 | 0 | 0 | 0 | 1.12 | 12.44 |  | kWh | 0.0023 | 0 | Commercial |  | Annual | [5 empty] | 10 | 0.96 |  |  |  | 0 | 0 | 60 | 0 | 0 | 0 | 0 | 0 | 0 | 0 | 0 | 0 | 2006 Qtr 1: 0; 2006 Qtr 2: 0; 2006 Qtr 3: 0; 2006 Qtr 4: 0; 2007 Qtr 1: 0; 2007 Qtr 2: 0; 2007 Qtr 3: 0; 2007 Qtr 4: 60; 2008 Qtr 1: 0; 2008 Qtr 2: 0; 2008 Qtr 3: 0; 2008 Qtr 4: 0 | 60
0 | 234126-Refrigeration - Efficient Evap Fan Motor Electronically Commutated Motor (ECM) | Averaged DEER Msrs | 7 | Commercial | 01-ALC-AllCommercial-Refrig | 0 |  |  |  |  | 6.7904 | 150 | 0 | 0 | 0 | -143.2096 | 116.369 |  | kWh | 0.015845 | -0.11528 | Commercial |  | Annual | [5 empty] | 15 | 0.96 |  |  |  | 0 | 0 | 3 | 0 | 0 | 0 | 0 | 0 | 0 | 0 | 0 | 0 | 2006 Qtr 1: 0; 2006 Qtr 2: 0; 2006 Qtr 3: 0; 2006 Qtr 4: 0; 2007 Qtr 1: 0; 2007 Qtr 2: 0; 2007 Qtr 3: 0; 2007 Qtr 4: 3; 2008 Qtr 1: 0; 2008 Qtr 2: 0; 2008 Qtr 3: 0; 2008 Qtr 4: 0 | 3
0 | 234331-Premium T8 with T12 40 Watt Baseline - Tr2 |  | 7 | Commercial | 01-ALC-AllCommercial-IntLight | 0 |  |  |  |  | 13.9591 | 9.8923 | 0 | 0 | 0 | 4.0668 | 67.5433 |  | kWh | 0.013325 | -0.11061 | Commercial |  | Annual | [5 empty] | 11 | 0.96 |  |  |  | 0 | 0 | 144.6585 | 0 | 0 | 0 | 0 | 0 | 0 | 0 | 0 | 0 | 2006 Qtr 1: 0; 2006 Qtr 2: 0; 2006 Qtr 3: 0; 2006 Qtr 4: 0; 2007 Qtr 1: 0; 2007 Qtr 2: 0; 2007 Qtr 3: 0; 2007 Qtr 4: 144.6585; 2008 Qtr 1: 0; 2008 Qtr 2: 0; 2008 Qtr 3: 0; 2008 Qtr 4: 0 | 144.6585
0 | 234304-Lighting-Remove 4 Ft Lamp (De-Lamp) - Tr2 | COFL00AVDEL01 | 7 | Commercial | 01-ALC-AllCommercial-IntLight | 0 |  |  |  |  | 28.2538 | 12.3653 | 0 | 0 | 0 | 15.8885 | 217.5212 |  | kWh | 0.042914 | -0.35623 | Commercial |  | Annual | [5 empty] | 11 | 0.96 |  |  |  | 0 | 0 | 33.6627 | 0 | 0 | 0 | 0 | 0 | 0 | 0 | 0 | 0 | 2006 Qtr 1: 0; 2006 Qtr 2: 0; 2006 Qtr 3: 0; 2006 Qtr 4: 0; 2007 Qtr 1: 0; 2007 Qtr 2: 0; 2007 Qtr 3: 0; 2007 Qtr 4: 33.6627; 2008 Qtr 1: 0; 2008 Qtr 2: 0; 2008 Qtr 3: 0; 2008 Qtr 4: 0 | 33.6627
0 | 234049-Lighting-LED Exit Sign New Sign | CALC00AVETS01 | 7 | Commercial | 02-ASM-Assembly-Exit | 0 |  |  |  |  | 65.3696 | 45 | 0 | 0 | 0 | 20.3696 | 351.311 |  | kWh | 0 | 0 | Commercial |  | Annual | [5 empty] | 16 | 0.96 |  |  |  | 0 | 0 | 1 | 0 | 0 | 0 | 0 | 0 | 0 | 0 | 0 | 0 | 2006 Qtr 1: 0; 2006 Qtr 2: 0; 2006 Qtr 3: 0; 2006 Qtr 4: 0; 2007 Qtr 1: 0; 2007 Qtr 2: 0; 2007 Qtr 3: 0; 2007 Qtr 4: 1; 2008 Qtr 1: 0; 2008 Qtr 2: 0; 2008 Qtr 3: 0; 2008 Qtr 4: 0 | 1
0 | 234331-Premium T8 with T12 40 Watt Baseline - Tr2 |  | 10 | Commercial | 01-ALC-AllCommercial-IntLight | 0 |  |  |  |  | 13.9591 | 9.8923 | 0 | 0 | 0 | 4.0668 | 35.8564 |  | kWh | 0.010832 | -0.058721 | Commercial |  | Annual | [5 empty] | 11 | 0.96 |  |  |  | 0 | 0 | 43.6705 | 0 | 0 | 0 | 0 | 0 | 0 | 0 | 0 | 0 | 2006 Qtr 1: 0; 2006 Qtr 2: 0; 2006 Qtr 3: 0; 2006 Qtr 4: 0; 2007 Qtr 1: 0; 2007 Qtr 2: 0; 2007 Qtr 3: 0; 2007 Qtr 4: 43.6705; 2008 Qtr 1: 0; 2008 Qtr 2: 0; 2008 Qtr 3: 0; 2008 Qtr 4: 0 | 43.6705
0 | 234304-Lighting-Remove 4 Ft Lamp (De-Lamp) - Tr2 | COFL00AVDEL01 | 10 | Commercial | 01-ALC-AllCommercial-IntLight | 0 |  |  |  |  | 28.2538 | 12.3653 | 0 | 0 | 0 | 15.8885 | 115.4744 |  | kWh | 0.034885 | -0.18911 | Commercial |  | Annual | [5 empty] | 11 | 0.96 |  |  |  | 0 | 0 | 7.2784 | 0 | 0 | 0 | 0 | 0 | 0 | 0 | 0 | 0 | 2006 Qtr 1: 0; 2006 Qtr 2: 0; 2006 Qtr 3: 0; 2006 Qtr 4: 0; 2007 Qtr 1: 0; 2007 Qtr 2: 0; 2007 Qtr 3: 0; 2007 Qtr 4: 7.2784; 2008 Qtr 1: 0; 2008 Qtr 2: 0; 2008 Qtr 3: 0; 2008 Qtr 4: 0 | 7.2784
0 | 234307-Lighting-Remove 8 Ft Lamp (De-Lamp) - Tr2 | CRTL00AVDEL02 | 10 | Commercial | 01-ALC-AllCommercial-IntLight | 0 |  |  |  |  | 28.4684 | 16.4871 | 0 | 0 | 0 | 11.9813 | 190.5751 |  | kWh | 0.057573 | -0.3121 | Commercial |  | Annual | [5 empty] | 11 | 0.96 |  |  |  | 0 | 0 | 18.196 | 0 | 0 | 0 | 0 | 0 | 0 | 0 | 0 | 0 | 2006 Qtr 1: 0; 2006 Qtr 2: 0; 2006 Qtr 3: 0; 2006 Qtr 4: 0; 2007 Qtr 1: 0; 2007 Qtr 2: 0; 2007 Qtr 3: 0; 2007 Qtr 4: 18.196; 2008 Qtr 1: 0; 2008 Qtr 2: 0; 2008 Qtr 3: 0; 2008 Qtr 4: 0 | 18.196
0 | 234330-Premium T8 with T12 40 Watt Baseline - Tr1 |  | 10 | Commercial | 01-ALC-AllCommercial-IntLight | 0 |  |  |  |  | 13.9589 | 13.1897 | 0 | 0 | 0 | 0.76922 | 40.547 |  | kWh | 0.0073476 | -0.066403 | Commercial |  | Annual | [5 empty] | 11 | 0.96 |  |  |  | 0 | 0 | 36.3921 | 0 | 0 | 0 | 0 | 0 | 0 | 0 | 0 | 0 | 2006 Qtr 1: 0; 2006 Qtr 2: 0; 2006 Qtr 3: 0; 2006 Qtr 4: 0; 2007 Qtr 1: 0; 2007 Qtr 2: 0; 2007 Qtr 3: 0; 2007 Qtr 4: 36.3921; 2008 Qtr 1: 0; 2008 Qtr 2: 0; 2008 Qtr 3: 0; 2008 Qtr 4: 0 | 36.3921
0 | 234330-Premium T8 with T12 40 Watt Baseline - Tr1 |  | 7 | Commercial | 01-ALC-AllCommercial-IntLight | 0 |  |  |  |  | 13.9589 | 13.1897 | 0 | 0 | 0 | 0.76922 | 40.547 |  | kWh | 0.0073476 | -0.066403 | Commercial |  | Annual | [5 empty] | 11 | 0.96 |  |  |  | 0 | 0 | 14.5568 | 0 | 0 | 0 | 0 | 0 | 0 | 0 | 0 | 0 | 2006 Qtr 1: 0; 2006 Qtr 2: 0; 2006 Qtr 3: 0; 2006 Qtr 4: 0; 2007 Qtr 1: 0; 2007 Qtr 2: 0; 2007 Qtr 3: 0; 2007 Qtr 4: 14.5568; 2008 Qtr 1: 0; 2008 Qtr 2: 0; 2008 Qtr 3: 0; 2008 Qtr 4: 0 | 14.5568
0 | 234303-Lighting-Remove 4 Ft Lamp (De-Lamp) - Tr1 | COFL00AVDEL01 | 7 | Commercial | 01-ALC-AllCommercial-IntLight | 0 |  |  |  |  | 28.2518 | 16.4871 | 0 | 0 | 0 | 11.7647 | 134.827 |  | kWh | 0.024432 | -0.2208 | Commercial |  | Annual | [5 empty] | 11 | 0.96 |  |  |  | 0 | 0 | 14.5568 | 0 | 0 | 0 | 0 | 0 | 0 | 0 | 0 | 0 | 2006 Qtr 1: 0; 2006 Qtr 2: 0; 2006 Qtr 3: 0; 2006 Qtr 4: 0; 2007 Qtr 1: 0; 2007 Qtr 2: 0; 2007 Qtr 3: 0; 2007 Qtr 4: 14.5568; 2008 Qtr 1: 0; 2008 Qtr 2: 0; 2008 Qtr 3: 0; 2008 Qtr 4: 0 | 14.5568
0 | 234330-Premium T8 with T12 40 Watt Baseline - Tr1 |  | 10 | Commercial | 01-ALC-AllCommercial-IntLight | 0 |  |  |  |  | 13.9589 | 13.1897 | 0 | 0 | 0 | 0.76922 | 34.727 |  | kWh | 0.010491 | -0.056872 | Commercial |  | Annual | [5 empty] | 11 | 0.96 |  |  |  | 0 | 0 | 200.1565 | 0 | 0 | 0 | 0 | 0 | 0 | 0 | 0 | 0 | 2006 Qtr 1: 0; 2006 Qtr 2: 0; 2006 Qtr 3: 0; 2006 Qtr 4: 0; 2007 Qtr 1: 0; 2007 Qtr 2: 0; 2007 Qtr 3: 0; 2007 Qtr 4: 200.1565; 2008 Qtr 1: 0; 2008 Qtr 2: 0; 2008 Qtr 3: 0; 2008 Qtr 4: 0 | 200.1565
0 | 234331-Premium T8 with T12 40 Watt Baseline - Tr2 |  | 10 | Commercial | 01-ALC-AllCommercial-IntLight | 0 |  |  |  |  | 13.9591 | 9.8923 | 0 | 0 | 0 | 4.0668 | 35.8564 |  | kWh | 0.010832 | -0.058721 | Commercial |  | Annual | [5 empty] | 11 | 0.96 |  |  |  | 0 | 0 | 58.2273 | 0 | 0 | 0 | 0 | 0 | 0 | 0 | 0 | 0 | 2006 Qtr 1: 0; 2006 Qtr 2: 0; 2006 Qtr 3: 0; 2006 Qtr 4: 0; 2007 Qtr 1: 0; 2007 Qtr 2: 0; 2007 Qtr 3: 0; 2007 Qtr 4: 58.2273; 2008 Qtr 1: 0; 2008 Qtr 2: 0; 2008 Qtr 3: 0; 2008 Qtr 4: 0 | 58.2273
0 | 234307-Lighting-Remove 8 Ft Lamp (De-Lamp) - Tr2 | CRTL00AVDEL02 | 10 | Commercial | 01-ALC-AllCommercial-IntLight | 0 |  |  |  |  | 28.4684 | 16.4871 | 0 | 0 | 0 | 11.9813 | 190.5751 |  | kWh | 0.057573 | -0.3121 | Commercial |  | Annual | [5 empty] | 11 | 0.96 |  |  |  | 0 | 0 | 9.098 | 0 | 0 | 0 | 0 | 0 | 0 | 0 | 0 | 0 | 2006 Qtr 1: 0; 2006 Qtr 2: 0; 2006 Qtr 3: 0; 2006 Qtr 4: 0; 2007 Qtr 1: 0; 2007 Qtr 2: 0; 2007 Qtr 3: 0; 2007 Qtr 4: 9.098; 2008 Qtr 1: 0; 2008 Qtr 2: 0; 2008 Qtr 3: 0; 2008 Qtr 4: 0 | 9.098
0 | 234330-Premium T8 with T12 40 Watt Baseline - Tr1 |  | 7 | Commercial | 01-ALC-AllCommercial-IntLight | 0 |  |  |  |  | 13.9589 | 13.1897 | 0 | 0 | 0 | 0.76922 | 32.1182 |  | kWh | 0.010339 | -0.052599 | Commercial |  | Annual | [5 empty] | 11 | 0.96 |  |  |  | 0 | 0 | 52.7685 | 0 | 0 | 0 | 0 | 0 | 0 | 0 | 0 | 0 | 2006 Qtr 1: 0; 2006 Qtr 2: 0; 2006 Qtr 3: 0; 2006 Qtr 4: 0; 2007 Qtr 1: 0; 2007 Qtr 2: 0; 2007 Qtr 3: 0; 2007 Qtr 4: 52.7685; 2008 Qtr 1: 0; 2008 Qtr 2: 0; 2008 Qtr 3: 0; 2008 Qtr 4: 0 | 52.7685
0 | 234303-Lighting-Remove 4 Ft Lamp (De-Lamp) - Tr1 | COFL00AVDEL01 | 7 | Commercial | 01-ALC-AllCommercial-IntLight | 0 |  |  |  |  | 28.2518 | 16.4871 | 0 | 0 | 0 | 11.7647 | 106.7995 |  | kWh | 0.03438 | -0.1749 | Commercial |  | Annual | [5 empty] | 11 | 0.96 |  |  |  | 0 | 0 | 52.7685 | 0 | 0 | 0 | 0 | 0 | 0 | 0 | 0 | 0 | 2006 Qtr 1: 0; 2006 Qtr 2: 0; 2006 Qtr 3: 0; 2006 Qtr 4: 0; 2007 Qtr 1: 0; 2007 Qtr 2: 0; 2007 Qtr 3: 0; 2007 Qtr 4: 52.7685; 2008 Qtr 1: 0; 2008 Qtr 2: 0; 2008 Qtr 3: 0; 2008 Qtr 4: 0 | 52.7685
0 | 234330-Premium T8 with T12 40 Watt Baseline - Tr1 |  | 7 | Commercial | 01-ALC-AllCommercial-IntLight | 0 |  |  |  |  | 13.9589 | 13.1897 | 0 | 0 | 0 | 0.76922 | 32.1182 |  | kWh | 0.010339 | -0.052599 | Commercial |  | Annual | [5 empty] | 11 | 0.96 |  |  |  | 0 | 0 | 27.2941 | 0 | 0 | 0 | 0 | 0 | 0 | 0 | 0 | 0 | 2006 Qtr 1: 0; 2006 Qtr 2: 0; 2006 Qtr 3: 0; 2006 Qtr 4: 0; 2007 Qtr 1: 0; 2007 Qtr 2: 0; 2007 Qtr 3: 0; 2007 Qtr 4: 27.2941; 2008 Qtr 1: 0; 2008 Qtr 2: 0; 2008 Qtr 3: 0; 2008 Qtr 4: 0 | 27.2941
0 | 234303-Lighting-Remove 4 Ft Lamp (De-Lamp) - Tr1 | COFL00AVDEL01 | 7 | Commercial | 01-ALC-AllCommercial-IntLight | 0 |  |  |  |  | 28.2518 | 16.4871 | 0 | 0 | 0 | 11.7647 | 106.7995 |  | kWh | 0.03438 | -0.1749 | Commercial |  | Annual | [5 empty] | 11 | 0.96 |  |  |  | 0 | 0 | 27.2941 | 0 | 0 | 0 | 0 | 0 | 0 | 0 | 0 | 0 | 2006 Qtr 1: 0; 2006 Qtr 2: 0; 2006 Qtr 3: 0; 2006 Qtr 4: 0; 2007 Qtr 1: 0; 2007 Qtr 2: 0; 2007 Qtr 3: 0; 2007 Qtr 4: 27.2941; 2008 Qtr 1: 0; 2008 Qtr 2: 0; 2008 Qtr 3: 0; 2008 Qtr 4: 0 | 27.2941
0 | 234330-Premium T8 with T12 40 Watt Baseline - Tr1 |  | 7 | Commercial | 14-MLI-Manufacturing–LightIndustry-LIGHT | 0 |  |  |  |  | 13.9589 | 13.1897 | 0 | 0 | 0 | 0.76922 | 30.1346 |  | kWh | 0.0093123 | -0.038961 | Commercial |  | Annual | [5 empty] | 11 | 0.96 |  |  |  | 0 | 0 | 22.7451 | 0 | 0 | 0 | 0 | 0 | 0 | 0 | 0 | 0 | 2006 Qtr 1: 0; 2006 Qtr 2: 0; 2006 Qtr 3: 0; 2006 Qtr 4: 0; 2007 Qtr 1: 0; 2007 Qtr 2: 0; 2007 Qtr 3: 0; 2007 Qtr 4: 22.7451; 2008 Qtr 1: 0; 2008 Qtr 2: 0; 2008 Qtr 3: 0; 2008 Qtr 4: 0 | 22.7451
0 | 234303-Lighting-Remove 4 Ft Lamp (De-Lamp) - Tr1 | COFL00AVDEL01 | 7 | Commercial | 14-MLI-Manufacturing–LightIndustry-LIGHT | 0 |  |  |  |  | 28.2518 | 16.4871 | 0 | 0 | 0 | 11.7647 | 100.2037 |  | kWh | 0.030965 | -0.12955 | Commercial |  | Annual | [5 empty] | 11 | 0.96 |  |  |  | 0 | 0 | 13.647 | 0 | 0 | 0 | 0 | 0 | 0 | 0 | 0 | 0 | 2006 Qtr 1: 0; 2006 Qtr 2: 0; 2006 Qtr 3: 0; 2006 Qtr 4: 0; 2007 Qtr 1: 0; 2007 Qtr 2: 0; 2007 Qtr 3: 0; 2007 Qtr 4: 13.647; 2008 Qtr 1: 0; 2008 Qtr 2: 0; 2008 Qtr 3: 0; 2008 Qtr 4: 0 | 13.647
0 | 234330-Premium T8 with T12 40 Watt Baseline - Tr1 |  | 10 | Commercial | 01-ALC-AllCommercial-IntLight | 0 |  |  |  |  | 13.9589 | 13.1897 | 0 | 0 | 0 | 0.76922 | 29.288 |  | kWh | 0.0075498 | -0.047964 | Commercial |  | Annual | [5 empty] | 11 | 0.96 |  |  |  | 0 | 0 | 21.8353 | 0 | 0 | 0 | 0 | 0 | 0 | 0 | 0 | 0 | 2006 Qtr 1: 0; 2006 Qtr 2: 0; 2006 Qtr 3: 0; 2006 Qtr 4: 0; 2007 Qtr 1: 0; 2007 Qtr 2: 0; 2007 Qtr 3: 0; 2007 Qtr 4: 21.8353; 2008 Qtr 1: 0; 2008 Qtr 2: 0; 2008 Qtr 3: 0; 2008 Qtr 4: 0 | 21.8353
0 | 234303-Lighting-Remove 4 Ft Lamp (De-Lamp) - Tr1 | COFL00AVDEL01 | 10 | Commercial | 01-ALC-AllCommercial-IntLight | 0 |  |  |  |  | 28.2518 | 16.4871 | 0 | 0 | 0 | 11.7647 | 97.3885 |  | kWh | 0.025105 | -0.15949 | Commercial |  | Annual | [5 empty] | 11 | 0.96 |  |  |  | 0 | 0 | 21.8353 | 0 | 0 | 0 | 0 | 0 | 0 | 0 | 0 | 0 | 2006 Qtr 1: 0; 2006 Qtr 2: 0; 2006 Qtr 3: 0; 2006 Qtr 4: 0; 2007 Qtr 1: 0; 2007 Qtr 2: 0; 2007 Qtr 3: 0; 2007 Qtr 4: 21.8353; 2008 Qtr 1: 0; 2008 Qtr 2: 0; 2008 Qtr 3: 0; 2008 Qtr 4: 0 | 21.8353
0 | 234332-Premium T8 with T12 40 Watt Baseline - Tr3 |  | 10 | Commercial | 01-ALC-AllCommercial-IntLight | 0 |  |  |  |  | 13.9591 | 7.1444 | 0 | 0 | 0 | 6.8147 | 27.3831 |  | kWh | 0.0070588 | -0.044845 | Commercial |  | Annual | [5 empty] | 11 | 0.96 |  |  |  | 0 | 0 | 69.145 | 0 | 0 | 0 | 0 | 0 | 0 | 0 | 0 | 0 | 2006 Qtr 1: 0; 2006 Qtr 2: 0; 2006 Qtr 3: 0; 2006 Qtr 4: 0; 2007 Qtr 1: 0; 2007 Qtr 2: 0; 2007 Qtr 3: 0; 2007 Qtr 4: 69.145; 2008 Qtr 1: 0; 2008 Qtr 2: 0; 2008 Qtr 3: 0; 2008 Qtr 4: 0 | 69.145
0 | 234305-Lighting-Remove 4 Ft Lamp (De-Lamp) - Tr3 | COFL00AVDEL01 | 10 | Commercial | 01-ALC-AllCommercial-IntLight | 0 |  |  |  |  | 28.2538 | 8.7931 | 0 | 0 | 0 | 19.4607 | 97.3885 |  | kWh | 0.025105 | -0.15949 | Commercial |  | Annual | [5 empty] | 11 | 0.96 |  |  |  | 0 | 0 | 67.3254 | 0 | 0 | 0 | 0 | 0 | 0 | 0 | 0 | 0 | 2006 Qtr 1: 0; 2006 Qtr 2: 0; 2006 Qtr 3: 0; 2006 Qtr 4: 0; 2007 Qtr 1: 0; 2007 Qtr 2: 0; 2007 Qtr 3: 0; 2007 Qtr 4: 67.3254; 2008 Qtr 1: 0; 2008 Qtr 2: 0; 2008 Qtr 3: 0; 2008 Qtr 4: 0 | 67.3254
0 | 234330-Premium T8 with T12 40 Watt Baseline - Tr1 |  | 7 | Commercial | 14-MLI-Manufacturing–LightIndustry-LIGHT | 0 |  |  |  |  | 13.9589 | 13.1897 | 0 | 0 | 0 | 0.76922 | 30.1346 |  | kWh | 0.0093123 | -0.038961 | Commercial |  | Annual | [5 empty] | 11 | 0.96 |  |  |  | 0 | 0 | 67.3254 | 0 | 0 | 0 | 0 | 0 | 0 | 0 | 0 | 0 | 2006 Qtr 1: 0; 2006 Qtr 2: 0; 2006 Qtr 3: 0; 2006 Qtr 4: 0; 2007 Qtr 1: 0; 2007 Qtr 2: 0; 2007 Qtr 3: 67.3254; 2007 Qtr 4: 0; 2008 Qtr 1: 0; 2008 Qtr 2: 0; 2008 Qtr 3: 0; 2008 Qtr 4: 0 | 67.3254
0 | 234303-Lighting-Remove 4 Ft Lamp (De-Lamp) - Tr1 | COFL00AVDEL01 | 7 | Commercial | 14-MLI-Manufacturing–LightIndustry-LIGHT | 0 |  |  |  |  | 28.2518 | 16.4871 | 0 | 0 | 0 | 11.7647 | 100.2037 |  | kWh | 0.030965 | -0.12955 | Commercial |  | Annual | [5 empty] | 11 | 0.96 |  |  |  | 0 | 0 | 29.1137 | 0 | 0 | 0 | 0 | 0 | 0 | 0 | 0 | 0 | 2006 Qtr 1: 0; 2006 Qtr 2: 0; 2006 Qtr 3: 0; 2006 Qtr 4: 0; 2007 Qtr 1: 0; 2007 Qtr 2: 0; 2007 Qtr 3: 29.1137; 2007 Qtr 4: 0; 2008 Qtr 1: 0; 2008 Qtr 2: 0; 2008 Qtr 3: 0; 2008 Qtr 4: 0 | 29.1137
0 | 234330-Premium T8 with T12 40 Watt Baseline - Tr1 |  | 10 | Commercial | 14-MLI-Manufacturing–LightIndustry-LIGHT | 0 |  |  |  |  | 13.9589 | 13.1897 | 0 | 0 | 0 | 0.76922 | 30.5262 |  | kWh | 0.0093078 | -0.046284 | Commercial |  | Annual | [5 empty] | 11 | 0.96 |  |  |  | 0 | 0 | 70.9646 | 0 | 0 | 0 | 0 | 0 | 0 | 0 | 0 | 0 | 2006 Qtr 1: 0; 2006 Qtr 2: 0; 2006 Qtr 3: 0; 2006 Qtr 4: 0; 2007 Qtr 1: 0; 2007 Qtr 2: 0; 2007 Qtr 3: 0; 2007 Qtr 4: 70.9646; 2008 Qtr 1: 0; 2008 Qtr 2: 0; 2008 Qtr 3: 0; 2008 Qtr 4: 0 | 70.9646
0 | 234303-Lighting-Remove 4 Ft Lamp (De-Lamp) - Tr1 | COFL00AVDEL01 | 10 | Commercial | 14-MLI-Manufacturing–LightIndustry-LIGHT | 0 |  |  |  |  | 28.2518 | 16.4871 | 0 | 0 | 0 | 11.7647 | 101.5057 |  | kWh | 0.03095 | -0.1539 | Commercial |  | Annual | [5 empty] | 11 | 0.96 |  |  |  | 0 | 0 | 7.2784 | 0 | 0 | 0 | 0 | 0 | 0 | 0 | 0 | 0 | 2006 Qtr 1: 0; 2006 Qtr 2: 0; 2006 Qtr 3: 0; 2006 Qtr 4: 0; 2007 Qtr 1: 0; 2007 Qtr 2: 0; 2007 Qtr 3: 0; 2007 Qtr 4: 7.2784; 2008 Qtr 1: 0; 2008 Qtr 2: 0; 2008 Qtr 3: 0; 2008 Qtr 4: 0 | 7.2784
0 | 234331-Premium T8 with T12 40 Watt Baseline - Tr2 |  | 7 | Commercial | 01-ALC-AllCommercial-IntLight | 0 |  |  |  |  | 13.9591 | 9.8923 | 0 | 0 | 0 | 4.0668 | 35.8564 |  | kWh | 0.010832 | -0.058721 | Commercial |  | Annual | [5 empty] | 11 | 0.96 |  |  |  | 0 | 0 | 98.2586 | 0 | 0 | 0 | 0 | 0 | 0 | 0 | 0 | 0 | 2006 Qtr 1: 0; 2006 Qtr 2: 0; 2006 Qtr 3: 0; 2006 Qtr 4: 0; 2007 Qtr 1: 0; 2007 Qtr 2: 0; 2007 Qtr 3: 0; 2007 Qtr 4: 98.2586; 2008 Qtr 1: 0; 2008 Qtr 2: 0; 2008 Qtr 3: 0; 2008 Qtr 4: 0 | 98.2586
0 | 234304-Lighting-Remove 4 Ft Lamp (De-Lamp) - Tr2 | COFL00AVDEL01 | 7 | Commercial | 01-ALC-AllCommercial-IntLight | 0 |  |  |  |  | 28.2538 | 12.3653 | 0 | 0 | 0 | 15.8885 | 115.4744 |  | kWh | 0.034885 | -0.18911 | Commercial |  | Annual | [5 empty] | 11 | 0.96 |  |  |  | 0 | 0 | 21.8353 | 0 | 0 | 0 | 0 | 0 | 0 | 0 | 0 | 0 | 2006 Qtr 1: 0; 2006 Qtr 2: 0; 2006 Qtr 3: 0; 2006 Qtr 4: 0; 2007 Qtr 1: 0; 2007 Qtr 2: 0; 2007 Qtr 3: 0; 2007 Qtr 4: 21.8353; 2008 Qtr 1: 0; 2008 Qtr 2: 0; 2008 Qtr 3: 0; 2008 Qtr 4: 0 | 21.8353
0 | 234330-Premium T8 with T12 40 Watt Baseline - Tr1 |  | 7 | Commercial | 01-ALC-AllCommercial-IntLight | 0 |  |  |  |  | 13.9589 | 13.1897 | 0 | 0 | 0 | 0.76922 | 33.262 |  | kWh | 0.0095047 | -0.054473 | Commercial |  | Annual | [5 empty] | 11 | 0.96 |  |  |  | 0 | 0 | 47.3097 | 0 | 0 | 0 | 0 | 0 | 0 | 0 | 0 | 0 | 2006 Qtr 1: 0; 2006 Qtr 2: 0; 2006 Qtr 3: 0; 2006 Qtr 4: 0; 2007 Qtr 1: 0; 2007 Qtr 2: 0; 2007 Qtr 3: 47.3097; 2007 Qtr 4: 0; 2008 Qtr 1: 0; 2008 Qtr 2: 0; 2008 Qtr 3: 0; 2008 Qtr 4: 0 | 47.3097
0 | 234303-Lighting-Remove 4 Ft Lamp (De-Lamp) - Tr1 | COFL00AVDEL01 | 7 | Commercial | 01-ALC-AllCommercial-IntLight | 0 |  |  |  |  | 28.2518 | 16.4871 | 0 | 0 | 0 | 11.7647 | 110.603 |  | kWh | 0.031605 | -0.18113 | Commercial |  | Annual | [5 empty] | 11 | 0.96 |  |  |  | 0 | 0 | 18.196 | 0 | 0 | 0 | 0 | 0 | 0 | 0 | 0 | 0 | 2006 Qtr 1: 0; 2006 Qtr 2: 0; 2006 Qtr 3: 0; 2006 Qtr 4: 0; 2007 Qtr 1: 0; 2007 Qtr 2: 0; 2007 Qtr 3: 18.196; 2007 Qtr 4: 0; 2008 Qtr 1: 0; 2008 Qtr 2: 0; 2008 Qtr 3: 0; 2008 Qtr 4: 0 | 18.196
0 | 234330-Premium T8 with T12 40 Watt Baseline - Tr1 |  | 7 | Commercial | 01-ALC-AllCommercial-IntLight | 0 |  |  |  |  | 13.9589 | 13.1897 | 0 | 0 | 0 | 0.76922 | 34.727 |  | kWh | 0.010491 | -0.056872 | Commercial |  | Annual | [5 empty] | 11 | 0.96 |  |  |  | 0 | 0 | 43.6705 | 0 | 0 | 0 | 0 | 0 | 0 | 0 | 0 | 0 | 2006 Qtr 1: 0; 2006 Qtr 2: 0; 2006 Qtr 3: 0; 2006 Qtr 4: 0; 2007 Qtr 1: 0; 2007 Qtr 2: 0; 2007 Qtr 3: 0; 2007 Qtr 4: 43.6705; 2008 Qtr 1: 0; 2008 Qtr 2: 0; 2008 Qtr 3: 0; 2008 Qtr 4: 0 | 43.6705
0 | 234331-Premium T8 with T12 40 Watt Baseline - Tr2 |  | 10 | Commercial | 01-ALC-AllCommercial-IntLight | 0 |  |  |  |  | 13.9591 | 9.8923 | 0 | 0 | 0 | 4.0668 | 35.8564 |  | kWh | 0.010832 | -0.058721 | Commercial |  | Annual | [5 empty] | 11 | 0.96 |  |  |  | 0 | 0 | 32.7529 | 0 | 0 | 0 | 0 | 0 | 0 | 0 | 0 | 0 | 2006 Qtr 1: 0; 2006 Qtr 2: 0; 2006 Qtr 3: 0; 2006 Qtr 4: 0; 2007 Qtr 1: 0; 2007 Qtr 2: 0; 2007 Qtr 3: 0; 2007 Qtr 4: 32.7529; 2008 Qtr 1: 0; 2008 Qtr 2: 0; 2008 Qtr 3: 0; 2008 Qtr 4: 0 | 32.7529
0 | 234304-Lighting-Remove 4 Ft Lamp (De-Lamp) - Tr2 | COFL00AVDEL01 | 10 | Commercial | 01-ALC-AllCommercial-IntLight | 0 |  |  |  |  | 28.2538 | 12.3653 | 0 | 0 | 0 | 15.8885 | 115.4744 |  | kWh | 0.034885 | -0.18911 | Commercial |  | Annual | [5 empty] | 11 | 0.96 |  |  |  | 0 | 0 | 12.7372 | 0 | 0 | 0 | 0 | 0 | 0 | 0 | 0 | 0 | 2006 Qtr 1: 0; 2006 Qtr 2: 0; 2006 Qtr 3: 0; 2006 Qtr 4: 0; 2007 Qtr 1: 0; 2007 Qtr 2: 0; 2007 Qtr 3: 0; 2007 Qtr 4: 12.7372; 2008 Qtr 1: 0; 2008 Qtr 2: 0; 2008 Qtr 3: 0; 2008 Qtr 4: 0 | 12.7372
0 | 234307-Lighting-Remove 8 Ft Lamp (De-Lamp) - Tr2 | CRTL00AVDEL02 | 10 | Commercial | 01-ALC-AllCommercial-IntLight | 0 |  |  |  |  | 28.4684 | 16.4871 | 0 | 0 | 0 | 11.9813 | 190.5751 |  | kWh | 0.057573 | -0.3121 | Commercial |  | Annual | [5 empty] | 11 | 0.96 |  |  |  | 0 | 0 | 10.0078 | 0 | 0 | 0 | 0 | 0 | 0 | 0 | 0 | 0 | 2006 Qtr 1: 0; 2006 Qtr 2: 0; 2006 Qtr 3: 0; 2006 Qtr 4: 0; 2007 Qtr 1: 0; 2007 Qtr 2: 0; 2007 Qtr 3: 0; 2007 Qtr 4: 10.0078; 2008 Qtr 1: 0; 2008 Qtr 2: 0; 2008 Qtr 3: 0; 2008 Qtr 4: 0 | 10.0078
0 | 234330-Premium T8 with T12 40 Watt Baseline - Tr1 |  | 7 | Commercial | 01-ALC-AllCommercial-IntLight | 0 |  |  |  |  | 13.9589 | 13.1897 | 0 | 0 | 0 | 0.76922 | 34.727 |  | kWh | 0.010491 | -0.056872 | Commercial |  | Annual | [5 empty] | 11 | 0.96 |  |  |  | 0 | 0 | 43.6705 | 0 | 0 | 0 | 0 | 0 | 0 | 0 | 0 | 0 | 2006 Qtr 1: 0; 2006 Qtr 2: 0; 2006 Qtr 3: 0; 2006 Qtr 4: 0; 2007 Qtr 1: 0; 2007 Qtr 2: 0; 2007 Qtr 3: 43.6705; 2007 Qtr 4: 0; 2008 Qtr 1: 0; 2008 Qtr 2: 0; 2008 Qtr 3: 0; 2008 Qtr 4: 0 | 43.6705
0 | 234303-Lighting-Remove 4 Ft Lamp (De-Lamp) - Tr1 | COFL00AVDEL01 | 7 | Commercial | 01-ALC-AllCommercial-IntLight | 0 |  |  |  |  | 28.2518 | 16.4871 | 0 | 0 | 0 | 11.7647 | 115.4744 |  | kWh | 0.034885 | -0.18911 | Commercial |  | Annual | [5 empty] | 11 | 0.96 |  |  |  | 0 | 0 | 10.9176 | 0 | 0 | 0 | 0 | 0 | 0 | 0 | 0 | 0 | 2006 Qtr 1: 0; 2006 Qtr 2: 0; 2006 Qtr 3: 0; 2006 Qtr 4: 0; 2007 Qtr 1: 0; 2007 Qtr 2: 0; 2007 Qtr 3: 10.9176; 2007 Qtr 4: 0; 2008 Qtr 1: 0; 2008 Qtr 2: 0; 2008 Qtr 3: 0; 2008 Qtr 4: 0 | 10.9176
0 | 234330-Premium T8 with T12 40 Watt Baseline - Tr1 |  | 7 | Commercial | 14-MLI-Manufacturing–LightIndustry-LIGHT | 0 |  |  |  |  | 13.9589 | 13.1897 | 0 | 0 | 0 | 0.76922 | 30.1346 |  | kWh | 0.0093123 | -0.038961 | Commercial |  | Annual | [5 empty] | 11 | 0.96 |  |  |  | 0 | 0 | 89.1606 | 0 | 0 | 0 | 0 | 0 | 0 | 0 | 0 | 0 | 2006 Qtr 1: 0; 2006 Qtr 2: 0; 2006 Qtr 3: 0; 2006 Qtr 4: 0; 2007 Qtr 1: 0; 2007 Qtr 2: 0; 2007 Qtr 3: 0; 2007 Qtr 4: 89.1606; 2008 Qtr 1: 0; 2008 Qtr 2: 0; 2008 Qtr 3: 0; 2008 Qtr 4: 0 | 89.1606
0 | 234303-Lighting-Remove 4 Ft Lamp (De-Lamp) - Tr1 | COFL00AVDEL01 | 7 | Commercial | 14-MLI-Manufacturing–LightIndustry-LIGHT | 0 |  |  |  |  | 28.2518 | 16.4871 | 0 | 0 | 0 | 11.7647 | 100.2037 |  | kWh | 0.030965 | -0.12955 | Commercial |  | Annual | [5 empty] | 11 | 0.96 |  |  |  | 0 | 0 | 9.098 | 0 | 0 | 0 | 0 | 0 | 0 | 0 | 0 | 0 | 2006 Qtr 1: 0; 2006 Qtr 2: 0; 2006 Qtr 3: 0; 2006 Qtr 4: 0; 2007 Qtr 1: 0; 2007 Qtr 2: 0; 2007 Qtr 3: 0; 2007 Qtr 4: 9.098; 2008 Qtr 1: 0; 2008 Qtr 2: 0; 2008 Qtr 3: 0; 2008 Qtr 4: 0 | 9.098
0 | 234330-Premium T8 with T12 40 Watt Baseline - Tr1 |  | 10 | Commercial | 14-MLI-Manufacturing–LightIndustry-LIGHT | 0 |  |  |  |  | 13.9589 | 13.1897 | 0 | 0 | 0 | 0.76922 | 30.5262 |  | kWh | 0.0093078 | -0.046284 | Commercial |  | Annual | [5 empty] | 11 | 0.96 |  |  |  | 0 | 0 | 20.0156 | 0 | 0 | 0 | 0 | 0 | 0 | 0 | 0 | 0 | 2006 Qtr 1: 0; 2006 Qtr 2: 0; 2006 Qtr 3: 0; 2006 Qtr 4: 0; 2007 Qtr 1: 0; 2007 Qtr 2: 0; 2007 Qtr 3: 0; 2007 Qtr 4: 20.0156; 2008 Qtr 1: 0; 2008 Qtr 2: 0; 2008 Qtr 3: 0; 2008 Qtr 4: 0 | 20.0156
0 | 234331-Premium T8 with T12 40 Watt Baseline - Tr2 |  | 10 | Commercial | 01-ALC-AllCommercial-IntLight | 0 |  |  |  |  | 13.9591 | 9.8923 | 0 | 0 | 0 | 4.0668 | 35.8564 |  | kWh | 0.010832 | -0.058721 | Commercial |  | Annual | [5 empty] | 11 | 0.96 |  |  |  | 0 | 0 | 43.6705 | 0 | 0 | 0 | 0 | 0 | 0 | 0 | 0 | 0 | 2006 Qtr 1: 0; 2006 Qtr 2: 0; 2006 Qtr 3: 0; 2006 Qtr 4: 0; 2007 Qtr 1: 0; 2007 Qtr 2: 0; 2007 Qtr 3: 0; 2007 Qtr 4: 43.6705; 2008 Qtr 1: 0; 2008 Qtr 2: 0; 2008 Qtr 3: 0; 2008 Qtr 4: 0 | 43.6705
0 | 234307-Lighting-Remove 8 Ft Lamp (De-Lamp) - Tr2 | CRTL00AVDEL02 | 10 | Commercial | 01-ALC-AllCommercial-IntLight | 0 |  |  |  |  | 28.4684 | 16.4871 | 0 | 0 | 0 | 11.9813 | 190.5751 |  | kWh | 0.057573 | -0.3121 | Commercial |  | Annual | [5 empty] | 11 | 0.96 |  |  |  | 0 | 0 | 10.9176 | 0 | 0 | 0 | 0 | 0 | 0 | 0 | 0 | 0 | 2006 Qtr 1: 0; 2006 Qtr 2: 0; 2006 Qtr 3: 0; 2006 Qtr 4: 0; 2007 Qtr 1: 0; 2007 Qtr 2: 0; 2007 Qtr 3: 0; 2007 Qtr 4: 10.9176; 2008 Qtr 1: 0; 2008 Qtr 2: 0; 2008 Qtr 3: 0; 2008 Qtr 4: 0 | 10.9176
0 | 234331-Premium T8 with T12 40 Watt Baseline - Tr2 |  | 10 | Commercial | 14-MLI-Manufacturing–LightIndustry-LIGHT | 0 |  |  |  |  | 13.9591 | 9.8923 | 0 | 0 | 0 | 4.0668 | 31.5189 |  | kWh | 0.0096105 | -0.047789 | Commercial |  | Annual | [5 empty] | 11 | 0.96 |  |  |  | 0 | 0 | 87.341 | 0 | 0 | 0 | 0 | 0 | 0 | 0 | 0 | 0 | 2006 Qtr 1: 0; 2006 Qtr 2: 0; 2006 Qtr 3: 0; 2006 Qtr 4: 0; 2007 Qtr 1: 0; 2007 Qtr 2: 0; 2007 Qtr 3: 0; 2007 Qtr 4: 87.341; 2008 Qtr 1: 0; 2008 Qtr 2: 0; 2008 Qtr 3: 0; 2008 Qtr 4: 0 | 87.341
0 | 234307-Lighting-Remove 8 Ft Lamp (De-Lamp) - Tr2 | CRTL00AVDEL02 | 10 | Commercial | 14-MLI-Manufacturing–LightIndustry-LIGHT | 0 |  |  |  |  | 28.4684 | 16.4871 | 0 | 0 | 0 | 11.9813 | 167.5216 |  | kWh | 0.05108 | -0.254 | Commercial |  | Annual | [5 empty] | 11 | 0.96 |  |  |  | 0 | 0 | 21.8353 | 0 | 0 | 0 | 0 | 0 | 0 | 0 | 0 | 0 | 2006 Qtr 1: 0; 2006 Qtr 2: 0; 2006 Qtr 3: 0; 2006 Qtr 4: 0; 2007 Qtr 1: 0; 2007 Qtr 2: 0; 2007 Qtr 3: 0; 2007 Qtr 4: 21.8353; 2008 Qtr 1: 0; 2008 Qtr 2: 0; 2008 Qtr 3: 0; 2008 Qtr 4: 0 | 21.8353
0 | 234330-Premium T8 with T12 40 Watt Baseline - Tr1 |  | 7 | Commercial | 14-MLI-Manufacturing–LightIndustry-LIGHT | 0 |  |  |  |  | 13.9589 | 13.1897 | 0 | 0 | 0 | 0.76922 | 30.1346 |  | kWh | 0.0093123 | -0.038961 | Commercial |  | Annual | [5 empty] | 11 | 0.96 |  |  |  | 0 | 0 | 65.5058 | 0 | 0 | 0 | 0 | 0 | 0 | 0 | 0 | 0 | 2006 Qtr 1: 0; 2006 Qtr 2: 0; 2006 Qtr 3: 0; 2006 Qtr 4: 0; 2007 Qtr 1: 0; 2007 Qtr 2: 0; 2007 Qtr 3: 0; 2007 Qtr 4: 65.5058; 2008 Qtr 1: 0; 2008 Qtr 2: 0; 2008 Qtr 3: 0; 2008 Qtr 4: 0 | 65.5058
0 | 234303-Lighting-Remove 4 Ft Lamp (De-Lamp) - Tr1 | COFL00AVDEL01 | 7 | Commercial | 14-MLI-Manufacturing–LightIndustry-LIGHT | 0 |  |  |  |  | 28.2518 | 16.4871 | 0 | 0 | 0 | 11.7647 | 100.2037 |  | kWh | 0.030965 | -0.12955 | Commercial |  | Annual | [5 empty] | 11 | 0.96 |  |  |  | 0 | 0 | 6.3686 | 0 | 0 | 0 | 0 | 0 | 0 | 0 | 0 | 0 | 2006 Qtr 1: 0; 2006 Qtr 2: 0; 2006 Qtr 3: 0; 2006 Qtr 4: 0; 2007 Qtr 1: 0; 2007 Qtr 2: 0; 2007 Qtr 3: 0; 2007 Qtr 4: 6.3686; 2008 Qtr 1: 0; 2008 Qtr 2: 0; 2008 Qtr 3: 0; 2008 Qtr 4: 0 | 6.3686
0 | 234331-Premium T8 with T12 40 Watt Baseline - Tr2 |  | 7 | Commercial | 01-ALC-AllCommercial-IntLight | 0 |  |  |  |  | 13.9591 | 9.8923 | 0 | 0 | 0 | 4.0668 | 31.1202 |  | kWh | 0.0096442 | -0.050965 | Commercial |  | Annual | [5 empty] | 11 | 0.96 |  |  |  | 0 | 0 | 20.0156 | 0 | 0 | 0 | 0 | 0 | 0 | 0 | 0 | 0 | 2006 Qtr 1: 0; 2006 Qtr 2: 0; 2006 Qtr 3: 0; 2006 Qtr 4: 0; 2007 Qtr 1: 0; 2007 Qtr 2: 0; 2007 Qtr 3: 0; 2007 Qtr 4: 20.0156; 2008 Qtr 1: 0; 2008 Qtr 2: 0; 2008 Qtr 3: 0; 2008 Qtr 4: 0 | 20.0156
0 | 234304-Lighting-Remove 4 Ft Lamp (De-Lamp) - Tr2 | COFL00AVDEL01 | 7 | Commercial | 01-ALC-AllCommercial-IntLight | 0 |  |  |  |  | 28.2538 | 12.3653 | 0 | 0 | 0 | 15.8885 | 100.2216 |  | kWh | 0.031059 | -0.16413 | Commercial |  | Annual | [5 empty] | 11 | 0.96 |  |  |  | 0 | 0 | 20.0156 | 0 | 0 | 0 | 0 | 0 | 0 | 0 | 0 | 0 | 2006 Qtr 1: 0; 2006 Qtr 2: 0; 2006 Qtr 3: 0; 2006 Qtr 4: 0; 2007 Qtr 1: 0; 2007 Qtr 2: 0; 2007 Qtr 3: 0; 2007 Qtr 4: 20.0156; 2008 Qtr 1: 0; 2008 Qtr 2: 0; 2008 Qtr 3: 0; 2008 Qtr 4: 0 | 20.0156
0 | 234330-Premium T8 with T12 40 Watt Baseline - Tr1 |  | 7 | Commercial | 01-ALC-AllCommercial-IntLight | 0 |  |  |  |  | 13.9589 | 13.1897 | 0 | 0 | 0 | 0.76922 | 34.727 |  | kWh | 0.010491 | -0.056872 | Commercial |  | Annual | [5 empty] | 11 | 0.96 |  |  |  | 0 | 0 | 32.7529 | 0 | 0 | 0 | 0 | 0 | 0 | 0 | 0 | 0 | 2006 Qtr 1: 0; 2006 Qtr 2: 0; 2006 Qtr 3: 0; 2006 Qtr 4: 0; 2007 Qtr 1: 0; 2007 Qtr 2: 0; 2007 Qtr 3: 0; 2007 Qtr 4: 32.7529; 2008 Qtr 1: 0; 2008 Qtr 2: 0; 2008 Qtr 3: 0; 2008 Qtr 4: 0 | 32.7529
0 | 234303-Lighting-Remove 4 Ft Lamp (De-Lamp) - Tr1 | COFL00AVDEL01 | 7 | Commercial | 01-ALC-AllCommercial-IntLight | 0 |  |  |  |  | 28.2518 | 16.4871 | 0 | 0 | 0 | 11.7647 | 115.4744 |  | kWh | 0.034885 | -0.18911 | Commercial |  | Annual | [5 empty] | 11 | 0.96 |  |  |  | 0 | 0 | 32.7529 | 0 | 0 | 0 | 0 | 0 | 0 | 0 | 0 | 0 | 2006 Qtr 1: 0; 2006 Qtr 2: 0; 2006 Qtr 3: 0; 2006 Qtr 4: 0; 2007 Qtr 1: 0; 2007 Qtr 2: 0; 2007 Qtr 3: 0; 2007 Qtr 4: 32.7529; 2008 Qtr 1: 0; 2008 Qtr 2: 0; 2008 Qtr 3: 0; 2008 Qtr 4: 0 | 32.7529
0 | 234330-Premium T8 with T12 40 Watt Baseline - Tr1 |  | 10 | Commercial | 01-ALC-AllCommercial-IntLight | 0 |  |  |  |  | 13.9589 | 13.1897 | 0 | 0 | 0 | 0.76922 | 38.5499 |  | kWh | 0.01239 | -0.063133 | Commercial |  | Annual | [5 empty] | 11 | 0.96 |  |  |  | 0 | 0 | 176.5016 | 0 | 0 | 0 | 0 | 0 | 0 | 0 | 0 | 0 | 2006 Qtr 1: 0; 2006 Qtr 2: 0; 2006 Qtr 3: 0; 2006 Qtr 4: 0; 2007 Qtr 1: 0; 2007 Qtr 2: 0; 2007 Qtr 3: 0; 2007 Qtr 4: 176.5016; 2008 Qtr 1: 0; 2008 Qtr 2: 0; 2008 Qtr 3: 0; 2008 Qtr 4: 0 | 176.5016
0 | 234303-Lighting-Remove 4 Ft Lamp (De-Lamp) - Tr1 | COFL00AVDEL01 | 10 | Commercial | 01-ALC-AllCommercial-IntLight | 0 |  |  |  |  | 28.2518 | 16.4871 | 0 | 0 | 0 | 11.7647 | 128.1864 |  | kWh | 0.0412 | -0.20993 | Commercial |  | Annual | [5 empty] | 11 | 0.96 |  |  |  | 0 | 0 | 17.2862 | 0 | 0 | 0 | 0 | 0 | 0 | 0 | 0 | 0 | 2006 Qtr 1: 0; 2006 Qtr 2: 0; 2006 Qtr 3: 0; 2006 Qtr 4: 0; 2007 Qtr 1: 0; 2007 Qtr 2: 0; 2007 Qtr 3: 0; 2007 Qtr 4: 17.2862; 2008 Qtr 1: 0; 2008 Qtr 2: 0; 2008 Qtr 3: 0; 2008 Qtr 4: 0 | 17.2862
0 | 234330-Premium T8 with T12 40 Watt Baseline - Tr1 |  | 7 | Commercial | 01-ALC-AllCommercial-IntLight | 0 |  |  |  |  | 13.9589 | 13.1897 | 0 | 0 | 0 | 0.76922 | 38.5499 |  | kWh | 0.01239 | -0.063133 | Commercial |  | Annual | [5 empty] | 11 | 0.96 |  |  |  | 0 | 0 | 87.341 | 0 | 0 | 0 | 0 | 0 | 0 | 0 | 0 | 0 | 2006 Qtr 1: 0; 2006 Qtr 2: 0; 2006 Qtr 3: 0; 2006 Qtr 4: 0; 2007 Qtr 1: 0; 2007 Qtr 2: 0; 2007 Qtr 3: 0; 2007 Qtr 4: 87.341; 2008 Qtr 1: 0; 2008 Qtr 2: 0; 2008 Qtr 3: 0; 2008 Qtr 4: 0 | 87.341
0 | 234330-Premium T8 with T12 40 Watt Baseline - Tr1 |  | 7 | Commercial | 01-ALC-AllCommercial-IntLight | 0 |  |  |  |  | 13.9589 | 13.1897 | 0 | 0 | 0 | 0.76922 | 38.5499 |  | kWh | 0.01239 | -0.063133 | Commercial |  | Annual | [5 empty] | 11 | 0.96 |  |  |  | 0 | 0 | 49.1293 | 0 | 0 | 0 | 0 | 0 | 0 | 0 | 0 | 0 | 2006 Qtr 1: 0; 2006 Qtr 2: 0; 2006 Qtr 3: 0; 2006 Qtr 4: 0; 2007 Qtr 1: 0; 2007 Qtr 2: 0; 2007 Qtr 3: 0; 2007 Qtr 4: 49.1293; 2008 Qtr 1: 0; 2008 Qtr 2: 0; 2008 Qtr 3: 0; 2008 Qtr 4: 0 | 49.1293
0 | 234303-Lighting-Remove 4 Ft Lamp (De-Lamp) - Tr1 | COFL00AVDEL01 | 7 | Commercial | 01-ALC-AllCommercial-IntLight | 0 |  |  |  |  | 28.2518 | 16.4871 | 0 | 0 | 0 | 11.7647 | 128.1864 |  | kWh | 0.0412 | -0.20993 | Commercial |  | Annual | [5 empty] | 11 | 0.96 |  |  |  | 0 | 0 | 49.1293 | 0 | 0 | 0 | 0 | 0 | 0 | 0 | 0 | 0 | 2006 Qtr 1: 0; 2006 Qtr 2: 0; 2006 Qtr 3: 0; 2006 Qtr 4: 0; 2007 Qtr 1: 0; 2007 Qtr 2: 0; 2007 Qtr 3: 0; 2007 Qtr 4: 49.1293; 2008 Qtr 1: 0; 2008 Qtr 2: 0; 2008 Qtr 3: 0; 2008 Qtr 4: 0 | 49.1293
0 | 234330-Premium T8 with T12 40 Watt Baseline - Tr1 |  | 7 | Commercial | 14-MLI-Manufacturing–LightIndustry-LIGHT | 0 |  |  |  |  | 13.9589 | 13.1897 | 0 | 0 | 0 | 0.76922 | 30.1346 |  | kWh | 0.0093123 | -0.038961 | Commercial |  | Annual | [5 empty] | 11 | 0.96 |  |  |  | 0 | 0 | 56.4077 | 0 | 0 | 0 | 0 | 0 | 0 | 0 | 0 | 0 | 2006 Qtr 1: 0; 2006 Qtr 2: 0; 2006 Qtr 3: 0; 2006 Qtr 4: 0; 2007 Qtr 1: 0; 2007 Qtr 2: 0; 2007 Qtr 3: 0; 2007 Qtr 4: 56.4077; 2008 Qtr 1: 0; 2008 Qtr 2: 0; 2008 Qtr 3: 0; 2008 Qtr 4: 0 | 56.4077
0 | 234303-Lighting-Remove 4 Ft Lamp (De-Lamp) - Tr1 | COFL00AVDEL01 | 7 | Commercial | 14-MLI-Manufacturing–LightIndustry-LIGHT | 0 |  |  |  |  | 28.2518 | 16.4871 | 0 | 0 | 0 | 11.7647 | 100.2037 |  | kWh | 0.030965 | -0.12955 | Commercial |  | Annual | [5 empty] | 11 | 0.96 |  |  |  | 0 | 0 | 6.3686 | 0 | 0 | 0 | 0 | 0 | 0 | 0 | 0 | 0 | 2006 Qtr 1: 0; 2006 Qtr 2: 0; 2006 Qtr 3: 0; 2006 Qtr 4: 0; 2007 Qtr 1: 0; 2007 Qtr 2: 0; 2007 Qtr 3: 0; 2007 Qtr 4: 6.3686; 2008 Qtr 1: 0; 2008 Qtr 2: 0; 2008 Qtr 3: 0; 2008 Qtr 4: 0 | 6.3686
0 | 234330-Premium T8 with T12 40 Watt Baseline - Tr1 |  | 7 | Commercial | 14-MLI-Manufacturing–LightIndustry-LIGHT | 0 |  |  |  |  | 13.9589 | 13.1897 | 0 | 0 | 0 | 0.76922 | 30.1346 |  | kWh | 0.0093123 | -0.038961 | Commercial |  | Annual | [5 empty] | 11 | 0.96 |  |  |  | 0 | 0 | 76.4234 | 0 | 0 | 0 | 0 | 0 | 0 | 0 | 0 | 0 | 2006 Qtr 1: 0; 2006 Qtr 2: 0; 2006 Qtr 3: 0; 2006 Qtr 4: 0; 2007 Qtr 1: 0; 2007 Qtr 2: 0; 2007 Qtr 3: 0; 2007 Qtr 4: 76.4234; 2008 Qtr 1: 0; 2008 Qtr 2: 0; 2008 Qtr 3: 0; 2008 Qtr 4: 0 | 76.4234
0 | 234303-Lighting-Remove 4 Ft Lamp (De-Lamp) - Tr1 | COFL00AVDEL01 | 7 | Commercial | 14-MLI-Manufacturing–LightIndustry-LIGHT | 0 |  |  |  |  | 28.2518 | 16.4871 | 0 | 0 | 0 | 11.7647 | 100.2037 |  | kWh | 0.030965 | -0.12955 | Commercial |  | Annual | [5 empty] | 11 | 0.96 |  |  |  | 0 | 0 | 6.3686 | 0 | 0 | 0 | 0 | 0 | 0 | 0 | 0 | 0 | 2006 Qtr 1: 0; 2006 Qtr 2: 0; 2006 Qtr 3: 0; 2006 Qtr 4: 0; 2007 Qtr 1: 0; 2007 Qtr 2: 0; 2007 Qtr 3: 0; 2007 Qtr 4: 6.3686; 2008 Qtr 1: 0; 2008 Qtr 2: 0; 2008 Qtr 3: 0; 2008 Qtr 4: 0 | 6.3686
0 | 234330-Premium T8 with T12 40 Watt Baseline - Tr1 |  | 7 | Commercial | 14-MLI-Manufacturing–LightIndustry-LIGHT | 0 |  |  |  |  | 13.9589 | 13.1897 | 0 | 0 | 0 | 0.76922 | 30.1346 |  | kWh | 0.0093123 | -0.038961 | Commercial |  | Annual | [5 empty] | 11 | 0.96 |  |  |  | 0 | 0 | 69.145 | 0 | 0 | 0 | 0 | 0 | 0 | 0 | 0 | 0 | 2006 Qtr 1: 0; 2006 Qtr 2: 0; 2006 Qtr 3: 0; 2006 Qtr 4: 0; 2007 Qtr 1: 0; 2007 Qtr 2: 0; 2007 Qtr 3: 0; 2007 Qtr 4: 69.145; 2008 Qtr 1: 0; 2008 Qtr 2: 0; 2008 Qtr 3: 0; 2008 Qtr 4: 0 | 69.145
0 | 234303-Lighting-Remove 4 Ft Lamp (De-Lamp) - Tr1 | COFL00AVDEL01 | 7 | Commercial | 14-MLI-Manufacturing–LightIndustry-LIGHT | 0 |  |  |  |  | 28.2518 | 16.4871 | 0 | 0 | 0 | 11.7647 | 100.2037 |  | kWh | 0.030965 | -0.12955 | Commercial |  | Annual | [5 empty] | 11 | 0.96 |  |  |  | 0 | 0 | 5.4588 | 0 | 0 | 0 | 0 | 0 | 0 | 0 | 0 | 0 | 2006 Qtr 1: 0; 2006 Qtr 2: 0; 2006 Qtr 3: 0; 2006 Qtr 4: 0; 2007 Qtr 1: 0; 2007 Qtr 2: 0; 2007 Qtr 3: 0; 2007 Qtr 4: 5.4588; 2008 Qtr 1: 0; 2008 Qtr 2: 0; 2008 Qtr 3: 0; 2008 Qtr 4: 0 | 5.4588
0 | 234331-Premium T8 with T12 40 Watt Baseline - Tr2 |  | 7 | Commercial | 14-MLI-Manufacturing–LightIndustry-LIGHT | 0 |  |  |  |  | 13.9591 | 9.8923 | 0 | 0 | 0 | 4.0668 | 31.1146 |  | kWh | 0.0096152 | -0.040228 | Commercial |  | Annual | [5 empty] | 11 | 0.96 |  |  |  | 0 | 0 | 67.3254 | 0 | 0 | 0 | 0 | 0 | 0 | 0 | 0 | 0 | 2006 Qtr 1: 0; 2006 Qtr 2: 0; 2006 Qtr 3: 0; 2006 Qtr 4: 0; 2007 Qtr 1: 0; 2007 Qtr 2: 0; 2007 Qtr 3: 0; 2007 Qtr 4: 67.3254; 2008 Qtr 1: 0; 2008 Qtr 2: 0; 2008 Qtr 3: 0; 2008 Qtr 4: 0 | 67.3254
0 | 234304-Lighting-Remove 4 Ft Lamp (De-Lamp) - Tr2 | COFL00AVDEL01 | 7 | Commercial | 14-MLI-Manufacturing–LightIndustry-LIGHT | 0 |  |  |  |  | 28.2538 | 12.3653 | 0 | 0 | 0 | 15.8885 | 100.2037 |  | kWh | 0.030965 | -0.12955 | Commercial |  | Annual | [5 empty] | 11 | 0.96 |  |  |  | 0 | 0 | 8.1882 | 0 | 0 | 0 | 0 | 0 | 0 | 0 | 0 | 0 | 2006 Qtr 1: 0; 2006 Qtr 2: 0; 2006 Qtr 3: 0; 2006 Qtr 4: 0; 2007 Qtr 1: 0; 2007 Qtr 2: 0; 2007 Qtr 3: 0; 2007 Qtr 4: 8.1882; 2008 Qtr 1: 0; 2008 Qtr 2: 0; 2008 Qtr 3: 0; 2008 Qtr 4: 0 | 8.1882
0 | 234330-Premium T8 with T12 40 Watt Baseline - Tr1 |  | 7 | Commercial | 14-MLI-Manufacturing–LightIndustry-LIGHT | 0 |  |  |  |  | 13.9589 | 13.1897 | 0 | 0 | 0 | 0.76922 | 30.1346 |  | kWh | 0.0093123 | -0.038961 | Commercial |  | Annual | [5 empty] | 11 | 0.96 |  |  |  | 0 | 0 | 420.3286 | 0 | 0 | 0 | 0 | 0 | 0 | 0 | 0 | 0 | 2006 Qtr 1: 0; 2006 Qtr 2: 0; 2006 Qtr 3: 0; 2006 Qtr 4: 0; 2007 Qtr 1: 0; 2007 Qtr 2: 0; 2007 Qtr 3: 0; 2007 Qtr 4: 420.3286; 2008 Qtr 1: 0; 2008 Qtr 2: 0; 2008 Qtr 3: 0; 2008 Qtr 4: 0 | 420.3286
0 | 234303-Lighting-Remove 4 Ft Lamp (De-Lamp) - Tr1 | COFL00AVDEL01 | 7 | Commercial | 14-MLI-Manufacturing–LightIndustry-LIGHT | 0 |  |  |  |  | 28.2518 | 16.4871 | 0 | 0 | 0 | 11.7647 | 100.2037 |  | kWh | 0.030965 | -0.12955 | Commercial |  | Annual | [5 empty] | 11 | 0.96 |  |  |  | 0 | 0 | 132.8311 | 0 | 0 | 0 | 0 | 0 | 0 | 0 | 0 | 0 | 2006 Qtr 1: 0; 2006 Qtr 2: 0; 2006 Qtr 3: 0; 2006 Qtr 4: 0; 2007 Qtr 1: 0; 2007 Qtr 2: 0; 2007 Qtr 3: 0; 2007 Qtr 4: 132.8311; 2008 Qtr 1: 0; 2008 Qtr 2: 0; 2008 Qtr 3: 0; 2008 Qtr 4: 0 | 132.8311
0 | 234330-Premium T8 with T12 40 Watt Baseline - Tr1 |  | 7 | Commercial | 01-ALC-AllCommercial-IntLight | 0 |  |  |  |  | 13.9589 | 13.1897 | 0 | 0 | 0 | 0.76922 | 33.262 |  | kWh | 0.0095047 | -0.054473 | Commercial |  | Annual | [5 empty] | 11 | 0.96 |  |  |  | 0 | 0 | 36.3921 | 0 | 0 | 0 | 0 | 0 | 0 | 0 | 0 | 0 | 2006 Qtr 1: 0; 2006 Qtr 2: 0; 2006 Qtr 3: 0; 2006 Qtr 4: 0; 2007 Qtr 1: 0; 2007 Qtr 2: 0; 2007 Qtr 3: 36.3921; 2007 Qtr 4: 0; 2008 Qtr 1: 0; 2008 Qtr 2: 0; 2008 Qtr 3: 0; 2008 Qtr 4: 0 | 36.3921
0 | 234303-Lighting-Remove 4 Ft Lamp (De-Lamp) - Tr1 | COFL00AVDEL01 | 7 | Commercial | 01-ALC-AllCommercial-IntLight | 0 |  |  |  |  | 28.2518 | 16.4871 | 0 | 0 | 0 | 11.7647 | 110.603 |  | kWh | 0.031605 | -0.18113 | Commercial |  | Annual | [5 empty] | 11 | 0.96 |  |  |  | 0 | 0 | 14.5568 | 0 | 0 | 0 | 0 | 0 | 0 | 0 | 0 | 0 | 2006 Qtr 1: 0; 2006 Qtr 2: 0; 2006 Qtr 3: 0; 2006 Qtr 4: 0; 2007 Qtr 1: 0; 2007 Qtr 2: 0; 2007 Qtr 3: 14.5568; 2007 Qtr 4: 0; 2008 Qtr 1: 0; 2008 Qtr 2: 0; 2008 Qtr 3: 0; 2008 Qtr 4: 0 | 14.5568
0 | 234330-Premium T8 with T12 40 Watt Baseline - Tr1 |  | 10 | Commercial | 01-ALC-AllCommercial-IntLight | 0 |  |  |  |  | 13.9589 | 13.1897 | 0 | 0 | 0 | 0.76922 | 34.727 |  | kWh | 0.010491 | -0.056872 | Commercial |  | Annual | [5 empty] | 11 | 0.96 |  |  |  | 0 | 0 | 167.4036 | 0 | 0 | 0 | 0 | 0 | 0 | 0 | 0 | 0 | 2006 Qtr 1: 0; 2006 Qtr 2: 0; 2006 Qtr 3: 0; 2006 Qtr 4: 0; 2007 Qtr 1: 0; 2007 Qtr 2: 0; 2007 Qtr 3: 0; 2007 Qtr 4: 167.4036; 2008 Qtr 1: 0; 2008 Qtr 2: 0; 2008 Qtr 3: 0; 2008 Qtr 4: 0 | 167.4036
0 | 234330-Premium T8 with T12 40 Watt Baseline - Tr1 |  | 10 | Commercial | 14-MLI-Manufacturing–LightIndustry-LIGHT | 0 |  |  |  |  | 13.9589 | 13.1897 | 0 | 0 | 0 | 0.76922 | 30.5262 |  | kWh | 0.0093078 | -0.046284 | Commercial |  | Annual | [5 empty] | 11 | 0.96 |  |  |  | 0 | 0 | 70.9646 | 0 | 0 | 0 | 0 | 0 | 0 | 0 | 0 | 0 | 2006 Qtr 1: 0; 2006 Qtr 2: 0; 2006 Qtr 3: 0; 2006 Qtr 4: 0; 2007 Qtr 1: 0; 2007 Qtr 2: 0; 2007 Qtr 3: 0; 2007 Qtr 4: 70.9646; 2008 Qtr 1: 0; 2008 Qtr 2: 0; 2008 Qtr 3: 0; 2008 Qtr 4: 0 | 70.9646
0 | 234303-Lighting-Remove 4 Ft Lamp (De-Lamp) - Tr1 | COFL00AVDEL01 | 10 | Commercial | 14-MLI-Manufacturing–LightIndustry-LIGHT | 0 |  |  |  |  | 28.2518 | 16.4871 | 0 | 0 | 0 | 11.7647 | 101.5057 |  | kWh | 0.03095 | -0.1539 | Commercial |  | Annual | [5 empty] | 11 | 0.96 |  |  |  | 0 | 0 | 11.8274 | 0 | 0 | 0 | 0 | 0 | 0 | 0 | 0 | 0 | 2006 Qtr 1: 0; 2006 Qtr 2: 0; 2006 Qtr 3: 0; 2006 Qtr 4: 0; 2007 Qtr 1: 0; 2007 Qtr 2: 0; 2007 Qtr 3: 0; 2007 Qtr 4: 11.8274; 2008 Qtr 1: 0; 2008 Qtr 2: 0; 2008 Qtr 3: 0; 2008 Qtr 4: 0 | 11.8274
0 | 234330-Premium T8 with T12 40 Watt Baseline - Tr1 |  | 7 | Commercial | 01-ALC-AllCommercial-IntLight | 0 |  |  |  |  | 13.9589 | 13.1897 | 0 | 0 | 0 | 0.76922 | 34.727 |  | kWh | 0.010491 | -0.056872 | Commercial |  | Annual | [5 empty] | 11 | 0.96 |  |  |  | 0 | 0 | 20.0156 | 0 | 0 | 0 | 0 | 0 | 0 | 0 | 0 | 0 | 2006 Qtr 1: 0; 2006 Qtr 2: 0; 2006 Qtr 3: 0; 2006 Qtr 4: 0; 2007 Qtr 1: 0; 2007 Qtr 2: 0; 2007 Qtr 3: 0; 2007 Qtr 4: 20.0156; 2008 Qtr 1: 0; 2008 Qtr 2: 0; 2008 Qtr 3: 0; 2008 Qtr 4: 0 | 20.0156
0 | 234303-Lighting-Remove 4 Ft Lamp (De-Lamp) - Tr1 | COFL00AVDEL01 | 7 | Commercial | 01-ALC-AllCommercial-IntLight | 0 |  |  |  |  | 28.2518 | 16.4871 | 0 | 0 | 0 | 11.7647 | 115.4744 |  | kWh | 0.034885 | -0.18911 | Commercial |  | Annual | [5 empty] | 11 | 0.96 |  |  |  | 0 | 0 | 7.2784 | 0 | 0 | 0 | 0 | 0 | 0 | 0 | 0 | 0 | 2006 Qtr 1: 0; 2006 Qtr 2: 0; 2006 Qtr 3: 0; 2006 Qtr 4: 0; 2007 Qtr 1: 0; 2007 Qtr 2: 0; 2007 Qtr 3: 0; 2007 Qtr 4: 7.2784; 2008 Qtr 1: 0; 2008 Qtr 2: 0; 2008 Qtr 3: 0; 2008 Qtr 4: 0 | 7.2784
0 | 234330-Premium T8 with T12 40 Watt Baseline - Tr1 |  | 7 | Commercial | 01-ALC-AllCommercial-IntLight | 0 |  |  |  |  | 13.9589 | 13.1897 | 0 | 0 | 0 | 0.76922 | 34.727 |  | kWh | 0.010491 | -0.056872 | Commercial |  | Annual | [5 empty] | 11 | 0.96 |  |  |  | 0 | 0 | 92.7998 | 0 | 0 | 0 | 0 | 0 | 0 | 0 | 0 | 0 | 2006 Qtr 1: 0; 2006 Qtr 2: 0; 2006 Qtr 3: 0; 2006 Qtr 4: 0; 2007 Qtr 1: 0; 2007 Qtr 2: 0; 2007 Qtr 3: 0; 2007 Qtr 4: 92.7998; 2008 Qtr 1: 0; 2008 Qtr 2: 0; 2008 Qtr 3: 0; 2008 Qtr 4: 0 | 92.7998
0 | 234303-Lighting-Remove 4 Ft Lamp (De-Lamp) - Tr1 | COFL00AVDEL01 | 7 | Commercial | 01-ALC-AllCommercial-IntLight | 0 |  |  |  |  | 28.2518 | 16.4871 | 0 | 0 | 0 | 11.7647 | 115.4744 |  | kWh | 0.034885 | -0.18911 | Commercial |  | Annual | [5 empty] | 11 | 0.96 |  |  |  | 0 | 0 | 30.9333 | 0 | 0 | 0 | 0 | 0 | 0 | 0 | 0 | 0 | 2006 Qtr 1: 0; 2006 Qtr 2: 0; 2006 Qtr 3: 0; 2006 Qtr 4: 0; 2007 Qtr 1: 0; 2007 Qtr 2: 0; 2007 Qtr 3: 0; 2007 Qtr 4: 30.9333; 2008 Qtr 1: 0; 2008 Qtr 2: 0; 2008 Qtr 3: 0; 2008 Qtr 4: 0 | 30.9333
0 | 234330-Premium T8 with T12 40 Watt Baseline - Tr1 |  | 7 | Commercial | 01-ALC-AllCommercial-IntLight | 0 |  |  |  |  | 13.9589 | 13.1897 | 0 | 0 | 0 | 0.76922 | 34.727 |  | kWh | 0.010491 | -0.056872 | Commercial |  | Annual | [5 empty] | 11 | 0.96 |  |  |  | 0 | 0 | 70.9646 | 0 | 0 | 0 | 0 | 0 | 0 | 0 | 0 | 0 | 2006 Qtr 1: 0; 2006 Qtr 2: 0; 2006 Qtr 3: 0; 2006 Qtr 4: 0; 2007 Qtr 1: 0; 2007 Qtr 2: 0; 2007 Qtr 3: 0; 2007 Qtr 4: 70.9646; 2008 Qtr 1: 0; 2008 Qtr 2: 0; 2008 Qtr 3: 0; 2008 Qtr 4: 0 | 70.9646
0 | 234303-Lighting-Remove 4 Ft Lamp (De-Lamp) - Tr1 | COFL00AVDEL01 | 7 | Commercial | 01-ALC-AllCommercial-IntLight | 0 |  |  |  |  | 28.2518 | 16.4871 | 0 | 0 | 0 | 11.7647 | 115.4744 |  | kWh | 0.034885 | -0.18911 | Commercial |  | Annual | [5 empty] | 11 | 0.96 |  |  |  | 0 | 0 | 18.196 | 0 | 0 | 0 | 0 | 0 | 0 | 0 | 0 | 0 | 2006 Qtr 1: 0; 2006 Qtr 2: 0; 2006 Qtr 3: 0; 2006 Qtr 4: 0; 2007 Qtr 1: 0; 2007 Qtr 2: 0; 2007 Qtr 3: 0; 2007 Qtr 4: 18.196; 2008 Qtr 1: 0; 2008 Qtr 2: 0; 2008 Qtr 3: 0; 2008 Qtr 4: 0 | 18.196
0 | 234331-Premium T8 with T12 40 Watt Baseline - Tr2 |  | 7 | Commercial | 01-ALC-AllCommercial-IntLight | 0 |  |  |  |  | 13.9591 | 9.8923 | 0 | 0 | 0 | 4.0668 | 35.8564 |  | kWh | 0.010832 | -0.058721 | Commercial |  | Annual | [5 empty] | 11 | 0.96 |  |  |  | 0 | 0 | 50.9489 | 0 | 0 | 0 | 0 | 0 | 0 | 0 | 0 | 0 | 2006 Qtr 1: 0; 2006 Qtr 2: 0; 2006 Qtr 3: 0; 2006 Qtr 4: 0; 2007 Qtr 1: 0; 2007 Qtr 2: 0; 2007 Qtr 3: 0; 2007 Qtr 4: 50.9489; 2008 Qtr 1: 0; 2008 Qtr 2: 0; 2008 Qtr 3: 0; 2008 Qtr 4: 0 | 50.9489
0 | 234208-Lighting-8 Ft T-8 with Elec Ballast-Tr2 |  | 10 | Commercial | 14-MLI-Manufacturing–LightIndustry-LIGHT | 0 |  |  |  |  | 35.7165 | 16.4871 | 0 | 0 | 0 | 19.2294 | 25.5626 |  | kWh | 0.0077944 | -0.038758 | Commercial |  | Annual | [5 empty] | 11 | 0.96 |  |  |  | 0 | 0 | 25.4745 | 0 | 0 | 0 | 0 | 0 | 0 | 0 | 0 | 0 | 2006 Qtr 1: 0; 2006 Qtr 2: 0; 2006 Qtr 3: 0; 2006 Qtr 4: 0; 2007 Qtr 1: 0; 2007 Qtr 2: 0; 2007 Qtr 3: 0; 2007 Qtr 4: 25.4745; 2008 Qtr 1: 0; 2008 Qtr 2: 0; 2008 Qtr 3: 0; 2008 Qtr 4: 0 | 25.4745
0 | 234330-Premium T8 with T12 40 Watt Baseline - Tr1 |  | 10 | Commercial | 01-ALC-AllCommercial-IntLight | 0 |  |  |  |  | 13.9589 | 13.1897 | 0 | 0 | 0 | 0.76922 | 34.727 |  | kWh | 0.010491 | -0.056872 | Commercial |  | Annual | [5 empty] | 11 | 0.96 |  |  |  | 0 | 0 | 187.4192 | 0 | 0 | 0 | 0 | 0 | 0 | 0 | 0 | 0 | 2006 Qtr 1: 0; 2006 Qtr 2: 0; 2006 Qtr 3: 0; 2006 Qtr 4: 0; 2007 Qtr 1: 0; 2007 Qtr 2: 0; 2007 Qtr 3: 0; 2007 Qtr 4: 187.4192; 2008 Qtr 1: 0; 2008 Qtr 2: 0; 2008 Qtr 3: 0; 2008 Qtr 4: 0 | 187.4192
0 | 234303-Lighting-Remove 4 Ft Lamp (De-Lamp) - Tr1 | COFL00AVDEL01 | 10 | Commercial | 01-ALC-AllCommercial-IntLight | 0 |  |  |  |  | 28.2518 | 16.4871 | 0 | 0 | 0 | 11.7647 | 115.4744 |  | kWh | 0.034885 | -0.18911 | Commercial |  | Annual | [5 empty] | 11 | 0.96 |  |  |  | 0 | 0 | 9.098 | 0 | 0 | 0 | 0 | 0 | 0 | 0 | 0 | 0 | 2006 Qtr 1: 0; 2006 Qtr 2: 0; 2006 Qtr 3: 0; 2006 Qtr 4: 0; 2007 Qtr 1: 0; 2007 Qtr 2: 0; 2007 Qtr 3: 0; 2007 Qtr 4: 9.098; 2008 Qtr 1: 0; 2008 Qtr 2: 0; 2008 Qtr 3: 0; 2008 Qtr 4: 0 | 9.098
0 | 234331-Premium T8 with T12 40 Watt Baseline - Tr2 |  | 10 | Commercial | 01-ALC-AllCommercial-IntLight | 0 |  |  |  |  | 13.9591 | 9.8923 | 0 | 0 | 0 | 4.0668 | 30.2404 |  | kWh | 0.0077953 | -0.049524 | Commercial |  | Annual | [5 empty] | 11 | 0.96 |  |  |  | 0 | 0 | 50.9489 | 0 | 0 | 0 | 0 | 0 | 0 | 0 | 0 | 0 | 2006 Qtr 1: 0; 2006 Qtr 2: 0; 2006 Qtr 3: 0; 2006 Qtr 4: 0; 2007 Qtr 1: 0; 2007 Qtr 2: 0; 2007 Qtr 3: 50.9489; 2007 Qtr 4: 0; 2008 Qtr 1: 0; 2008 Qtr 2: 0; 2008 Qtr 3: 0; 2008 Qtr 4: 0 | 50.9489
0 | 234330-Premium T8 with T12 40 Watt Baseline - Tr1 |  | 10 | Commercial | 01-ALC-AllCommercial-IntLight | 0 |  |  |  |  | 13.9589 | 13.1897 | 0 | 0 | 0 | 0.76922 | 29.288 |  | kWh | 0.0075498 | -0.047964 | Commercial |  | Annual | [5 empty] | 11 | 0.96 |  |  |  | 0 | 0 | 20.0156 | 0 | 0 | 0 | 0 | 0 | 0 | 0 | 0 | 0 | 2006 Qtr 1: 0; 2006 Qtr 2: 0; 2006 Qtr 3: 0; 2006 Qtr 4: 0; 2007 Qtr 1: 0; 2007 Qtr 2: 0; 2007 Qtr 3: 0; 2007 Qtr 4: 20.0156; 2008 Qtr 1: 0; 2008 Qtr 2: 0; 2008 Qtr 3: 0; 2008 Qtr 4: 0 | 20.0156
0 | 234303-Lighting-Remove 4 Ft Lamp (De-Lamp) - Tr1 | COFL00AVDEL01 | 10 | Commercial | 01-ALC-AllCommercial-IntLight | 0 |  |  |  |  | 28.2518 | 16.4871 | 0 | 0 | 0 | 11.7647 | 97.3885 |  | kWh | 0.025105 | -0.15949 | Commercial |  | Annual | [5 empty] | 11 | 0.96 |  |  |  | 0 | 0 | 20.0156 | 0 | 0 | 0 | 0 | 0 | 0 | 0 | 0 | 0 | 2006 Qtr 1: 0; 2006 Qtr 2: 0; 2006 Qtr 3: 0; 2006 Qtr 4: 0; 2007 Qtr 1: 0; 2007 Qtr 2: 0; 2007 Qtr 3: 0; 2007 Qtr 4: 20.0156; 2008 Qtr 1: 0; 2008 Qtr 2: 0; 2008 Qtr 3: 0; 2008 Qtr 4: 0 | 20.0156
0 | 234332-Premium T8 with T12 40 Watt Baseline - Tr3 |  | 10 | Commercial | 01-ALC-AllCommercial-IntLight | 0 |  |  |  |  | 13.9591 | 7.1444 | 0 | 0 | 0 | 6.8147 | 27.3831 |  | kWh | 0.0070588 | -0.044845 | Commercial |  | Annual | [5 empty] | 11 | 0.96 |  |  |  | 0 | 0 | 131.0115 | 0 | 0 | 0 | 0 | 0 | 0 | 0 | 0 | 0 | 2006 Qtr 1: 0; 2006 Qtr 2: 0; 2006 Qtr 3: 0; 2006 Qtr 4: 0; 2007 Qtr 1: 0; 2007 Qtr 2: 0; 2007 Qtr 3: 0; 2007 Qtr 4: 131.0115; 2008 Qtr 1: 0; 2008 Qtr 2: 0; 2008 Qtr 3: 0; 2008 Qtr 4: 0 | 131.0115
0 | 234331-Premium T8 with T12 40 Watt Baseline - Tr2 |  | 10 | Commercial | 14-MLI-Manufacturing–LightIndustry-LIGHT | 0 |  |  |  |  | 13.9591 | 9.8923 | 0 | 0 | 0 | 4.0668 | 31.5189 |  | kWh | 0.0096105 | -0.047789 | Commercial |  | Annual | [5 empty] | 11 | 0.96 |  |  |  | 0 | 0 | 52.7685 | 0 | 0 | 0 | 0 | 0 | 0 | 0 | 0 | 0 | 2006 Qtr 1: 0; 2006 Qtr 2: 0; 2006 Qtr 3: 0; 2006 Qtr 4: 0; 2007 Qtr 1: 0; 2007 Qtr 2: 0; 2007 Qtr 3: 0; 2007 Qtr 4: 52.7685; 2008 Qtr 1: 0; 2008 Qtr 2: 0; 2008 Qtr 3: 0; 2008 Qtr 4: 0 | 52.7685
0 | 234304-Lighting-Remove 4 Ft Lamp (De-Lamp) - Tr2 | COFL00AVDEL01 | 10 | Commercial | 14-MLI-Manufacturing–LightIndustry-LIGHT | 0 |  |  |  |  | 28.2538 | 12.3653 | 0 | 0 | 0 | 15.8885 | 101.5057 |  | kWh | 0.03095 | -0.1539 | Commercial |  | Annual | [5 empty] | 11 | 0.96 |  |  |  | 0 | 0 | 52.7685 | 0 | 0 | 0 | 0 | 0 | 0 | 0 | 0 | 0 | 2006 Qtr 1: 0; 2006 Qtr 2: 0; 2006 Qtr 3: 0; 2006 Qtr 4: 0; 2007 Qtr 1: 0; 2007 Qtr 2: 0; 2007 Qtr 3: 0; 2007 Qtr 4: 52.7685; 2008 Qtr 1: 0; 2008 Qtr 2: 0; 2008 Qtr 3: 0; 2008 Qtr 4: 0 | 52.7685
0 | 234330-Premium T8 with T12 40 Watt Baseline - Tr1 |  | 7 | Commercial | 01-ALC-AllCommercial-IntLight | 0 |  |  |  |  | 13.9589 | 13.1897 | 0 | 0 | 0 | 0.76922 | 34.727 |  | kWh | 0.010491 | -0.056872 | Commercial |  | Annual | [5 empty] | 11 | 0.96 |  |  |  | 0 | 0 | 171.0428 | 0 | 0 | 0 | 0 | 0 | 0 | 0 | 0 | 0 | 2006 Qtr 1: 0; 2006 Qtr 2: 0; 2006 Qtr 3: 0; 2006 Qtr 4: 0; 2007 Qtr 1: 0; 2007 Qtr 2: 0; 2007 Qtr 3: 0; 2007 Qtr 4: 171.0428; 2008 Qtr 1: 0; 2008 Qtr 2: 0; 2008 Qtr 3: 0; 2008 Qtr 4: 0 | 171.0428
0 | 234303-Lighting-Remove 4 Ft Lamp (De-Lamp) - Tr1 | COFL00AVDEL01 | 7 | Commercial | 01-ALC-AllCommercial-IntLight | 0 |  |  |  |  | 28.2518 | 16.4871 | 0 | 0 | 0 | 11.7647 | 115.4744 |  | kWh | 0.034885 | -0.18911 | Commercial |  | Annual | [5 empty] | 11 | 0.96 |  |  |  | 0 | 0 | 21.8353 | 0 | 0 | 0 | 0 | 0 | 0 | 0 | 0 | 0 | 2006 Qtr 1: 0; 2006 Qtr 2: 0; 2006 Qtr 3: 0; 2006 Qtr 4: 0; 2007 Qtr 1: 0; 2007 Qtr 2: 0; 2007 Qtr 3: 0; 2007 Qtr 4: 21.8353; 2008 Qtr 1: 0; 2008 Qtr 2: 0; 2008 Qtr 3: 0; 2008 Qtr 4: 0 | 21.8353
0 | 234331-Premium T8 with T12 40 Watt Baseline - Tr2 |  | 10 | Commercial | 01-ALC-AllCommercial-IntLight | 0 |  |  |  |  | 13.9591 | 9.8923 | 0 | 0 | 0 | 4.0668 | 35.8564 |  | kWh | 0.010832 | -0.058721 | Commercial |  | Annual | [5 empty] | 11 | 0.96 |  |  |  | 0 | 0 | 60.0469 | 0 | 0 | 0 | 0 | 0 | 0 | 0 | 0 | 0 | 2006 Qtr 1: 0; 2006 Qtr 2: 0; 2006 Qtr 3: 0; 2006 Qtr 4: 0; 2007 Qtr 1: 0; 2007 Qtr 2: 0; 2007 Qtr 3: 0; 2007 Qtr 4: 60.0469; 2008 Qtr 1: 0; 2008 Qtr 2: 0; 2008 Qtr 3: 0; 2008 Qtr 4: 0 | 60.0469
0 | 234304-Lighting-Remove 4 Ft Lamp (De-Lamp) - Tr2 | COFL00AVDEL01 | 10 | Commercial | 01-ALC-AllCommercial-IntLight | 0 |  |  |  |  | 28.2538 | 12.3653 | 0 | 0 | 0 | 15.8885 | 115.4744 |  | kWh | 0.034885 | -0.18911 | Commercial |  | Annual | [5 empty] | 11 | 0.96 |  |  |  | 0 | 0 | 7.2784 | 0 | 0 | 0 | 0 | 0 | 0 | 0 | 0 | 0 | 2006 Qtr 1: 0; 2006 Qtr 2: 0; 2006 Qtr 3: 0; 2006 Qtr 4: 0; 2007 Qtr 1: 0; 2007 Qtr 2: 0; 2007 Qtr 3: 0; 2007 Qtr 4: 7.2784; 2008 Qtr 1: 0; 2008 Qtr 2: 0; 2008 Qtr 3: 0; 2008 Qtr 4: 0 | 7.2784
0 | 234331-Premium T8 with T12 40 Watt Baseline - Tr2 |  | 10 | Commercial | 01-ALC-AllCommercial-IntLight | 0 |  |  |  |  | 13.9591 | 9.8923 | 0 | 0 | 0 | 4.0668 | 35.8564 |  | kWh | 0.010832 | -0.058721 | Commercial |  | Annual | [5 empty] | 11 | 0.96 |  |  |  | 0 | 0 | 29.1137 | 0 | 0 | 0 | 0 | 0 | 0 | 0 | 0 | 0 | 2006 Qtr 1: 0; 2006 Qtr 2: 0; 2006 Qtr 3: 0; 2006 Qtr 4: 0; 2007 Qtr 1: 0; 2007 Qtr 2: 0; 2007 Qtr 3: 0; 2007 Qtr 4: 29.1137; 2008 Qtr 1: 0; 2008 Qtr 2: 0; 2008 Qtr 3: 0; 2008 Qtr 4: 0 | 29.1137
0 | 234330-Premium T8 with T12 40 Watt Baseline - Tr1 |  | 7 | Commercial | 14-MLI-Manufacturing–LightIndustry-LIGHT | 0 |  |  |  |  | 13.9589 | 13.1897 | 0 | 0 | 0 | 0.76922 | 30.1346 |  | kWh | 0.0093123 | -0.038961 | Commercial |  | Annual | [5 empty] | 11 | 0.96 |  |  |  | 0 | 0 | 465.8187 | 0 | 0 | 0 | 0 | 0 | 0 | 0 | 0 | 0 | 2006 Qtr 1: 0; 2006 Qtr 2: 0; 2006 Qtr 3: 0; 2006 Qtr 4: 0; 2007 Qtr 1: 0; 2007 Qtr 2: 0; 2007 Qtr 3: 0; 2007 Qtr 4: 465.8187; 2008 Qtr 1: 0; 2008 Qtr 2: 0; 2008 Qtr 3: 0; 2008 Qtr 4: 0 | 465.8187
0 | 234331-Premium T8 with T12 40 Watt Baseline - Tr2 |  | 10 | Commercial | 01-ALC-AllCommercial-IntLight | 0 |  |  |  |  | 13.9591 | 9.8923 | 0 | 0 | 0 | 4.0668 | 35.8564 |  | kWh | 0.010832 | -0.058721 | Commercial |  | Annual | [5 empty] | 11 | 0.96 |  |  |  | 0 | 0 | 49.1293 | 0 | 0 | 0 | 0 | 0 | 0 | 0 | 0 | 0 | 2006 Qtr 1: 0; 2006 Qtr 2: 0; 2006 Qtr 3: 0; 2006 Qtr 4: 0; 2007 Qtr 1: 0; 2007 Qtr 2: 0; 2007 Qtr 3: 0; 2007 Qtr 4: 49.1293; 2008 Qtr 1: 0; 2008 Qtr 2: 0; 2008 Qtr 3: 0; 2008 Qtr 4: 0 | 49.1293
0 | 234304-Lighting-Remove 4 Ft Lamp (De-Lamp) - Tr2 | COFL00AVDEL01 | 10 | Commercial | 01-ALC-AllCommercial-IntLight | 0 |  |  |  |  | 28.2538 | 12.3653 | 0 | 0 | 0 | 15.8885 | 115.4744 |  | kWh | 0.034885 | -0.18911 | Commercial |  | Annual | [5 empty] | 11 | 0.96 |  |  |  | 0 | 0 | 30.9333 | 0 | 0 | 0 | 0 | 0 | 0 | 0 | 0 | 0 | 2006 Qtr 1: 0; 2006 Qtr 2: 0; 2006 Qtr 3: 0; 2006 Qtr 4: 0; 2007 Qtr 1: 0; 2007 Qtr 2: 0; 2007 Qtr 3: 0; 2007 Qtr 4: 30.9333; 2008 Qtr 1: 0; 2008 Qtr 2: 0; 2008 Qtr 3: 0; 2008 Qtr 4: 0 | 30.9333
0 | 234304-Lighting-Remove 4 Ft Lamp (De-Lamp) - Tr2 | COFL00AVDEL01 | 7 | Commercial | 01-ALC-AllCommercial-IntLight | 0 |  |  |  |  | 28.2538 | 12.3653 | 0 | 0 | 0 | 15.8885 | 115.4744 |  | kWh | 0.034885 | -0.18911 | Commercial |  | Annual | [5 empty] | 11 | 0.96 |  |  |  | 0 | 0 | 5.4588 | 0 | 0 | 0 | 0 | 0 | 0 | 0 | 0 | 0 | 2006 Qtr 1: 0; 2006 Qtr 2: 0; 2006 Qtr 3: 0; 2006 Qtr 4: 0; 2007 Qtr 1: 0; 2007 Qtr 2: 0; 2007 Qtr 3: 0; 2007 Qtr 4: 5.4588; 2008 Qtr 1: 0; 2008 Qtr 2: 0; 2008 Qtr 3: 0; 2008 Qtr 4: 0 | 5.4588
0 | 234331-Premium T8 with T12 40 Watt Baseline - Tr2 |  | 7 | Commercial | 01-ALC-AllCommercial-IntLight | 0 |  |  |  |  | 13.9591 | 9.8923 | 0 | 0 | 0 | 4.0668 | 35.8564 |  | kWh | 0.010832 | -0.058721 | Commercial |  | Annual | [5 empty] | 11 | 0.96 |  |  |  | 0 | 0 | 5.4588 | 0 | 0 | 0 | 0 | 0 | 0 | 0 | 0 | 0 | 2006 Qtr 1: 0; 2006 Qtr 2: 0; 2006 Qtr 3: 0; 2006 Qtr 4: 0; 2007 Qtr 1: 0; 2007 Qtr 2: 0; 2007 Qtr 3: 0; 2007 Qtr 4: 5.4588; 2008 Qtr 1: 0; 2008 Qtr 2: 0; 2008 Qtr 3: 0; 2008 Qtr 4: 0 | 5.4588
0 | 234330-Premium T8 with T12 40 Watt Baseline - Tr1 |  | 7 | Commercial | 01-ALC-AllCommercial-IntLight | 0 |  |  |  |  | 13.9589 | 13.1897 | 0 | 0 | 0 | 0.76922 | 34.727 |  | kWh | 0.010491 | -0.056872 | Commercial |  | Annual | [5 empty] | 11 | 0.96 |  |  |  | 0 | 0 | 30.9333 | 0 | 0 | 0 | 0 | 0 | 0 | 0 | 0 | 0 | 2006 Qtr 1: 0; 2006 Qtr 2: 0; 2006 Qtr 3: 0; 2006 Qtr 4: 0; 2007 Qtr 1: 0; 2007 Qtr 2: 0; 2007 Qtr 3: 0; 2007 Qtr 4: 30.9333; 2008 Qtr 1: 0; 2008 Qtr 2: 0; 2008 Qtr 3: 0; 2008 Qtr 4: 0 | 30.9333
0 | 234331-Premium T8 with T12 40 Watt Baseline - Tr2 |  | 10 | Commercial | 01-ALC-AllCommercial-IntLight | 0 |  |  |  |  | 13.9591 | 9.8923 | 0 | 0 | 0 | 4.0668 | 33.1627 |  | kWh | 0.010675 | -0.05431 | Commercial |  | Annual | [5 empty] | 11 | 0.96 |  |  |  | 0 | 0 | 69.145 | 0 | 0 | 0 | 0 | 0 | 0 | 0 | 0 | 0 | 2006 Qtr 1: 0; 2006 Qtr 2: 0; 2006 Qtr 3: 0; 2006 Qtr 4: 0; 2007 Qtr 1: 0; 2007 Qtr 2: 0; 2007 Qtr 3: 0; 2007 Qtr 4: 69.145; 2008 Qtr 1: 0; 2008 Qtr 2: 0; 2008 Qtr 3: 0; 2008 Qtr 4: 0 | 69.145
0 | 234330-Premium T8 with T12 40 Watt Baseline - Tr1 |  | 7 | Commercial | 01-ALC-AllCommercial-IntLight | 0 |  |  |  |  | 13.9589 | 13.1897 | 0 | 0 | 0 | 0.76922 | 32.1182 |  | kWh | 0.010339 | -0.052599 | Commercial |  | Annual | [5 empty] | 11 | 0.96 |  |  |  | 0 | 0 | 149.2076 | 0 | 0 | 0 | 0 | 0 | 0 | 0 | 0 | 0 | 2006 Qtr 1: 0; 2006 Qtr 2: 0; 2006 Qtr 3: 0; 2006 Qtr 4: 0; 2007 Qtr 1: 0; 2007 Qtr 2: 0; 2007 Qtr 3: 0; 2007 Qtr 4: 149.2076; 2008 Qtr 1: 0; 2008 Qtr 2: 0; 2008 Qtr 3: 0; 2008 Qtr 4: 0 | 149.2076
0 | 234330-Premium T8 with T12 40 Watt Baseline - Tr1 |  | 14 | Commercial | 01-ALC-AllCommercial-IntLight | 0 |  |  |  |  | 13.9589 | 13.1897 | 0 | 0 | 0 | 0.76922 | 65.4159 |  | kWh | 0.012906 | -0.10713 | Commercial |  | Annual | [5 empty] | 11 | 0.96 |  |  |  | 0 | 0 | 45.4901 | 0 | 0 | 0 | 0 | 0 | 0 | 0 | 0 | 0 | 2006 Qtr 1: 0; 2006 Qtr 2: 0; 2006 Qtr 3: 0; 2006 Qtr 4: 0; 2007 Qtr 1: 0; 2007 Qtr 2: 0; 2007 Qtr 3: 0; 2007 Qtr 4: 45.4901; 2008 Qtr 1: 0; 2008 Qtr 2: 0; 2008 Qtr 3: 0; 2008 Qtr 4: 0 | 45.4901
0 | 234330-Premium T8 with T12 40 Watt Baseline - Tr1 |  | 7 | Commercial | 01-ALC-AllCommercial-IntLight | 0 |  |  |  |  | 13.9589 | 13.1897 | 0 | 0 | 0 | 0.76922 | 34.727 |  | kWh | 0.010491 | -0.056872 | Commercial |  | Annual | [5 empty] | 11 | 0.96 |  |  |  | 0 | 0 | 29.1137 | 0 | 0 | 0 | 0 | 0 | 0 | 0 | 0 | 0 | 2006 Qtr 1: 0; 2006 Qtr 2: 0; 2006 Qtr 3: 0; 2006 Qtr 4: 0; 2007 Qtr 1: 0; 2007 Qtr 2: 0; 2007 Qtr 3: 29.1137; 2007 Qtr 4: 0; 2008 Qtr 1: 0; 2008 Qtr 2: 0; 2008 Qtr 3: 0; 2008 Qtr 4: 0 | 29.1137
0 | 234049-Lighting-LED Exit Sign New Sign | CALC00AVETS01 | 7 | Commercial | 02-ASM-Assembly-Exit | 0 |  |  |  |  | 65.3696 | 45 | 0 | 0 | 0 | 20.3696 | 351.311 |  | kWh | 0 | 0 | Commercial |  | Annual | [5 empty] | 16 | 0.96 |  |  |  | 0 | 0 | 3 | 0 | 0 | 0 | 0 | 0 | 0 | 0 | 0 | 0 | 2006 Qtr 1: 0; 2006 Qtr 2: 0; 2006 Qtr 3: 0; 2006 Qtr 4: 0; 2007 Qtr 1: 0; 2007 Qtr 2: 0; 2007 Qtr 3: 3; 2007 Qtr 4: 0; 2008 Qtr 1: 0; 2008 Qtr 2: 0; 2008 Qtr 3: 0; 2008 Qtr 4: 0 | 3
0 | 234330-Premium T8 with T12 40 Watt Baseline - Tr1 |  | 7 | Commercial | 01-ALC-AllCommercial-IntLight | 0 |  |  |  |  | 13.9589 | 13.1897 | 0 | 0 | 0 | 0.76922 | 27.8282 |  | kWh | 0.0094846 | -0.045574 | Commercial |  | Annual | [5 empty] | 11 | 0.96 |  |  |  | 0 | 0 | 38.2117 | 0 | 0 | 0 | 0 | 0 | 0 | 0 | 0 | 0 | 2006 Qtr 1: 0; 2006 Qtr 2: 0; 2006 Qtr 3: 0; 2006 Qtr 4: 0; 2007 Qtr 1: 0; 2007 Qtr 2: 0; 2007 Qtr 3: 0; 2007 Qtr 4: 38.2117; 2008 Qtr 1: 0; 2008 Qtr 2: 0; 2008 Qtr 3: 0; 2008 Qtr 4: 0 | 38.2117
0 | 234303-Lighting-Remove 4 Ft Lamp (De-Lamp) - Tr1 | COFL00AVDEL01 | 7 | Commercial | 01-ALC-AllCommercial-IntLight | 0 |  |  |  |  | 28.2518 | 16.4871 | 0 | 0 | 0 | 11.7647 | 92.5345 |  | kWh | 0.031538 | -0.15154 | Commercial |  | Annual | [5 empty] | 11 | 0.96 |  |  |  | 0 | 0 | 15.4666 | 0 | 0 | 0 | 0 | 0 | 0 | 0 | 0 | 0 | 2006 Qtr 1: 0; 2006 Qtr 2: 0; 2006 Qtr 3: 0; 2006 Qtr 4: 0; 2007 Qtr 1: 0; 2007 Qtr 2: 0; 2007 Qtr 3: 0; 2007 Qtr 4: 15.4666; 2008 Qtr 1: 0; 2008 Qtr 2: 0; 2008 Qtr 3: 0; 2008 Qtr 4: 0 | 15.4666
0 | 234330-Premium T8 with T12 40 Watt Baseline - Tr1 |  | 7 | Commercial | 01-ALC-AllCommercial-IntLight | 0 |  |  |  |  | 13.9589 | 13.1897 | 0 | 0 | 0 | 0.76922 | 27.8282 |  | kWh | 0.0094846 | -0.045574 | Commercial |  | Annual | [5 empty] | 11 | 0.96 |  |  |  | 0 | 0 | 5.4588 | 0 | 0 | 0 | 0 | 0 | 0 | 0 | 0 | 0 | 2006 Qtr 1: 0; 2006 Qtr 2: 0; 2006 Qtr 3: 0; 2006 Qtr 4: 0; 2007 Qtr 1: 0; 2007 Qtr 2: 0; 2007 Qtr 3: 0; 2007 Qtr 4: 5.4588; 2008 Qtr 1: 0; 2008 Qtr 2: 0; 2008 Qtr 3: 0; 2008 Qtr 4: 0 | 5.4588
0 | 234303-Lighting-Remove 4 Ft Lamp (De-Lamp) - Tr1 | COFL00AVDEL01 | 7 | Commercial | 01-ALC-AllCommercial-IntLight | 0 |  |  |  |  | 28.2518 | 16.4871 | 0 | 0 | 0 | 11.7647 | 92.5345 |  | kWh | 0.031538 | -0.15154 | Commercial |  | Annual | [5 empty] | 11 | 0.96 |  |  |  | 0 | 0 | 2.7294 | 0 | 0 | 0 | 0 | 0 | 0 | 0 | 0 | 0 | 2006 Qtr 1: 0; 2006 Qtr 2: 0; 2006 Qtr 3: 0; 2006 Qtr 4: 0; 2007 Qtr 1: 0; 2007 Qtr 2: 0; 2007 Qtr 3: 0; 2007 Qtr 4: 2.7294; 2008 Qtr 1: 0; 2008 Qtr 2: 0; 2008 Qtr 3: 0; 2008 Qtr 4: 0 | 2.7294
0 | 234330-Premium T8 with T12 40 Watt Baseline - Tr1 |  | 10 | Commercial | 14-MLI-Manufacturing–LightIndustry-LIGHT | 0 |  |  |  |  | 13.9589 | 13.1897 | 0 | 0 | 0 | 0.76922 | 30.5262 |  | kWh | 0.0093078 | -0.046284 | Commercial |  | Annual | [5 empty] | 11 | 0.96 |  |  |  | 0 | 0 | 32.7529 | 0 | 0 | 0 | 0 | 0 | 0 | 0 | 0 | 0 | 2006 Qtr 1: 0; 2006 Qtr 2: 0; 2006 Qtr 3: 0; 2006 Qtr 4: 0; 2007 Qtr 1: 0; 2007 Qtr 2: 0; 2007 Qtr 3: 0; 2007 Qtr 4: 32.7529; 2008 Qtr 1: 0; 2008 Qtr 2: 0; 2008 Qtr 3: 0; 2008 Qtr 4: 0 | 32.7529
0 | 234303-Lighting-Remove 4 Ft Lamp (De-Lamp) - Tr1 | COFL00AVDEL01 | 10 | Commercial | 14-MLI-Manufacturing–LightIndustry-LIGHT | 0 |  |  |  |  | 28.2518 | 16.4871 | 0 | 0 | 0 | 11.7647 | 101.5057 |  | kWh | 0.03095 | -0.1539 | Commercial |  | Annual | [5 empty] | 11 | 0.96 |  |  |  | 0 | 0 | 32.7529 | 0 | 0 | 0 | 0 | 0 | 0 | 0 | 0 | 0 | 2006 Qtr 1: 0; 2006 Qtr 2: 0; 2006 Qtr 3: 0; 2006 Qtr 4: 0; 2007 Qtr 1: 0; 2007 Qtr 2: 0; 2007 Qtr 3: 0; 2007 Qtr 4: 32.7529; 2008 Qtr 1: 0; 2008 Qtr 2: 0; 2008 Qtr 3: 0; 2008 Qtr 4: 0 | 32.7529
0 | 234330-Premium T8 with T12 40 Watt Baseline - Tr1 |  | 7 | Commercial | 01-ALC-AllCommercial-IntLight | 0 |  |  |  |  | 13.9589 | 13.1897 | 0 | 0 | 0 | 0.76922 | 34.727 |  | kWh | 0.010491 | -0.056872 | Commercial |  | Annual | [5 empty] | 11 | 0.96 |  |  |  | 0 | 0 | 9.098 | 0 | 0 | 0 | 0 | 0 | 0 | 0 | 0 | 0 | 2006 Qtr 1: 0; 2006 Qtr 2: 0; 2006 Qtr 3: 0; 2006 Qtr 4: 0; 2007 Qtr 1: 0; 2007 Qtr 2: 0; 2007 Qtr 3: 0; 2007 Qtr 4: 9.098; 2008 Qtr 1: 0; 2008 Qtr 2: 0; 2008 Qtr 3: 0; 2008 Qtr 4: 0 | 9.098
0 | 234303-Lighting-Remove 4 Ft Lamp (De-Lamp) - Tr1 | COFL00AVDEL01 | 7 | Commercial | 01-ALC-AllCommercial-IntLight | 0 |  |  |  |  | 28.2518 | 16.4871 | 0 | 0 | 0 | 11.7647 | 115.4744 |  | kWh | 0.034885 | -0.18911 | Commercial |  | Annual | [5 empty] | 11 | 0.96 |  |  |  | 0 | 0 | 4.549 | 0 | 0 | 0 | 0 | 0 | 0 | 0 | 0 | 0 | 2006 Qtr 1: 0; 2006 Qtr 2: 0; 2006 Qtr 3: 0; 2006 Qtr 4: 0; 2007 Qtr 1: 0; 2007 Qtr 2: 0; 2007 Qtr 3: 0; 2007 Qtr 4: 4.549; 2008 Qtr 1: 0; 2008 Qtr 2: 0; 2008 Qtr 3: 0; 2008 Qtr 4: 0 | 4.549
0 | 234126-Refrigeration - Efficient Evap Fan Motor Electronically Commutated Motor (ECM) | Averaged DEER Msrs | 10 | Commercial | 01-ALC-AllCommercial-Refrig | 0 |  |  |  |  | 6.7904 | 150 | 0 | 0 | 0 | -143.2096 | 116.369 |  | kWh | 0.015845 | -0.11528 | Commercial |  | Annual | [5 empty] | 15 | 0.96 |  |  |  | 0 | 0 | 10 | 0 | 0 | 0 | 0 | 0 | 0 | 0 | 0 | 0 | 2006 Qtr 1: 0; 2006 Qtr 2: 0; 2006 Qtr 3: 0; 2006 Qtr 4: 0; 2007 Qtr 1: 0; 2007 Qtr 2: 0; 2007 Qtr 3: 0; 2007 Qtr 4: 10; 2008 Qtr 1: 0; 2008 Qtr 2: 0; 2008 Qtr 3: 0; 2008 Qtr 4: 0 | 10
0 | 234126-Refrigeration - Efficient Evap Fan Motor Electronically Commutated Motor (ECM) | Averaged DEER Msrs | 10 | Commercial | 01-ALC-AllCommercial-Refrig | 0 |  |  |  |  | 6.7904 | 150 | 0 | 0 | 0 | -143.2096 | 116.369 |  | kWh | 0.015845 | -0.11528 | Commercial |  | Annual | [5 empty] | 15 | 0.96 |  |  |  | 0 | 0 | 14 | 0 | 0 | 0 | 0 | 0 | 0 | 0 | 0 | 0 | 2006 Qtr 1: 0; 2006 Qtr 2: 0; 2006 Qtr 3: 0; 2006 Qtr 4: 0; 2007 Qtr 1: 0; 2007 Qtr 2: 0; 2007 Qtr 3: 0; 2007 Qtr 4: 14; 2008 Qtr 1: 0; 2008 Qtr 2: 0; 2008 Qtr 3: 0; 2008 Qtr 4: 0 | 14
0 | 234126-Refrigeration - Efficient Evap Fan Motor Electronically Commutated Motor (ECM) | Averaged DEER Msrs | 10 | Commercial | 01-ALC-AllCommercial-Refrig | 0 |  |  |  |  | 6.7904 | 150 | 0 | 0 | 0 | -143.2096 | 116.369 |  | kWh | 0.015845 | -0.11528 | Commercial |  | Annual | [5 empty] | 15 | 0.96 |  |  |  | 0 | 0 | 4 | 0 | 0 | 0 | 0 | 0 | 0 | 0 | 0 | 0 | 2006 Qtr 1: 0; 2006 Qtr 2: 0; 2006 Qtr 3: 0; 2006 Qtr 4: 0; 2007 Qtr 1: 0; 2007 Qtr 2: 0; 2007 Qtr 3: 0; 2007 Qtr 4: 4; 2008 Qtr 1: 0; 2008 Qtr 2: 0; 2008 Qtr 3: 0; 2008 Qtr 4: 0 | 4
0 | 234049-Lighting-LED Exit Sign New Sign | CALC00AVETS01 | 7 | Commercial | 02-ASM-Assembly-Exit | 0 |  |  |  |  | 65.3696 | 45 | 0 | 0 | 0 | 20.3696 | 351.311 |  | kWh | 0 | 0 | Commercial |  | Annual | [5 empty] | 16 | 0.96 |  |  |  | 0 | 0 | 6 | 0 | 0 | 0 | 0 | 0 | 0 | 0 | 0 | 0 | 2006 Qtr 1: 0; 2006 Qtr 2: 0; 2006 Qtr 3: 0; 2006 Qtr 4: 0; 2007 Qtr 1: 0; 2007 Qtr 2: 0; 2007 Qtr 3: 0; 2007 Qtr 4: 6; 2008 Qtr 1: 0; 2008 Qtr 2: 0; 2008 Qtr 3: 0; 2008 Qtr 4: 0 | 6
0 | 234330-Premium T8 with T12 40 Watt Baseline - Tr1 |  | 7 | Commercial | 01-ALC-AllCommercial-IntLight | 0 |  |  |  |  | 13.9589 | 13.1897 | 0 | 0 | 0 | 0.76922 | 16.7728 |  | kWh | 0.0038804 | -0.027468 | Commercial |  | Annual | [5 empty] | 11 | 0.96 |  |  |  | 0 | 0 | 20.0156 | 0 | 0 | 0 | 0 | 0 | 0 | 0 | 0 | 0 | 2006 Qtr 1: 0; 2006 Qtr 2: 0; 2006 Qtr 3: 0; 2006 Qtr 4: 0; 2007 Qtr 1: 0; 2007 Qtr 2: 0; 2007 Qtr 3: 0; 2007 Qtr 4: 20.0156; 2008 Qtr 1: 0; 2008 Qtr 2: 0; 2008 Qtr 3: 0; 2008 Qtr 4: 0 | 20.0156
0 | 234303-Lighting-Remove 4 Ft Lamp (De-Lamp) - Tr1 | COFL00AVDEL01 | 7 | Commercial | 01-ALC-AllCommercial-IntLight | 0 |  |  |  |  | 28.2518 | 16.4871 | 0 | 0 | 0 | 11.7647 | 55.7729 |  | kWh | 0.012903 | -0.091338 | Commercial |  | Annual | [5 empty] | 11 | 0.96 |  |  |  | 0 | 0 | 3.6392 | 0 | 0 | 0 | 0 | 0 | 0 | 0 | 0 | 0 | 2006 Qtr 1: 0; 2006 Qtr 2: 0; 2006 Qtr 3: 0; 2006 Qtr 4: 0; 2007 Qtr 1: 0; 2007 Qtr 2: 0; 2007 Qtr 3: 0; 2007 Qtr 4: 3.6392; 2008 Qtr 1: 0; 2008 Qtr 2: 0; 2008 Qtr 3: 0; 2008 Qtr 4: 0 | 3.6392
0 | 234330-Premium T8 with T12 40 Watt Baseline - Tr1 |  | 7 | Commercial | 01-ALC-AllCommercial-IntLight | 0 |  |  |  |  | 13.9589 | 13.1897 | 0 | 0 | 0 | 0.76922 | 40.547 |  | kWh | 0.0073476 | -0.066403 | Commercial |  | Annual | [5 empty] | 11 | 0.96 |  |  |  | 0 | 0 | 36.3921 | 0 | 0 | 0 | 0 | 0 | 0 | 0 | 0 | 0 | 2006 Qtr 1: 0; 2006 Qtr 2: 0; 2006 Qtr 3: 0; 2006 Qtr 4: 0; 2007 Qtr 1: 0; 2007 Qtr 2: 0; 2007 Qtr 3: 0; 2007 Qtr 4: 36.3921; 2008 Qtr 1: 0; 2008 Qtr 2: 0; 2008 Qtr 3: 0; 2008 Qtr 4: 0 | 36.3921
0 | 234126-Refrigeration - Efficient Evap Fan Motor Electronically Commutated Motor (ECM) | Averaged DEER Msrs | 7 | Commercial | 01-ALC-AllCommercial-Refrig | 0 |  |  |  |  | 6.7904 | 150 | 0 | 0 | 0 | -143.2096 | 116.369 |  | kWh | 0.015845 | -0.11528 | Commercial |  | Annual | [5 empty] | 15 | 0.96 |  |  |  | 0 | 0 | 3 | 0 | 0 | 0 | 0 | 0 | 0 | 0 | 0 | 0 | 2006 Qtr 1: 0; 2006 Qtr 2: 0; 2006 Qtr 3: 0; 2006 Qtr 4: 0; 2007 Qtr 1: 0; 2007 Qtr 2: 0; 2007 Qtr 3: 0; 2007 Qtr 4: 3; 2008 Qtr 1: 0; 2008 Qtr 2: 0; 2008 Qtr 3: 0; 2008 Qtr 4: 0 | 3
0 | 234330-Premium T8 with T12 40 Watt Baseline - Tr1 |  | 7 | Commercial | 01-ALC-AllCommercial-IntLight | 0 |  |  |  |  | 13.9589 | 13.1897 | 0 | 0 | 0 | 0.76922 | 34.727 |  | kWh | 0.010491 | -0.056872 | Commercial |  | Annual | [5 empty] | 11 | 0.96 |  |  |  | 0 | 0 | 14.5568 | 0 | 0 | 0 | 0 | 0 | 0 | 0 | 0 | 0 | 2006 Qtr 1: 0; 2006 Qtr 2: 0; 2006 Qtr 3: 0; 2006 Qtr 4: 0; 2007 Qtr 1: 0; 2007 Qtr 2: 0; 2007 Qtr 3: 0; 2007 Qtr 4: 14.5568; 2008 Qtr 1: 0; 2008 Qtr 2: 0; 2008 Qtr 3: 0; 2008 Qtr 4: 0 | 14.5568
0 | 234303-Lighting-Remove 4 Ft Lamp (De-Lamp) - Tr1 | COFL00AVDEL01 | 7 | Commercial | 01-ALC-AllCommercial-IntLight | 0 |  |  |  |  | 28.2518 | 16.4871 | 0 | 0 | 0 | 11.7647 | 115.4744 |  | kWh | 0.034885 | -0.18911 | Commercial |  | Annual | [5 empty] | 11 | 0.96 |  |  |  | 0 | 0 | 7.2784 | 0 | 0 | 0 | 0 | 0 | 0 | 0 | 0 | 0 | 2006 Qtr 1: 0; 2006 Qtr 2: 0; 2006 Qtr 3: 0; 2006 Qtr 4: 0; 2007 Qtr 1: 0; 2007 Qtr 2: 0; 2007 Qtr 3: 0; 2007 Qtr 4: 7.2784; 2008 Qtr 1: 0; 2008 Qtr 2: 0; 2008 Qtr 3: 0; 2008 Qtr 4: 0 | 7.2784
0 | 234331-Premium T8 with T12 40 Watt Baseline - Tr2 |  | 7 | Commercial | 01-ALC-AllCommercial-IntLight | 0 |  |  |  |  | 13.9591 | 9.8923 | 0 | 0 | 0 | 4.0668 | 31.1202 |  | kWh | 0.0096442 | -0.050965 | Commercial |  | Annual | [5 empty] | 11 | 0.96 |  |  |  | 0 | 0 | 47.3097 | 0 | 0 | 0 | 0 | 0 | 0 | 0 | 0 | 0 | 2006 Qtr 1: 0; 2006 Qtr 2: 0; 2006 Qtr 3: 0; 2006 Qtr 4: 0; 2007 Qtr 1: 0; 2007 Qtr 2: 0; 2007 Qtr 3: 0; 2007 Qtr 4: 47.3097; 2008 Qtr 1: 0; 2008 Qtr 2: 0; 2008 Qtr 3: 0; 2008 Qtr 4: 0 | 47.3097
0 | 234304-Lighting-Remove 4 Ft Lamp (De-Lamp) - Tr2 | COFL00AVDEL01 | 7 | Commercial | 01-ALC-AllCommercial-IntLight | 0 |  |  |  |  | 28.2538 | 12.3653 | 0 | 0 | 0 | 15.8885 | 100.2216 |  | kWh | 0.031059 | -0.16413 | Commercial |  | Annual | [5 empty] | 11 | 0.96 |  |  |  | 0 | 0 | 47.3097 | 0 | 0 | 0 | 0 | 0 | 0 | 0 | 0 | 0 | 2006 Qtr 1: 0; 2006 Qtr 2: 0; 2006 Qtr 3: 0; 2006 Qtr 4: 0; 2007 Qtr 1: 0; 2007 Qtr 2: 0; 2007 Qtr 3: 0; 2007 Qtr 4: 47.3097; 2008 Qtr 1: 0; 2008 Qtr 2: 0; 2008 Qtr 3: 0; 2008 Qtr 4: 0 | 47.3097
0 | 234126-Refrigeration - Efficient Evap Fan Motor Electronically Commutated Motor (ECM) | Averaged DEER Msrs | 7 | Commercial | 01-ALC-AllCommercial-Refrig | 0 |  |  |  |  | 6.7904 | 150 | 0 | 0 | 0 | -143.2096 | 116.369 |  | kWh | 0.015845 | -0.11528 | Commercial |  | Annual | [5 empty] | 15 | 0.96 |  |  |  | 0 | 0 | 9 | 0 | 0 | 0 | 0 | 0 | 0 | 0 | 0 | 0 | 2006 Qtr 1: 0; 2006 Qtr 2: 0; 2006 Qtr 3: 0; 2006 Qtr 4: 0; 2007 Qtr 1: 0; 2007 Qtr 2: 0; 2007 Qtr 3: 0; 2007 Qtr 4: 9; 2008 Qtr 1: 0; 2008 Qtr 2: 0; 2008 Qtr 3: 0; 2008 Qtr 4: 0 | 9
0 | 234126-Refrigeration - Efficient Evap Fan Motor Electronically Commutated Motor (ECM) | Averaged DEER Msrs | 7 | Commercial | 01-ALC-AllCommercial-Refrig | 0 |  |  |  |  | 6.7904 | 150 | 0 | 0 | 0 | -143.2096 | 116.369 |  | kWh | 0.015845 | -0.11528 | Commercial |  | Annual | [5 empty] | 15 | 0.96 |  |  |  | 0 | 0 | 9 | 0 | 0 | 0 | 0 | 0 | 0 | 0 | 0 | 0 | 2006 Qtr 1: 0; 2006 Qtr 2: 0; 2006 Qtr 3: 0; 2006 Qtr 4: 0; 2007 Qtr 1: 0; 2007 Qtr 2: 0; 2007 Qtr 3: 0; 2007 Qtr 4: 9; 2008 Qtr 1: 0; 2008 Qtr 2: 0; 2008 Qtr 3: 0; 2008 Qtr 4: 0 | 9
0 | 234330-Premium T8 with T12 40 Watt Baseline - Tr1 |  | 7 | Commercial | 01-ALC-AllCommercial-IntLight | 0 |  |  |  |  | 13.9589 | 13.1897 | 0 | 0 | 0 | 0.76922 | 27.8282 |  | kWh | 0.0094846 | -0.045574 | Commercial |  | Annual | [5 empty] | 11 | 0.96 |  |  |  | 0 | 0 | 12.7372 | 0 | 0 | 0 | 0 | 0 | 0 | 0 | 0 | 0 | 2006 Qtr 1: 0; 2006 Qtr 2: 0; 2006 Qtr 3: 0; 2006 Qtr 4: 0; 2007 Qtr 1: 0; 2007 Qtr 2: 0; 2007 Qtr 3: 0; 2007 Qtr 4: 12.7372; 2008 Qtr 1: 0; 2008 Qtr 2: 0; 2008 Qtr 3: 0; 2008 Qtr 4: 0 | 12.7372
0 | 234303-Lighting-Remove 4 Ft Lamp (De-Lamp) - Tr1 | COFL00AVDEL01 | 7 | Commercial | 01-ALC-AllCommercial-IntLight | 0 |  |  |  |  | 28.2518 | 16.4871 | 0 | 0 | 0 | 11.7647 | 92.5345 |  | kWh | 0.031538 | -0.15154 | Commercial |  | Annual | [5 empty] | 11 | 0.96 |  |  |  | 0 | 0 | 10.9176 | 0 | 0 | 0 | 0 | 0 | 0 | 0 | 0 | 0 | 2006 Qtr 1: 0; 2006 Qtr 2: 0; 2006 Qtr 3: 0; 2006 Qtr 4: 0; 2007 Qtr 1: 0; 2007 Qtr 2: 0; 2007 Qtr 3: 0; 2007 Qtr 4: 10.9176; 2008 Qtr 1: 0; 2008 Qtr 2: 0; 2008 Qtr 3: 0; 2008 Qtr 4: 0 | 10.9176
0 | 234330-Premium T8 with T12 40 Watt Baseline - Tr1 |  | 7 | Commercial | 01-ALC-AllCommercial-IntLight | 0 |  |  |  |  | 13.9589 | 13.1897 | 0 | 0 | 0 | 0.76922 | 16.7728 |  | kWh | 0.0038804 | -0.027468 | Commercial |  | Annual | [5 empty] | 11 | 0.96 |  |  |  | 0 | 0 | 7.2784 | 0 | 0 | 0 | 0 | 0 | 0 | 0 | 0 | 0 | 2006 Qtr 1: 0; 2006 Qtr 2: 0; 2006 Qtr 3: 0; 2006 Qtr 4: 0; 2007 Qtr 1: 0; 2007 Qtr 2: 0; 2007 Qtr 3: 0; 2007 Qtr 4: 7.2784; 2008 Qtr 1: 0; 2008 Qtr 2: 0; 2008 Qtr 3: 0; 2008 Qtr 4: 0 | 7.2784
0 | 234303-Lighting-Remove 4 Ft Lamp (De-Lamp) - Tr1 | COFL00AVDEL01 | 7 | Commercial | 01-ALC-AllCommercial-IntLight | 0 |  |  |  |  | 28.2518 | 16.4871 | 0 | 0 | 0 | 11.7647 | 55.7729 |  | kWh | 0.012903 | -0.091338 | Commercial |  | Annual | [5 empty] | 11 | 0.96 |  |  |  | 0 | 0 | 7.2784 | 0 | 0 | 0 | 0 | 0 | 0 | 0 | 0 | 0 | 2006 Qtr 1: 0; 2006 Qtr 2: 0; 2006 Qtr 3: 0; 2006 Qtr 4: 0; 2007 Qtr 1: 0; 2007 Qtr 2: 0; 2007 Qtr 3: 0; 2007 Qtr 4: 7.2784; 2008 Qtr 1: 0; 2008 Qtr 2: 0; 2008 Qtr 3: 0; 2008 Qtr 4: 0 | 7.2784
0 | 234049-Lighting-LED Exit Sign New Sign | CALC00AVETS01 | 7 | Commercial | 02-ASM-Assembly-Exit | 0 |  |  |  |  | 65.3696 | 45 | 0 | 0 | 0 | 20.3696 | 351.311 |  | kWh | 0 | 0 | Commercial |  | Annual | [5 empty] | 16 | 0.96 |  |  |  | 0 | 0 | 5 | 0 | 0 | 0 | 0 | 0 | 0 | 0 | 0 | 0 | 2006 Qtr 1: 0; 2006 Qtr 2: 0; 2006 Qtr 3: 0; 2006 Qtr 4: 0; 2007 Qtr 1: 0; 2007 Qtr 2: 0; 2007 Qtr 3: 0; 2007 Qtr 4: 5; 2008 Qtr 1: 0; 2008 Qtr 2: 0; 2008 Qtr 3: 0; 2008 Qtr 4: 0 | 5
0 | 234331-Premium T8 with T12 40 Watt Baseline - Tr2 |  | 7 | Commercial | 01-ALC-AllCommercial-IntLight | 0 |  |  |  |  | 13.9591 | 9.8923 | 0 | 0 | 0 | 4.0668 | 17.3182 |  | kWh | 0.0040066 | -0.028362 | Commercial |  | Annual | [5 empty] | 11 | 0.96 |  |  |  | 0 | 0 | 41.8509 | 0 | 0 | 0 | 0 | 0 | 0 | 0 | 0 | 0 | 2006 Qtr 1: 0; 2006 Qtr 2: 0; 2006 Qtr 3: 0; 2006 Qtr 4: 0; 2007 Qtr 1: 0; 2007 Qtr 2: 0; 2007 Qtr 3: 0; 2007 Qtr 4: 41.8509; 2008 Qtr 1: 0; 2008 Qtr 2: 0; 2008 Qtr 3: 0; 2008 Qtr 4: 0 | 41.8509
0 | 234304-Lighting-Remove 4 Ft Lamp (De-Lamp) - Tr2 | COFL00AVDEL01 | 7 | Commercial | 01-ALC-AllCommercial-IntLight | 0 |  |  |  |  | 28.2538 | 12.3653 | 0 | 0 | 0 | 15.8885 | 55.7729 |  | kWh | 0.012903 | -0.091338 | Commercial |  | Annual | [5 empty] | 11 | 0.96 |  |  |  | 0 | 0 | 41.8509 | 0 | 0 | 0 | 0 | 0 | 0 | 0 | 0 | 0 | 2006 Qtr 1: 0; 2006 Qtr 2: 0; 2006 Qtr 3: 0; 2006 Qtr 4: 0; 2007 Qtr 1: 0; 2007 Qtr 2: 0; 2007 Qtr 3: 0; 2007 Qtr 4: 41.8509; 2008 Qtr 1: 0; 2008 Qtr 2: 0; 2008 Qtr 3: 0; 2008 Qtr 4: 0 | 41.8509
0 | 234330-Premium T8 with T12 40 Watt Baseline - Tr1 |  | 7 | Commercial | 01-ALC-AllCommercial-IntLight | 0 |  |  |  |  | 13.9589 | 13.1897 | 0 | 0 | 0 | 0.76922 | 33.262 |  | kWh | 0.0095047 | -0.054473 | Commercial |  | Annual | [5 empty] | 11 | 0.96 |  |  |  | 0 | 0 | 47.3097 | 0 | 0 | 0 | 0 | 0 | 0 | 0 | 0 | 0 | 2006 Qtr 1: 0; 2006 Qtr 2: 0; 2006 Qtr 3: 0; 2006 Qtr 4: 0; 2007 Qtr 1: 0; 2007 Qtr 2: 0; 2007 Qtr 3: 47.3097; 2007 Qtr 4: 0; 2008 Qtr 1: 0; 2008 Qtr 2: 0; 2008 Qtr 3: 0; 2008 Qtr 4: 0 | 47.3097
0 | 234303-Lighting-Remove 4 Ft Lamp (De-Lamp) - Tr1 | COFL00AVDEL01 | 7 | Commercial | 01-ALC-AllCommercial-IntLight | 0 |  |  |  |  | 28.2518 | 16.4871 | 0 | 0 | 0 | 11.7647 | 110.603 |  | kWh | 0.031605 | -0.18113 | Commercial |  | Annual | [5 empty] | 11 | 0.96 |  |  |  | 0 | 0 | 18.196 | 0 | 0 | 0 | 0 | 0 | 0 | 0 | 0 | 0 | 2006 Qtr 1: 0; 2006 Qtr 2: 0; 2006 Qtr 3: 0; 2006 Qtr 4: 0; 2007 Qtr 1: 0; 2007 Qtr 2: 0; 2007 Qtr 3: 18.196; 2007 Qtr 4: 0; 2008 Qtr 1: 0; 2008 Qtr 2: 0; 2008 Qtr 3: 0; 2008 Qtr 4: 0 | 18.196
0 | 234331-Premium T8 with T12 40 Watt Baseline - Tr2 |  | 10 | Commercial | 14-MLI-Manufacturing–LightIndustry-LIGHT | 0 |  |  |  |  | 13.9591 | 9.8923 | 0 | 0 | 0 | 4.0668 | 31.5189 |  | kWh | 0.0096105 | -0.047789 | Commercial |  | Annual | [5 empty] | 11 | 0.96 |  |  |  | 0 | 0 | 45.4901 | 0 | 0 | 0 | 0 | 0 | 0 | 0 | 0 | 0 | 2006 Qtr 1: 0; 2006 Qtr 2: 0; 2006 Qtr 3: 0; 2006 Qtr 4: 0; 2007 Qtr 1: 0; 2007 Qtr 2: 0; 2007 Qtr 3: 0; 2007 Qtr 4: 45.4901; 2008 Qtr 1: 0; 2008 Qtr 2: 0; 2008 Qtr 3: 0; 2008 Qtr 4: 0 | 45.4901
0 | 234304-Lighting-Remove 4 Ft Lamp (De-Lamp) - Tr2 | COFL00AVDEL01 | 10 | Commercial | 14-MLI-Manufacturing–LightIndustry-LIGHT | 0 |  |  |  |  | 28.2538 | 12.3653 | 0 | 0 | 0 | 15.8885 | 101.5057 |  | kWh | 0.03095 | -0.1539 | Commercial |  | Annual | [5 empty] | 11 | 0.96 |  |  |  | 0 | 0 | 38.2117 | 0 | 0 | 0 | 0 | 0 | 0 | 0 | 0 | 0 | 2006 Qtr 1: 0; 2006 Qtr 2: 0; 2006 Qtr 3: 0; 2006 Qtr 4: 0; 2007 Qtr 1: 0; 2007 Qtr 2: 0; 2007 Qtr 3: 0; 2007 Qtr 4: 38.2117; 2008 Qtr 1: 0; 2008 Qtr 2: 0; 2008 Qtr 3: 0; 2008 Qtr 4: 0 | 38.2117
0 | 234049-Lighting-LED Exit Sign New Sign | CALC00AVETS01 | 7 | Commercial | 02-ASM-Assembly-Exit | 0 |  |  |  |  | 65.3696 | 45 | 0 | 0 | 0 | 20.3696 | 351.311 |  | kWh | 0 | 0 | Commercial |  | Annual | [5 empty] | 16 | 0.96 |  |  |  | 0 | 0 | 1 | 0 | 0 | 0 | 0 | 0 | 0 | 0 | 0 | 0 | 2006 Qtr 1: 0; 2006 Qtr 2: 0; 2006 Qtr 3: 0; 2006 Qtr 4: 0; 2007 Qtr 1: 0; 2007 Qtr 2: 0; 2007 Qtr 3: 0; 2007 Qtr 4: 1; 2008 Qtr 1: 0; 2008 Qtr 2: 0; 2008 Qtr 3: 0; 2008 Qtr 4: 0 | 1
0 | 234330-Premium T8 with T12 40 Watt Baseline - Tr1 |  | 7 | Commercial | 01-ALC-AllCommercial-IntLight | 0 |  |  |  |  | 13.9589 | 13.1897 | 0 | 0 | 0 | 0.76922 | 16.7728 |  | kWh | 0.0038804 | -0.027468 | Commercial |  | Annual | [5 empty] | 11 | 0.96 |  |  |  | 0 | 0 | 40.0313 | 0 | 0 | 0 | 0 | 0 | 0 | 0 | 0 | 0 | 2006 Qtr 1: 0; 2006 Qtr 2: 0; 2006 Qtr 3: 0; 2006 Qtr 4: 0; 2007 Qtr 1: 0; 2007 Qtr 2: 0; 2007 Qtr 3: 0; 2007 Qtr 4: 40.0313; 2008 Qtr 1: 0; 2008 Qtr 2: 0; 2008 Qtr 3: 0; 2008 Qtr 4: 0 | 40.0313
0 | 234303-Lighting-Remove 4 Ft Lamp (De-Lamp) - Tr1 | COFL00AVDEL01 | 7 | Commercial | 01-ALC-AllCommercial-IntLight | 0 |  |  |  |  | 28.2518 | 16.4871 | 0 | 0 | 0 | 11.7647 | 55.7729 |  | kWh | 0.012903 | -0.091338 | Commercial |  | Annual | [5 empty] | 11 | 0.96 |  |  |  | 0 | 0 | 40.0313 | 0 | 0 | 0 | 0 | 0 | 0 | 0 | 0 | 0 | 2006 Qtr 1: 0; 2006 Qtr 2: 0; 2006 Qtr 3: 0; 2006 Qtr 4: 0; 2007 Qtr 1: 0; 2007 Qtr 2: 0; 2007 Qtr 3: 0; 2007 Qtr 4: 40.0313; 2008 Qtr 1: 0; 2008 Qtr 2: 0; 2008 Qtr 3: 0; 2008 Qtr 4: 0 | 40.0313
0 | 234330-Premium T8 with T12 40 Watt Baseline - Tr1 |  | 7 | Commercial | 01-ALC-AllCommercial-IntLight | 0 |  |  |  |  | 13.9589 | 13.1897 | 0 | 0 | 0 | 0.76922 | 27.8282 |  | kWh | 0.0094846 | -0.045574 | Commercial |  | Annual | [5 empty] | 11 | 0.96 |  |  |  | 0 | 0 | 63.6862 | 0 | 0 | 0 | 0 | 0 | 0 | 0 | 0 | 0 | 2006 Qtr 1: 0; 2006 Qtr 2: 0; 2006 Qtr 3: 0; 2006 Qtr 4: 0; 2007 Qtr 1: 0; 2007 Qtr 2: 0; 2007 Qtr 3: 0; 2007 Qtr 4: 63.6862; 2008 Qtr 1: 0; 2008 Qtr 2: 0; 2008 Qtr 3: 0; 2008 Qtr 4: 0 | 63.6862
0 | 234303-Lighting-Remove 4 Ft Lamp (De-Lamp) - Tr1 | COFL00AVDEL01 | 7 | Commercial | 01-ALC-AllCommercial-IntLight | 0 |  |  |  |  | 28.2518 | 16.4871 | 0 | 0 | 0 | 11.7647 | 92.5345 |  | kWh | 0.031538 | -0.15154 | Commercial |  | Annual | [5 empty] | 11 | 0.96 |  |  |  | 0 | 0 | 33.6627 | 0 | 0 | 0 | 0 | 0 | 0 | 0 | 0 | 0 | 2006 Qtr 1: 0; 2006 Qtr 2: 0; 2006 Qtr 3: 0; 2006 Qtr 4: 0; 2007 Qtr 1: 0; 2007 Qtr 2: 0; 2007 Qtr 3: 0; 2007 Qtr 4: 33.6627; 2008 Qtr 1: 0; 2008 Qtr 2: 0; 2008 Qtr 3: 0; 2008 Qtr 4: 0 | 33.6627
0 | 234330-Premium T8 with T12 40 Watt Baseline - Tr1 |  | 10 | Commercial | 01-ALC-AllCommercial-IntLight | 0 |  |  |  |  | 13.9589 | 13.1897 | 0 | 0 | 0 | 0.76922 | 16.7728 |  | kWh | 0.0038804 | -0.027468 | Commercial |  | Annual | [5 empty] | 11 | 0.96 |  |  |  | 0 | 0 | 225.6309 | 0 | 0 | 0 | 0 | 0 | 0 | 0 | 0 | 0 | 2006 Qtr 1: 0; 2006 Qtr 2: 0; 2006 Qtr 3: 0; 2006 Qtr 4: 0; 2007 Qtr 1: 0; 2007 Qtr 2: 0; 2007 Qtr 3: 0; 2007 Qtr 4: 225.6309; 2008 Qtr 1: 0; 2008 Qtr 2: 0; 2008 Qtr 3: 0; 2008 Qtr 4: 0 | 225.6309
0 | 234303-Lighting-Remove 4 Ft Lamp (De-Lamp) - Tr1 | COFL00AVDEL01 | 10 | Commercial | 01-ALC-AllCommercial-IntLight | 0 |  |  |  |  | 28.2518 | 16.4871 | 0 | 0 | 0 | 11.7647 | 55.7729 |  | kWh | 0.012903 | -0.091338 | Commercial |  | Annual | [5 empty] | 11 | 0.96 |  |  |  | 0 | 0 | 225.6309 | 0 | 0 | 0 | 0 | 0 | 0 | 0 | 0 | 0 | 2006 Qtr 1: 0; 2006 Qtr 2: 0; 2006 Qtr 3: 0; 2006 Qtr 4: 0; 2007 Qtr 1: 0; 2007 Qtr 2: 0; 2007 Qtr 3: 0; 2007 Qtr 4: 225.6309; 2008 Qtr 1: 0; 2008 Qtr 2: 0; 2008 Qtr 3: 0; 2008 Qtr 4: 0 | 225.6309
0 | 234049-Lighting-LED Exit Sign New Sign | CALC00AVETS01 | 10 | Commercial | 02-ASM-Assembly-Exit | 0 |  |  |  |  | 65.3696 | 45 | 0 | 0 | 0 | 20.3696 | 351.311 |  | kWh | 0 | 0 | Commercial |  | Annual | [5 empty] | 16 | 0.96 |  |  |  | 0 | 0 | 25 | 0 | 0 | 0 | 0 | 0 | 0 | 0 | 0 | 0 | 2006 Qtr 1: 0; 2006 Qtr 2: 0; 2006 Qtr 3: 0; 2006 Qtr 4: 0; 2007 Qtr 1: 0; 2007 Qtr 2: 0; 2007 Qtr 3: 0; 2007 Qtr 4: 25; 2008 Qtr 1: 0; 2008 Qtr 2: 0; 2008 Qtr 3: 0; 2008 Qtr 4: 0 | 25
0 | 234330-Premium T8 with T12 40 Watt Baseline - Tr1 |  | 10 | Commercial | 01-ALC-AllCommercial-IntLight | 0 |  |  |  |  | 13.9589 | 13.1897 | 0 | 0 | 0 | 0.76922 | 34.727 |  | kWh | 0.010491 | -0.056872 | Commercial |  | Annual | [5 empty] | 11 | 0.96 |  |  |  | 0 | 0 | 18.196 | 0 | 0 | 0 | 0 | 0 | 0 | 0 | 0 | 0 | 2006 Qtr 1: 0; 2006 Qtr 2: 0; 2006 Qtr 3: 0; 2006 Qtr 4: 0; 2007 Qtr 1: 0; 2007 Qtr 2: 0; 2007 Qtr 3: 0; 2007 Qtr 4: 18.196; 2008 Qtr 1: 0; 2008 Qtr 2: 0; 2008 Qtr 3: 0; 2008 Qtr 4: 0 | 18.196
0 | 234330-Premium T8 with T12 40 Watt Baseline - Tr1 |  | 10 | Commercial | 14-MLI-Manufacturing–LightIndustry-LIGHT | 0 |  |  |  |  | 13.9589 | 13.1897 | 0 | 0 | 0 | 0.76922 | 30.5262 |  | kWh | 0.0093078 | -0.046284 | Commercial |  | Annual | [5 empty] | 11 | 0.96 |  |  |  | 0 | 0 | 89.1606 | 0 | 0 | 0 | 0 | 0 | 0 | 0 | 0 | 0 | 2006 Qtr 1: 0; 2006 Qtr 2: 0; 2006 Qtr 3: 0; 2006 Qtr 4: 0; 2007 Qtr 1: 0; 2007 Qtr 2: 0; 2007 Qtr 3: 0; 2007 Qtr 4: 89.1606; 2008 Qtr 1: 0; 2008 Qtr 2: 0; 2008 Qtr 3: 0; 2008 Qtr 4: 0 | 89.1606
0 | 234303-Lighting-Remove 4 Ft Lamp (De-Lamp) - Tr1 | COFL00AVDEL01 | 10 | Commercial | 14-MLI-Manufacturing–LightIndustry-LIGHT | 0 |  |  |  |  | 28.2518 | 16.4871 | 0 | 0 | 0 | 11.7647 | 101.5057 |  | kWh | 0.03095 | -0.1539 | Commercial |  | Annual | [5 empty] | 11 | 0.96 |  |  |  | 0 | 0 | 21.8353 | 0 | 0 | 0 | 0 | 0 | 0 | 0 | 0 | 0 | 2006 Qtr 1: 0; 2006 Qtr 2: 0; 2006 Qtr 3: 0; 2006 Qtr 4: 0; 2007 Qtr 1: 0; 2007 Qtr 2: 0; 2007 Qtr 3: 0; 2007 Qtr 4: 21.8353; 2008 Qtr 1: 0; 2008 Qtr 2: 0; 2008 Qtr 3: 0; 2008 Qtr 4: 0 | 21.8353
0 | 234331-Premium T8 with T12 40 Watt Baseline - Tr2 |  | 10 | Commercial | 14-MLI-Manufacturing–LightIndustry-LIGHT | 0 |  |  |  |  | 13.9591 | 9.8923 | 0 | 0 | 0 | 4.0668 | 31.5189 |  | kWh | 0.0096105 | -0.047789 | Commercial |  | Annual | [5 empty] | 11 | 0.96 |  |  |  | 0 | 0 | 83.7018 | 0 | 0 | 0 | 0 | 0 | 0 | 0 | 0 | 0 | 2006 Qtr 1: 0; 2006 Qtr 2: 0; 2006 Qtr 3: 0; 2006 Qtr 4: 0; 2007 Qtr 1: 0; 2007 Qtr 2: 0; 2007 Qtr 3: 0; 2007 Qtr 4: 83.7018; 2008 Qtr 1: 0; 2008 Qtr 2: 0; 2008 Qtr 3: 0; 2008 Qtr 4: 0 | 83.7018
0 | 234304-Lighting-Remove 4 Ft Lamp (De-Lamp) - Tr2 | COFL00AVDEL01 | 10 | Commercial | 14-MLI-Manufacturing–LightIndustry-LIGHT | 0 |  |  |  |  | 28.2538 | 12.3653 | 0 | 0 | 0 | 15.8885 | 101.5057 |  | kWh | 0.03095 | -0.1539 | Commercial |  | Annual | [5 empty] | 11 | 0.96 |  |  |  | 0 | 0 | 76.4234 | 0 | 0 | 0 | 0 | 0 | 0 | 0 | 0 | 0 | 2006 Qtr 1: 0; 2006 Qtr 2: 0; 2006 Qtr 3: 0; 2006 Qtr 4: 0; 2007 Qtr 1: 0; 2007 Qtr 2: 0; 2007 Qtr 3: 0; 2007 Qtr 4: 76.4234; 2008 Qtr 1: 0; 2008 Qtr 2: 0; 2008 Qtr 3: 0; 2008 Qtr 4: 0 | 76.4234
0 | 234307-Lighting-Remove 8 Ft Lamp (De-Lamp) - Tr2 | CRTL00AVDEL02 | 10 | Commercial | 14-MLI-Manufacturing–LightIndustry-LIGHT | 0 |  |  |  |  | 28.4684 | 16.4871 | 0 | 0 | 0 | 11.9813 | 167.5216 |  | kWh | 0.05108 | -0.254 | Commercial |  | Annual | [5 empty] | 11 | 0.96 |  |  |  | 0 | 0 | 1.8196 | 0 | 0 | 0 | 0 | 0 | 0 | 0 | 0 | 0 | 2006 Qtr 1: 0; 2006 Qtr 2: 0; 2006 Qtr 3: 0; 2006 Qtr 4: 0; 2007 Qtr 1: 0; 2007 Qtr 2: 0; 2007 Qtr 3: 0; 2007 Qtr 4: 1.8196; 2008 Qtr 1: 0; 2008 Qtr 2: 0; 2008 Qtr 3: 0; 2008 Qtr 4: 0 | 1.8196
0 | 234330-Premium T8 with T12 40 Watt Baseline - Tr1 |  | 10 | Commercial | 01-ALC-AllCommercial-IntLight | 0 |  |  |  |  | 13.9589 | 13.1897 | 0 | 0 | 0 | 0.76922 | 29.288 |  | kWh | 0.0075498 | -0.047964 | Commercial |  | Annual | [5 empty] | 11 | 0.96 |  |  |  | 0 | 0 | 16.3764 | 0 | 0 | 0 | 0 | 0 | 0 | 0 | 0 | 0 | 2006 Qtr 1: 0; 2006 Qtr 2: 0; 2006 Qtr 3: 0; 2006 Qtr 4: 0; 2007 Qtr 1: 0; 2007 Qtr 2: 0; 2007 Qtr 3: 0; 2007 Qtr 4: 16.3764; 2008 Qtr 1: 0; 2008 Qtr 2: 0; 2008 Qtr 3: 0; 2008 Qtr 4: 0 | 16.3764
0 | 234303-Lighting-Remove 4 Ft Lamp (De-Lamp) - Tr1 | COFL00AVDEL01 | 10 | Commercial | 01-ALC-AllCommercial-IntLight | 0 |  |  |  |  | 28.2518 | 16.4871 | 0 | 0 | 0 | 11.7647 | 97.3885 |  | kWh | 0.025105 | -0.15949 | Commercial |  | Annual | [5 empty] | 11 | 0.96 |  |  |  | 0 | 0 | 16.3764 | 0 | 0 | 0 | 0 | 0 | 0 | 0 | 0 | 0 | 2006 Qtr 1: 0; 2006 Qtr 2: 0; 2006 Qtr 3: 0; 2006 Qtr 4: 0; 2007 Qtr 1: 0; 2007 Qtr 2: 0; 2007 Qtr 3: 0; 2007 Qtr 4: 16.3764; 2008 Qtr 1: 0; 2008 Qtr 2: 0; 2008 Qtr 3: 0; 2008 Qtr 4: 0 | 16.3764
0 | 234331-Premium T8 with T12 40 Watt Baseline - Tr2 |  | System | Commercial | 01-ALC-AllCommercial-IntLight | 0 |  |  |  |  | 13.9591 | 9.8923 | 0 | 0 | 0 | 4.0668 | 35.8564 |  | kWh | 0.010832 | -0.058721 | Commercial |  | Annual | [5 empty] | 11 | 0.96 |  |  |  | 0 | 0 | 16.3764 | 0 | 0 | 0 | 0 | 0 | 0 | 0 | 0 | 0 | 2006 Qtr 1: 0; 2006 Qtr 2: 0; 2006 Qtr 3: 0; 2006 Qtr 4: 0; 2007 Qtr 1: 0; 2007 Qtr 2: 0; 2007 Qtr 3: 0; 2007 Qtr 4: 16.3764; 2008 Qtr 1: 0; 2008 Qtr 2: 0; 2008 Qtr 3: 0; 2008 Qtr 4: 0 | 16.3764
0 | 234304-Lighting-Remove 4 Ft Lamp (De-Lamp) - Tr2 | COFL00AVDEL01 | System | Commercial | 01-ALC-AllCommercial-IntLight | 0 |  |  |  |  | 28.2538 | 12.3653 | 0 | 0 | 0 | 15.8885 | 115.4744 |  | kWh | 0.034885 | -0.18911 | Commercial |  | Annual | [5 empty] | 11 | 0.96 |  |  |  | 0 | 0 | 16.3764 | 0 | 0 | 0 | 0 | 0 | 0 | 0 | 0 | 0 | 2006 Qtr 1: 0; 2006 Qtr 2: 0; 2006 Qtr 3: 0; 2006 Qtr 4: 0; 2007 Qtr 1: 0; 2007 Qtr 2: 0; 2007 Qtr 3: 0; 2007 Qtr 4: 16.3764; 2008 Qtr 1: 0; 2008 Qtr 2: 0; 2008 Qtr 3: 0; 2008 Qtr 4: 0 | 16.3764
0 | 234295-Lighting-Occupancy Sensor-Wallbox Lghtng Snsr-Tr2 | CALC00AVOCC01 | System | Commercial | 01-ALC-AllCommercial-IntLight | 0 |  |  |  |  | 42.2833 | 30 | 0 | 0 | 0 | 12.2833 | 213.759 |  | kWh | 0.17617 | 0 | Commercial |  | Annual | [5 empty] | 8 | 0.96 |  |  |  | 0 | 0 | 1 | 0 | 0 | 0 | 0 | 0 | 0 | 0 | 0 | 0 | 2006 Qtr 1: 0; 2006 Qtr 2: 0; 2006 Qtr 3: 0; 2006 Qtr 4: 0; 2007 Qtr 1: 0; 2007 Qtr 2: 0; 2007 Qtr 3: 0; 2007 Qtr 4: 1; 2008 Qtr 1: 0; 2008 Qtr 2: 0; 2008 Qtr 3: 0; 2008 Qtr 4: 0 | 1
0 | 234331-Premium T8 with T12 40 Watt Baseline - Tr2 |  | 7 | Commercial | 01-ALC-AllCommercial-IntLight | 0 |  |  |  |  | 13.9591 | 9.8923 | 0 | 0 | 0 | 4.0668 | 29.1409 |  | kWh | 0.0078993 | -0.047723 | Commercial |  | Annual | [5 empty] | 11 | 0.96 |  |  |  | 0 | 0 | 101.8978 | 0 | 0 | 0 | 0 | 0 | 0 | 0 | 0 | 0 | 2006 Qtr 1: 0; 2006 Qtr 2: 0; 2006 Qtr 3: 0; 2006 Qtr 4: 0; 2007 Qtr 1: 0; 2007 Qtr 2: 0; 2007 Qtr 3: 0; 2007 Qtr 4: 101.8978; 2008 Qtr 1: 0; 2008 Qtr 2: 0; 2008 Qtr 3: 0; 2008 Qtr 4: 0 | 101.8978
0 | 234304-Lighting-Remove 4 Ft Lamp (De-Lamp) - Tr2 | COFL00AVDEL01 | 7 | Commercial | 01-ALC-AllCommercial-IntLight | 0 |  |  |  |  | 28.2538 | 12.3653 | 0 | 0 | 0 | 15.8885 | 93.8474 |  | kWh | 0.025439 | -0.15369 | Commercial |  | Annual | [5 empty] | 11 | 0.96 |  |  |  | 0 | 0 | 101.8978 | 0 | 0 | 0 | 0 | 0 | 0 | 0 | 0 | 0 | 2006 Qtr 1: 0; 2006 Qtr 2: 0; 2006 Qtr 3: 0; 2006 Qtr 4: 0; 2007 Qtr 1: 0; 2007 Qtr 2: 0; 2007 Qtr 3: 0; 2007 Qtr 4: 101.8978; 2008 Qtr 1: 0; 2008 Qtr 2: 0; 2008 Qtr 3: 0; 2008 Qtr 4: 0 | 101.8978
0 | 234330-Premium T8 with T12 40 Watt Baseline - Tr1 |  | 10 | Commercial | 01-ALC-AllCommercial-IntLight | 0 |  |  |  |  | 13.9589 | 13.1897 | 0 | 0 | 0 | 0.76922 | 16.7728 |  | kWh | 0.0038804 | -0.027468 | Commercial |  | Annual | [5 empty] | 11 | 0.96 |  |  |  | 0 | 0 | 280.2191 | 0 | 0 | 0 | 0 | 0 | 0 | 0 | 0 | 0 | 2006 Qtr 1: 0; 2006 Qtr 2: 0; 2006 Qtr 3: 0; 2006 Qtr 4: 0; 2007 Qtr 1: 0; 2007 Qtr 2: 0; 2007 Qtr 3: 280.2191; 2007 Qtr 4: 0; 2008 Qtr 1: 0; 2008 Qtr 2: 0; 2008 Qtr 3: 0; 2008 Qtr 4: 0 | 280.2191
0 | 234303-Lighting-Remove 4 Ft Lamp (De-Lamp) - Tr1 | COFL00AVDEL01 | 10 | Commercial | 01-ALC-AllCommercial-IntLight | 0 |  |  |  |  | 28.2518 | 16.4871 | 0 | 0 | 0 | 11.7647 | 55.7729 |  | kWh | 0.012903 | -0.091338 | Commercial |  | Annual | [5 empty] | 11 | 0.96 |  |  |  | 0 | 0 | 223.8113 | 0 | 0 | 0 | 0 | 0 | 0 | 0 | 0 | 0 | 2006 Qtr 1: 0; 2006 Qtr 2: 0; 2006 Qtr 3: 0; 2006 Qtr 4: 0; 2007 Qtr 1: 0; 2007 Qtr 2: 0; 2007 Qtr 3: 223.8113; 2007 Qtr 4: 0; 2008 Qtr 1: 0; 2008 Qtr 2: 0; 2008 Qtr 3: 0; 2008 Qtr 4: 0 | 223.8113
0 | 234332-Premium T8 with T12 40 Watt Baseline - Tr3 |  | System | Commercial | 01-ALC-AllCommercial-IntLight | 0 |  |  |  |  | 13.9591 | 7.1444 | 0 | 0 | 0 | 6.8147 | 28.1797 |  | kWh | 0.008733 | -0.046149 | Commercial |  | Annual | [5 empty] | 11 | 0.96 |  |  |  | 0 | 0 | 46.3999 | 0 | 0 | 0 | 0 | 0 | 0 | 0 | 0 | 0 | 2006 Qtr 1: 0; 2006 Qtr 2: 0; 2006 Qtr 3: 0; 2006 Qtr 4: 0; 2007 Qtr 1: 0; 2007 Qtr 2: 0; 2007 Qtr 3: 0; 2007 Qtr 4: 46.3999; 2008 Qtr 1: 0; 2008 Qtr 2: 0; 2008 Qtr 3: 0; 2008 Qtr 4: 0 | 46.3999
0 | 234305-Lighting-Remove 4 Ft Lamp (De-Lamp) - Tr3 | COFL00AVDEL01 | System | Commercial | 01-ALC-AllCommercial-IntLight | 0 |  |  |  |  | 28.2538 | 8.7931 | 0 | 0 | 0 | 19.4607 | 100.2216 |  | kWh | 0.031059 | -0.16413 | Commercial |  | Annual | [5 empty] | 11 | 0.96 |  |  |  | 0 | 0 | 43.6705 | 0 | 0 | 0 | 0 | 0 | 0 | 0 | 0 | 0 | 2006 Qtr 1: 0; 2006 Qtr 2: 0; 2006 Qtr 3: 0; 2006 Qtr 4: 0; 2007 Qtr 1: 0; 2007 Qtr 2: 0; 2007 Qtr 3: 0; 2007 Qtr 4: 43.6705; 2008 Qtr 1: 0; 2008 Qtr 2: 0; 2008 Qtr 3: 0; 2008 Qtr 4: 0 | 43.6705
0 | 234296-Lighting-Occupancy Sensor-Wallbox Lghtng Snsr-Tr3 | CALC00AVOCC01 | System | Commercial | 01-ALC-AllCommercial-IntLight | 0 |  |  |  |  | 42.2833 | 21.25 | 0 | 0 | 0 | 21.0333 | 213.759 |  | kWh | 0.17617 | 0 | Commercial |  | Annual | [5 empty] | 8 | 0.96 |  |  |  | 0 | 0 | 1 | 0 | 0 | 0 | 0 | 0 | 0 | 0 | 0 | 0 | 2006 Qtr 1: 0; 2006 Qtr 2: 0; 2006 Qtr 3: 0; 2006 Qtr 4: 0; 2007 Qtr 1: 0; 2007 Qtr 2: 0; 2007 Qtr 3: 0; 2007 Qtr 4: 1; 2008 Qtr 1: 0; 2008 Qtr 2: 0; 2008 Qtr 3: 0; 2008 Qtr 4: 0 | 1
0 | 234330-Premium T8 with T12 40 Watt Baseline - Tr1 |  | 7 | Commercial | 01-ALC-AllCommercial-IntLight | 0 |  |  |  |  | 13.9589 | 13.1897 | 0 | 0 | 0 | 0.76922 | 30.14 |  | kWh | 0.0093405 | -0.04936 | Commercial |  | Annual | [5 empty] | 11 | 0.96 |  |  |  | 0 | 0 | 98.2586 | 0 | 0 | 0 | 0 | 0 | 0 | 0 | 0 | 0 | 2006 Qtr 1: 0; 2006 Qtr 2: 0; 2006 Qtr 3: 0; 2006 Qtr 4: 0; 2007 Qtr 1: 0; 2007 Qtr 2: 0; 2007 Qtr 3: 0; 2007 Qtr 4: 98.2586; 2008 Qtr 1: 0; 2008 Qtr 2: 0; 2008 Qtr 3: 0; 2008 Qtr 4: 0 | 98.2586
0 | 234330-Premium T8 with T12 40 Watt Baseline - Tr1 |  | 10 | Commercial | 01-ALC-AllCommercial-IntLight | 0 |  |  |  |  | 13.9589 | 13.1897 | 0 | 0 | 0 | 0.76922 | 34.727 |  | kWh | 0.010491 | -0.056872 | Commercial |  | Annual | [5 empty] | 11 | 0.96 |  |  |  | 0 | 0 | 89.1606 | 0 | 0 | 0 | 0 | 0 | 0 | 0 | 0 | 0 | 2006 Qtr 1: 0; 2006 Qtr 2: 0; 2006 Qtr 3: 0; 2006 Qtr 4: 0; 2007 Qtr 1: 0; 2007 Qtr 2: 0; 2007 Qtr 3: 0; 2007 Qtr 4: 89.1606; 2008 Qtr 1: 0; 2008 Qtr 2: 0; 2008 Qtr 3: 0; 2008 Qtr 4: 0 | 89.1606
0 | 234303-Lighting-Remove 4 Ft Lamp (De-Lamp) - Tr1 | COFL00AVDEL01 | 10 | Commercial | 01-ALC-AllCommercial-IntLight | 0 |  |  |  |  | 28.2518 | 16.4871 | 0 | 0 | 0 | 11.7647 | 115.4744 |  | kWh | 0.034885 | -0.18911 | Commercial |  | Annual | [5 empty] | 11 | 0.96 |  |  |  | 0 | 0 | 5.4588 | 0 | 0 | 0 | 0 | 0 | 0 | 0 | 0 | 0 | 2006 Qtr 1: 0; 2006 Qtr 2: 0; 2006 Qtr 3: 0; 2006 Qtr 4: 0; 2007 Qtr 1: 0; 2007 Qtr 2: 0; 2007 Qtr 3: 0; 2007 Qtr 4: 5.4588; 2008 Qtr 1: 0; 2008 Qtr 2: 0; 2008 Qtr 3: 0; 2008 Qtr 4: 0 | 5.4588
0 | 234330-Premium T8 with T12 40 Watt Baseline - Tr1 |  | 10 | Commercial | 01-ALC-AllCommercial-IntLight | 0 |  |  |  |  | 13.9589 | 11.8707 | 0 | 0 | 0 | 2.0882 | 39.0322 |  | kWh | 0.010956 | -0.063922 | Commercial |  | Annual | [5 empty] | 11 | 0.96 |  |  |  | 0 | 0 | 607.7478 | 0 | 0 | 0 | 0 | 0 | 0 | 0 | 0 | 0 | 2006 Qtr 1: 0; 2006 Qtr 2: 0; 2006 Qtr 3: 0; 2006 Qtr 4: 0; 2007 Qtr 1: 0; 2007 Qtr 2: 0; 2007 Qtr 3: 0; 2007 Qtr 4: 607.7478; 2008 Qtr 1: 0; 2008 Qtr 2: 0; 2008 Qtr 3: 0; 2008 Qtr 4: 0 | 607.7478
0 | 234049-Lighting-LED Exit Sign New Sign | CALC00AVETS01 | 10 | Commercial | 02-ASM-Assembly-Exit | 0 |  |  |  |  | 65.3696 | 40.5 | 0 | 0 | 0 | 24.8696 | 351.311 |  | kWh | 0 | 0 | Commercial |  | Annual | [5 empty] | 16 | 0.96 |  |  |  | 0 | 0 | 1 | 0 | 0 | 0 | 0 | 0 | 0 | 0 | 0 | 0 | 2006 Qtr 1: 0; 2006 Qtr 2: 0; 2006 Qtr 3: 0; 2006 Qtr 4: 0; 2007 Qtr 1: 0; 2007 Qtr 2: 0; 2007 Qtr 3: 0; 2007 Qtr 4: 1; 2008 Qtr 1: 0; 2008 Qtr 2: 0; 2008 Qtr 3: 0; 2008 Qtr 4: 0 | 1
0 | 234303-Lighting-Remove 4 Ft Lamp (De-Lamp) - Tr1 | COFL00AVDEL01 | 10 | Commercial | 01-ALC-AllCommercial-IntLight | 0 |  |  |  |  | 28.2518 | 14.8384 | 0 | 0 | 0 | 13.4134 | 129.79 |  | kWh | 0.036429 | -0.21255 | Commercial |  | Annual | [5 empty] | 11 | 0.96 |  |  |  | 0 | 0 | 5.4588 | 0 | 0 | 0 | 0 | 0 | 0 | 0 | 0 | 0 | 2006 Qtr 1: 0; 2006 Qtr 2: 0; 2006 Qtr 3: 0; 2006 Qtr 4: 0; 2007 Qtr 1: 0; 2007 Qtr 2: 0; 2007 Qtr 3: 0; 2007 Qtr 4: 5.4588; 2008 Qtr 1: 0; 2008 Qtr 2: 0; 2008 Qtr 3: 0; 2008 Qtr 4: 0 | 5.4588
0 | 234331-Premium T8 with T12 40 Watt Baseline - Tr2 |  | 7 | Commercial | 01-ALC-AllCommercial-IntLight | 0 |  |  |  |  | 13.9591 | 9.8923 | 0 | 0 | 0 | 4.0668 | 35.8564 |  | kWh | 0.010832 | -0.058721 | Commercial |  | Annual | [5 empty] | 11 | 0.96 |  |  |  | 0 | 0 | 567.7165 | 0 | 0 | 0 | 0 | 0 | 0 | 0 | 0 | 0 | 2006 Qtr 1: 0; 2006 Qtr 2: 0; 2006 Qtr 3: 0; 2006 Qtr 4: 0; 2007 Qtr 1: 0; 2007 Qtr 2: 0; 2007 Qtr 3: 567.7165; 2007 Qtr 4: 0; 2008 Qtr 1: 0; 2008 Qtr 2: 0; 2008 Qtr 3: 0; 2008 Qtr 4: 0 | 567.7165
0 | 234304-Lighting-Remove 4 Ft Lamp (De-Lamp) - Tr2 | COFL00AVDEL01 | 7 | Commercial | 01-ALC-AllCommercial-IntLight | 0 |  |  |  |  | 28.2538 | 12.3653 | 0 | 0 | 0 | 15.8885 | 115.4744 |  | kWh | 0.034885 | -0.18911 | Commercial |  | Annual | [5 empty] | 11 | 0.96 |  |  |  | 0 | 0 | 30.9333 | 0 | 0 | 0 | 0 | 0 | 0 | 0 | 0 | 0 | 2006 Qtr 1: 0; 2006 Qtr 2: 0; 2006 Qtr 3: 0; 2006 Qtr 4: 0; 2007 Qtr 1: 0; 2007 Qtr 2: 0; 2007 Qtr 3: 30.9333; 2007 Qtr 4: 0; 2008 Qtr 1: 0; 2008 Qtr 2: 0; 2008 Qtr 3: 0; 2008 Qtr 4: 0 | 30.9333
0 | 234208-Lighting-8 Ft T-8 with Elec Ballast-Tr2 |  | 7 | Commercial | 01-ALC-AllCommercial-IntLight | 0 |  |  |  |  | 35.7165 | 16.4871 | 0 | 0 | 0 | 19.2294 | 29.0804 |  | kWh | 0.0087852 | -0.047624 | Commercial |  | Annual | [5 empty] | 11 | 0.96 |  |  |  | 0 | 0 | 1.8196 | 0 | 0 | 0 | 0 | 0 | 0 | 0 | 0 | 0 | 2006 Qtr 1: 0; 2006 Qtr 2: 0; 2006 Qtr 3: 0; 2006 Qtr 4: 0; 2007 Qtr 1: 0; 2007 Qtr 2: 0; 2007 Qtr 3: 1.8196; 2007 Qtr 4: 0; 2008 Qtr 1: 0; 2008 Qtr 2: 0; 2008 Qtr 3: 0; 2008 Qtr 4: 0 | 1.8196
0 | 234331-Premium T8 with T12 40 Watt Baseline - Tr2 |  | 10 | Commercial | 01-ALC-AllCommercial-IntLight | 0 |  |  |  |  | 13.9591 | 9.8923 | 0 | 0 | 0 | 4.0668 | 35.8564 |  | kWh | 0.010832 | -0.058721 | Commercial |  | Annual | [5 empty] | 11 | 0.96 |  |  |  | 0 | 0 | 80.0626 | 0 | 0 | 0 | 0 | 0 | 0 | 0 | 0 | 0 | 2006 Qtr 1: 0; 2006 Qtr 2: 0; 2006 Qtr 3: 0; 2006 Qtr 4: 0; 2007 Qtr 1: 0; 2007 Qtr 2: 0; 2007 Qtr 3: 0; 2007 Qtr 4: 80.0626; 2008 Qtr 1: 0; 2008 Qtr 2: 0; 2008 Qtr 3: 0; 2008 Qtr 4: 0 | 80.0626
0 | 234331-Premium T8 with T12 40 Watt Baseline - Tr2 |  | 10 | Commercial | 01-ALC-AllCommercial-IntLight | 0 |  |  |  |  | 13.9591 | 9.8923 | 0 | 0 | 0 | 4.0668 | 35.8564 |  | kWh | 0.010832 | -0.058721 | Commercial |  | Annual | [5 empty] | 11 | 0.96 |  |  |  | 0 | 0 | 10.9176 | 0 | 0 | 0 | 0 | 0 | 0 | 0 | 0 | 0 | 2006 Qtr 1: 0; 2006 Qtr 2: 0; 2006 Qtr 3: 0; 2006 Qtr 4: 0; 2007 Qtr 1: 0; 2007 Qtr 2: 0; 2007 Qtr 3: 0; 2007 Qtr 4: 10.9176; 2008 Qtr 1: 0; 2008 Qtr 2: 0; 2008 Qtr 3: 0; 2008 Qtr 4: 0 | 10.9176
0 | 234330-Premium T8 with T12 40 Watt Baseline - Tr1 |  | 7 | Commercial | 01-ALC-AllCommercial-IntLight | 0 |  |  |  |  | 13.9589 | 13.1897 | 0 | 0 | 0 | 0.76922 | 38.5499 |  | kWh | 0.01239 | -0.063133 | Commercial |  | Annual | [5 empty] | 11 | 0.96 |  |  |  | 0 | 0 | 309.3327 | 0 | 0 | 0 | 0 | 0 | 0 | 0 | 0 | 0 | 2006 Qtr 1: 0; 2006 Qtr 2: 0; 2006 Qtr 3: 0; 2006 Qtr 4: 0; 2007 Qtr 1: 0; 2007 Qtr 2: 0; 2007 Qtr 3: 0; 2007 Qtr 4: 309.3327; 2008 Qtr 1: 0; 2008 Qtr 2: 0; 2008 Qtr 3: 0; 2008 Qtr 4: 0 | 309.3327
0 | 234331-Premium T8 with T12 40 Watt Baseline - Tr2 |  | 10 | Commercial | 01-ALC-AllCommercial-IntLight | 0 |  |  |  |  | 13.9591 | 9.8923 | 0 | 0 | 0 | 4.0668 | 35.8564 |  | kWh | 0.010832 | -0.058721 | Commercial |  | Annual | [5 empty] | 11 | 0.96 |  |  |  | 0 | 0 | 21.8353 | 0 | 0 | 0 | 0 | 0 | 0 | 0 | 0 | 0 | 2006 Qtr 1: 0; 2006 Qtr 2: 0; 2006 Qtr 3: 0; 2006 Qtr 4: 0; 2007 Qtr 1: 0; 2007 Qtr 2: 0; 2007 Qtr 3: 0; 2007 Qtr 4: 21.8353; 2008 Qtr 1: 0; 2008 Qtr 2: 0; 2008 Qtr 3: 0; 2008 Qtr 4: 0 | 21.8353
0 | 234330-Premium T8 with T12 40 Watt Baseline - Tr1 |  | 7 | Commercial | 01-ALC-AllCommercial-IntLight | 0 |  |  |  |  | 13.9589 | 13.1897 | 0 | 0 | 0 | 0.76922 | 27.8282 |  | kWh | 0.0094846 | -0.045574 | Commercial |  | Annual | [5 empty] | 11 | 0.96 |  |  |  | 0 | 0 | 40.0313 | 0 | 0 | 0 | 0 | 0 | 0 | 0 | 0 | 0 | 2006 Qtr 1: 0; 2006 Qtr 2: 0; 2006 Qtr 3: 0; 2006 Qtr 4: 0; 2007 Qtr 1: 0; 2007 Qtr 2: 0; 2007 Qtr 3: 0; 2007 Qtr 4: 40.0313; 2008 Qtr 1: 0; 2008 Qtr 2: 0; 2008 Qtr 3: 0; 2008 Qtr 4: 0 | 40.0313
0 | 234303-Lighting-Remove 4 Ft Lamp (De-Lamp) - Tr1 | COFL00AVDEL01 | 7 | Commercial | 01-ALC-AllCommercial-IntLight | 0 |  |  |  |  | 28.2518 | 16.4871 | 0 | 0 | 0 | 11.7647 | 92.5345 |  | kWh | 0.031538 | -0.15154 | Commercial |  | Annual | [5 empty] | 11 | 0.96 |  |  |  | 0 | 0 | 23.6549 | 0 | 0 | 0 | 0 | 0 | 0 | 0 | 0 | 0 | 2006 Qtr 1: 0; 2006 Qtr 2: 0; 2006 Qtr 3: 0; 2006 Qtr 4: 0; 2007 Qtr 1: 0; 2007 Qtr 2: 0; 2007 Qtr 3: 0; 2007 Qtr 4: 23.6549; 2008 Qtr 1: 0; 2008 Qtr 2: 0; 2008 Qtr 3: 0; 2008 Qtr 4: 0 | 23.6549
0 | 234330-Premium T8 with T12 40 Watt Baseline - Tr1 |  | 7 | Commercial | 01-ALC-AllCommercial-IntLight | 0 |  |  |  |  | 13.9589 | 13.1897 | 0 | 0 | 0 | 0.76922 | 65.4159 |  | kWh | 0.012906 | -0.10713 | Commercial |  | Annual | [5 empty] | 11 | 0.96 |  |  |  | 0 | 0 | 134.6507 | 0 | 0 | 0 | 0 | 0 | 0 | 0 | 0 | 0 | 2006 Qtr 1: 0; 2006 Qtr 2: 0; 2006 Qtr 3: 0; 2006 Qtr 4: 0; 2007 Qtr 1: 0; 2007 Qtr 2: 0; 2007 Qtr 3: 134.6507; 2007 Qtr 4: 0; 2008 Qtr 1: 0; 2008 Qtr 2: 0; 2008 Qtr 3: 0; 2008 Qtr 4: 0 | 134.6507
0 | 234049-Lighting-LED Exit Sign New Sign | CALC00AVETS01 | 7 | Commercial | 02-ASM-Assembly-Exit | 0 |  |  |  |  | 65.3696 | 45 | 0 | 0 | 0 | 20.3696 | 351.311 |  | kWh | 0 | 0 | Commercial |  | Annual | [5 empty] | 16 | 0.96 |  |  |  | 0 | 0 | 1 | 0 | 0 | 0 | 0 | 0 | 0 | 0 | 0 | 0 | 2006 Qtr 1: 0; 2006 Qtr 2: 0; 2006 Qtr 3: 0; 2006 Qtr 4: 0; 2007 Qtr 1: 0; 2007 Qtr 2: 0; 2007 Qtr 3: 1; 2007 Qtr 4: 0; 2008 Qtr 1: 0; 2008 Qtr 2: 0; 2008 Qtr 3: 0; 2008 Qtr 4: 0 | 1
0 | 234126-Refrigeration - Efficient Evap Fan Motor Electronically Commutated Motor (ECM) | Averaged DEER Msrs | 7 | Commercial | 01-ALC-AllCommercial-Refrig | 0 |  |  |  |  | 6.7904 | 150 | 0 | 0 | 0 | -143.2096 | 116.369 |  | kWh | 0.015845 | -0.11528 | Commercial |  | Annual | [5 empty] | 15 | 0.96 |  |  |  | 0 | 0 | 6 | 0 | 0 | 0 | 0 | 0 | 0 | 0 | 0 | 0 | 2006 Qtr 1: 0; 2006 Qtr 2: 0; 2006 Qtr 3: 0; 2006 Qtr 4: 0; 2007 Qtr 1: 0; 2007 Qtr 2: 0; 2007 Qtr 3: 0; 2007 Qtr 4: 6; 2008 Qtr 1: 0; 2008 Qtr 2: 0; 2008 Qtr 3: 0; 2008 Qtr 4: 0 | 6
0 | 234207-Lighting-8 Ft T-8 with Elec Ballast-Tr1 |  | 7 | Commercial | 01-ALC-AllCommercial-IntLight | 0 |  |  |  |  | 35.7163 | 21.9828 | 0 | 0 | 0 | 13.7335 | 28.798 |  | kWh | 0.0086999 | -0.047162 | Commercial |  | Annual | [5 empty] | 11 | 0.96 |  |  |  | 0 | 0 | 21.8353 | 0 | 0 | 0 | 0 | 0 | 0 | 0 | 0 | 0 | 2006 Qtr 1: 0; 2006 Qtr 2: 0; 2006 Qtr 3: 0; 2006 Qtr 4: 0; 2007 Qtr 1: 0; 2007 Qtr 2: 0; 2007 Qtr 3: 0; 2007 Qtr 4: 21.8353; 2008 Qtr 1: 0; 2008 Qtr 2: 0; 2008 Qtr 3: 0; 2008 Qtr 4: 0 | 21.8353
0 | 234207-Lighting-8 Ft T-8 with Elec Ballast-Tr1 |  | 7 | Commercial | 01-ALC-AllCommercial-IntLight | 0 |  |  |  |  | 35.7163 | 21.9828 | 0 | 0 | 0 | 13.7335 | 54.2473 |  | kWh | 0.010702 | -0.08884 | Commercial |  | Annual | [5 empty] | 11 | 0.96 |  |  |  | 0 | 0 | 21.8353 | 0 | 0 | 0 | 0 | 0 | 0 | 0 | 0 | 0 | 2006 Qtr 1: 0; 2006 Qtr 2: 0; 2006 Qtr 3: 0; 2006 Qtr 4: 0; 2007 Qtr 1: 0; 2007 Qtr 2: 0; 2007 Qtr 3: 0; 2007 Qtr 4: 21.8353; 2008 Qtr 1: 0; 2008 Qtr 2: 0; 2008 Qtr 3: 0; 2008 Qtr 4: 0 | 21.8353
0 | 234330-Premium T8 with T12 40 Watt Baseline - Tr1 |  | 7 | Commercial | 01-ALC-AllCommercial-IntLight | 0 |  |  |  |  | 13.9589 | 13.1897 | 0 | 0 | 0 | 0.76922 | 65.4159 |  | kWh | 0.012906 | -0.10713 | Commercial |  | Annual | [5 empty] | 11 | 0.96 |  |  |  | 0 | 0 | 3.6392 | 0 | 0 | 0 | 0 | 0 | 0 | 0 | 0 | 0 | 2006 Qtr 1: 0; 2006 Qtr 2: 0; 2006 Qtr 3: 0; 2006 Qtr 4: 0; 2007 Qtr 1: 0; 2007 Qtr 2: 0; 2007 Qtr 3: 0; 2007 Qtr 4: 3.6392; 2008 Qtr 1: 0; 2008 Qtr 2: 0; 2008 Qtr 3: 0; 2008 Qtr 4: 0 | 3.6392
0 | 234343-Steam Trap Replacement- Commercial - Other |  | 7 | Commercial | 21-RSD-Restaurant–SitDown-PROC_OTH | 0 |  |  |  |  | 113.64 | 75 | 0 | 0 | 0 | 38.64 | 0 |  | kWh | 0 | 16.68 | Commercial |  | Annual | [5 empty] | 15 | 0.96 |  |  |  | 0 | 0 | 17 | 0 | 0 | 0 | 0 | 0 | 0 | 0 | 0 | 0 | 2006 Qtr 1: 0; 2006 Qtr 2: 0; 2006 Qtr 3: 0; 2006 Qtr 4: 0; 2007 Qtr 1: 0; 2007 Qtr 2: 0; 2007 Qtr 3: 0; 2007 Qtr 4: 17; 2008 Qtr 1: 0; 2008 Qtr 2: 0; 2008 Qtr 3: 0; 2008 Qtr 4: 0 | 17
0 | 234343-Steam Trap Replacement- Commercial - Other |  | 10 | Commercial | 21-RSD-Restaurant–SitDown-PROC_OTH | 0 |  |  |  |  | 113.64 | 75 | 0 | 0 | 0 | 38.64 | 0 |  | kWh | 0 | 16.68 | Commercial |  | Annual | [5 empty] | 15 | 0.96 |  |  |  | 0 | 0 | 29 | 0 | 0 | 0 | 0 | 0 | 0 | 0 | 0 | 0 | 2006 Qtr 1: 0; 2006 Qtr 2: 0; 2006 Qtr 3: 0; 2006 Qtr 4: 0; 2007 Qtr 1: 0; 2007 Qtr 2: 0; 2007 Qtr 3: 0; 2007 Qtr 4: 29; 2008 Qtr 1: 0; 2008 Qtr 2: 0; 2008 Qtr 3: 0; 2008 Qtr 4: 0 | 29
0 | 234343-Steam Trap Replacement- Commercial - Other |  | 7 | Commercial | 21-RSD-Restaurant–SitDown-PROC_OTH | 0 |  |  |  |  | 113.64 | 75 | 0 | 0 | 0 | 38.64 | 0 |  | kWh | 0 | 16.68 | Commercial |  | Annual | [5 empty] | 15 | 0.96 |  |  |  | 0 | 0 | 20 | 0 | 0 | 0 | 0 | 0 | 0 | 0 | 0 | 0 | 2006 Qtr 1: 0; 2006 Qtr 2: 0; 2006 Qtr 3: 0; 2006 Qtr 4: 0; 2007 Qtr 1: 0; 2007 Qtr 2: 0; 2007 Qtr 3: 0; 2007 Qtr 4: 20; 2008 Qtr 1: 0; 2008 Qtr 2: 0; 2008 Qtr 3: 0; 2008 Qtr 4: 0 | 20
0 | 234343-Steam Trap Replacement- Commercial - Other |  | 7 | Commercial | 21-RSD-Restaurant–SitDown-PROC_OTH | 0 |  |  |  |  | 113.64 | 75 | 0 | 0 | 0 | 38.64 | 0 |  | kWh | 0 | 16.68 | Commercial |  | Annual | [5 empty] | 15 | 0.96 |  |  |  | 0 | 0 | 17 | 0 | 0 | 0 | 0 | 0 | 0 | 0 | 0 | 0 | 2006 Qtr 1: 0; 2006 Qtr 2: 0; 2006 Qtr 3: 0; 2006 Qtr 4: 0; 2007 Qtr 1: 0; 2007 Qtr 2: 0; 2007 Qtr 3: 0; 2007 Qtr 4: 17; 2008 Qtr 1: 0; 2008 Qtr 2: 0; 2008 Qtr 3: 0; 2008 Qtr 4: 0 | 17
0 | 234343-Steam Trap Replacement- Commercial - Other |  | 10 | Commercial | 21-RSD-Restaurant–SitDown-PROC_OTH | 0 |  |  |  |  | 113.64 | 75 | 0 | 0 | 0 | 38.64 | 0 |  | kWh | 0 | 16.68 | Commercial |  | Annual | [5 empty] | 15 | 0.96 |  |  |  | 0 | 0 | 15 | 0 | 0 | 0 | 0 | 0 | 0 | 0 | 0 | 0 | 2006 Qtr 1: 0; 2006 Qtr 2: 0; 2006 Qtr 3: 0; 2006 Qtr 4: 0; 2007 Qtr 1: 0; 2007 Qtr 2: 0; 2007 Qtr 3: 0; 2007 Qtr 4: 15; 2008 Qtr 1: 0; 2008 Qtr 2: 0; 2008 Qtr 3: 0; 2008 Qtr 4: 0 | 15
0 | 234343-Steam Trap Replacement- Commercial - Other |  | 7 | Commercial | 21-RSD-Restaurant–SitDown-PROC_OTH | 0 |  |  |  |  | 113.64 | 75 | 0 | 0 | 0 | 38.64 | 0 |  | kWh | 0 | 16.68 | Commercial |  | Annual | [5 empty] | 15 | 0.96 |  |  |  | 0 | 0 | 12 | 0 | 0 | 0 | 0 | 0 | 0 | 0 | 0 | 0 | 2006 Qtr 1: 0; 2006 Qtr 2: 0; 2006 Qtr 3: 0; 2006 Qtr 4: 0; 2007 Qtr 1: 0; 2007 Qtr 2: 0; 2007 Qtr 3: 0; 2007 Qtr 4: 12; 2008 Qtr 1: 0; 2008 Qtr 2: 0; 2008 Qtr 3: 0; 2008 Qtr 4: 0 | 12
0 | 234330-Premium T8 with T12 40 Watt Baseline - Tr1 |  | 7 | Commercial | 14-MLI-Manufacturing–LightIndustry-LIGHT | 0 |  |  |  |  | 13.9589 | 13.1897 | 0 | 0 | 0 | 0.76922 | 30.1346 |  | kWh | 0.0093123 | -0.038961 | Commercial |  | Annual | [5 empty] | 11 | 0.96 |  |  |  | 0 | 0 | 405.7718 | 0 | 0 | 0 | 0 | 0 | 0 | 0 | 0 | 0 | 2006 Qtr 1: 0; 2006 Qtr 2: 0; 2006 Qtr 3: 0; 2006 Qtr 4: 0; 2007 Qtr 1: 0; 2007 Qtr 2: 0; 2007 Qtr 3: 0; 2007 Qtr 4: 405.7718; 2008 Qtr 1: 0; 2008 Qtr 2: 0; 2008 Qtr 3: 0; 2008 Qtr 4: 0 | 405.7718
0 | 234303-Lighting-Remove 4 Ft Lamp (De-Lamp) - Tr1 | COFL00AVDEL01 | 7 | Commercial | 14-MLI-Manufacturing–LightIndustry-LIGHT | 0 |  |  |  |  | 28.2518 | 16.4871 | 0 | 0 | 0 | 11.7647 | 100.2037 |  | kWh | 0.030965 | -0.12955 | Commercial |  | Annual | [5 empty] | 11 | 0.96 |  |  |  | 0 | 0 | 34.5725 | 0 | 0 | 0 | 0 | 0 | 0 | 0 | 0 | 0 | 2006 Qtr 1: 0; 2006 Qtr 2: 0; 2006 Qtr 3: 0; 2006 Qtr 4: 0; 2007 Qtr 1: 0; 2007 Qtr 2: 0; 2007 Qtr 3: 0; 2007 Qtr 4: 34.5725; 2008 Qtr 1: 0; 2008 Qtr 2: 0; 2008 Qtr 3: 0; 2008 Qtr 4: 0 | 34.5725
0 | 234343-Steam Trap Replacement- Commercial - Other |  | 7 | Commercial | 21-RSD-Restaurant–SitDown-PROC_OTH | 0 |  |  |  |  | 113.64 | 75 | 0 | 0 | 0 | 38.64 | 0 |  | kWh | 0 | 16.68 | Commercial |  | Annual | [5 empty] | 15 | 0.96 |  |  |  | 0 | 0 | 16 | 0 | 0 | 0 | 0 | 0 | 0 | 0 | 0 | 0 | 2006 Qtr 1: 0; 2006 Qtr 2: 0; 2006 Qtr 3: 0; 2006 Qtr 4: 0; 2007 Qtr 1: 0; 2007 Qtr 2: 0; 2007 Qtr 3: 0; 2007 Qtr 4: 16; 2008 Qtr 1: 0; 2008 Qtr 2: 0; 2008 Qtr 3: 0; 2008 Qtr 4: 0 | 16
0 | 234343-Steam Trap Replacement- Commercial - Other |  | 7 | Commercial | 21-RSD-Restaurant–SitDown-PROC_OTH | 0 |  |  |  |  | 113.64 | 75 | 0 | 0 | 0 | 38.64 | 0 |  | kWh | 0 | 16.68 | Commercial |  | Annual | [5 empty] | 15 | 0.96 |  |  |  | 0 | 0 | 25 | 0 | 0 | 0 | 0 | 0 | 0 | 0 | 0 | 0 | 2006 Qtr 1: 0; 2006 Qtr 2: 0; 2006 Qtr 3: 0; 2006 Qtr 4: 0; 2007 Qtr 1: 0; 2007 Qtr 2: 0; 2007 Qtr 3: 0; 2007 Qtr 4: 25; 2008 Qtr 1: 0; 2008 Qtr 2: 0; 2008 Qtr 3: 0; 2008 Qtr 4: 0 | 25
0 | 234330-Premium T8 with T12 40 Watt Baseline - Tr1 |  | 10 | Commercial | 01-ALC-AllCommercial-IntLight | 0 |  |  |  |  | 13.9589 | 13.1897 | 0 | 0 | 0 | 0.76922 | 49.1557 |  | kWh | 0.009871 | -0.080501 | Commercial |  | Annual | [5 empty] | 11 | 0.96 |  |  |  | 0 | 0 | 73.694 | 0 | 0 | 0 | 0 | 0 | 0 | 0 | 0 | 0 | 2006 Qtr 1: 0; 2006 Qtr 2: 0; 2006 Qtr 3: 0; 2006 Qtr 4: 0; 2007 Qtr 1: 0; 2007 Qtr 2: 0; 2007 Qtr 3: 73.694; 2007 Qtr 4: 0; 2008 Qtr 1: 0; 2008 Qtr 2: 0; 2008 Qtr 3: 0; 2008 Qtr 4: 0 | 73.694
0 | 234330-Premium T8 with T12 40 Watt Baseline - Tr1 |  | 10 | Commercial | 01-ALC-AllCommercial-IntLight | 0 |  |  |  |  | 13.9589 | 13.1897 | 0 | 0 | 0 | 0.76922 | 30.14 |  | kWh | 0.0093405 | -0.04936 | Commercial |  | Annual | [5 empty] | 11 | 0.96 |  |  |  | 0 | 0 | 63.6862 | 0 | 0 | 0 | 0 | 0 | 0 | 0 | 0 | 0 | 2006 Qtr 1: 0; 2006 Qtr 2: 0; 2006 Qtr 3: 0; 2006 Qtr 4: 0; 2007 Qtr 1: 0; 2007 Qtr 2: 0; 2007 Qtr 3: 0; 2007 Qtr 4: 63.6862; 2008 Qtr 1: 0; 2008 Qtr 2: 0; 2008 Qtr 3: 0; 2008 Qtr 4: 0 | 63.6862
0 | 234330-Premium T8 with T12 40 Watt Baseline - Tr1 |  | 7 | Commercial | 01-ALC-AllCommercial-IntLight | 0 |  |  |  |  | 13.9589 | 13.1897 | 0 | 0 | 0 | 0.76922 | 30.14 |  | kWh | 0.0093405 | -0.04936 | Commercial |  | Annual | [5 empty] | 11 | 0.96 |  |  |  | 0 | 0 | 29.1137 | 0 | 0 | 0 | 0 | 0 | 0 | 0 | 0 | 0 | 2006 Qtr 1: 0; 2006 Qtr 2: 0; 2006 Qtr 3: 0; 2006 Qtr 4: 0; 2007 Qtr 1: 0; 2007 Qtr 2: 0; 2007 Qtr 3: 0; 2007 Qtr 4: 29.1137; 2008 Qtr 1: 0; 2008 Qtr 2: 0; 2008 Qtr 3: 0; 2008 Qtr 4: 0 | 29.1137
0 | 234330-Premium T8 with T12 40 Watt Baseline - Tr1 |  | 10 | Commercial | 01-ALC-AllCommercial-IntLight | 0 |  |  |  |  | 13.9589 | 13.1897 | 0 | 0 | 0 | 0.76922 | 30.14 |  | kWh | 0.0093405 | -0.04936 | Commercial |  | Annual | [5 empty] | 11 | 0.96 |  |  |  | 0 | 0 | 65.5058 | 0 | 0 | 0 | 0 | 0 | 0 | 0 | 0 | 0 | 2006 Qtr 1: 0; 2006 Qtr 2: 0; 2006 Qtr 3: 0; 2006 Qtr 4: 0; 2007 Qtr 1: 0; 2007 Qtr 2: 0; 2007 Qtr 3: 0; 2007 Qtr 4: 65.5058; 2008 Qtr 1: 0; 2008 Qtr 2: 0; 2008 Qtr 3: 0; 2008 Qtr 4: 0 | 65.5058
0 | 234331-Premium T8 with T12 40 Watt Baseline - Tr2 |  | 10 | Commercial | 01-ALC-AllCommercial-IntLight | 0 |  |  |  |  | 13.9591 | 9.8923 | 0 | 0 | 0 | 4.0668 | 17.3182 |  | kWh | 0.0040066 | -0.028362 | Commercial |  | Annual | [5 empty] | 11 | 0.96 |  |  |  | 0 | 0 | 67.3254 | 0 | 0 | 0 | 0 | 0 | 0 | 0 | 0 | 0 | 2006 Qtr 1: 0; 2006 Qtr 2: 0; 2006 Qtr 3: 0; 2006 Qtr 4: 0; 2007 Qtr 1: 0; 2007 Qtr 2: 0; 2007 Qtr 3: 0; 2007 Qtr 4: 67.3254; 2008 Qtr 1: 0; 2008 Qtr 2: 0; 2008 Qtr 3: 0; 2008 Qtr 4: 0 | 67.3254
0 | 234304-Lighting-Remove 4 Ft Lamp (De-Lamp) - Tr2 | COFL00AVDEL01 | 10 | Commercial | 01-ALC-AllCommercial-IntLight | 0 |  |  |  |  | 28.2538 | 12.3653 | 0 | 0 | 0 | 15.8885 | 55.7729 |  | kWh | 0.012903 | -0.091338 | Commercial |  | Annual | [5 empty] | 11 | 0.96 |  |  |  | 0 | 0 | 67.3254 | 0 | 0 | 0 | 0 | 0 | 0 | 0 | 0 | 0 | 2006 Qtr 1: 0; 2006 Qtr 2: 0; 2006 Qtr 3: 0; 2006 Qtr 4: 0; 2007 Qtr 1: 0; 2007 Qtr 2: 0; 2007 Qtr 3: 0; 2007 Qtr 4: 67.3254; 2008 Qtr 1: 0; 2008 Qtr 2: 0; 2008 Qtr 3: 0; 2008 Qtr 4: 0 | 67.3254
0 | 234330-Premium T8 with T12 40 Watt Baseline - Tr1 |  | 10 | Commercial | 14-MLI-Manufacturing–LightIndustry-LIGHT | 0 |  |  |  |  | 13.9589 | 13.1897 | 0 | 0 | 0 | 0.76922 | 30.5262 |  | kWh | 0.0093078 | -0.046284 | Commercial |  | Annual | [5 empty] | 11 | 0.96 |  |  |  | 0 | 0 | 34.5725 | 0 | 0 | 0 | 0 | 0 | 0 | 0 | 0 | 0 | 2006 Qtr 1: 0; 2006 Qtr 2: 0; 2006 Qtr 3: 0; 2006 Qtr 4: 0; 2007 Qtr 1: 0; 2007 Qtr 2: 0; 2007 Qtr 3: 0; 2007 Qtr 4: 34.5725; 2008 Qtr 1: 0; 2008 Qtr 2: 0; 2008 Qtr 3: 0; 2008 Qtr 4: 0 | 34.5725
0 | 234303-Lighting-Remove 4 Ft Lamp (De-Lamp) - Tr1 | COFL00AVDEL01 | 10 | Commercial | 14-MLI-Manufacturing–LightIndustry-LIGHT | 0 |  |  |  |  | 28.2518 | 16.4871 | 0 | 0 | 0 | 11.7647 | 101.5057 |  | kWh | 0.03095 | -0.1539 | Commercial |  | Annual | [5 empty] | 11 | 0.96 |  |  |  | 0 | 0 | 17.2862 | 0 | 0 | 0 | 0 | 0 | 0 | 0 | 0 | 0 | 2006 Qtr 1: 0; 2006 Qtr 2: 0; 2006 Qtr 3: 0; 2006 Qtr 4: 0; 2007 Qtr 1: 0; 2007 Qtr 2: 0; 2007 Qtr 3: 0; 2007 Qtr 4: 17.2862; 2008 Qtr 1: 0; 2008 Qtr 2: 0; 2008 Qtr 3: 0; 2008 Qtr 4: 0 | 17.2862
0 | 234330-Premium T8 with T12 40 Watt Baseline - Tr1 |  | 10 | Commercial | 14-MLI-Manufacturing–LightIndustry-LIGHT | 0 |  |  |  |  | 13.9589 | 13.1897 | 0 | 0 | 0 | 0.76922 | 30.5262 |  | kWh | 0.0093078 | -0.046284 | Commercial |  | Annual | [5 empty] | 11 | 0.96 |  |  |  | 0 | 0 | 10.9176 | 0 | 0 | 0 | 0 | 0 | 0 | 0 | 0 | 0 | 2006 Qtr 1: 0; 2006 Qtr 2: 0; 2006 Qtr 3: 0; 2006 Qtr 4: 0; 2007 Qtr 1: 0; 2007 Qtr 2: 0; 2007 Qtr 3: 0; 2007 Qtr 4: 10.9176; 2008 Qtr 1: 0; 2008 Qtr 2: 0; 2008 Qtr 3: 0; 2008 Qtr 4: 0 | 10.9176
0 | 234331-Premium T8 with T12 40 Watt Baseline - Tr2 |  | 7 | Commercial | 01-ALC-AllCommercial-IntLight | 0 |  |  |  |  | 13.9591 | 9.8923 | 0 | 0 | 0 | 4.0668 | 35.8564 |  | kWh | 0.010832 | -0.058721 | Commercial |  | Annual | [5 empty] | 11 | 0.96 |  |  |  | 0 | 0 | 96.439 | 0 | 0 | 0 | 0 | 0 | 0 | 0 | 0 | 0 | 2006 Qtr 1: 0; 2006 Qtr 2: 0; 2006 Qtr 3: 0; 2006 Qtr 4: 0; 2007 Qtr 1: 0; 2007 Qtr 2: 0; 2007 Qtr 3: 0; 2007 Qtr 4: 96.439; 2008 Qtr 1: 0; 2008 Qtr 2: 0; 2008 Qtr 3: 0; 2008 Qtr 4: 0 | 96.439
0 | 234304-Lighting-Remove 4 Ft Lamp (De-Lamp) - Tr2 | COFL00AVDEL01 | 7 | Commercial | 01-ALC-AllCommercial-IntLight | 0 |  |  |  |  | 28.2538 | 12.3653 | 0 | 0 | 0 | 15.8885 | 115.4744 |  | kWh | 0.034885 | -0.18911 | Commercial |  | Annual | [5 empty] | 11 | 0.96 |  |  |  | 0 | 0 | 20.0156 | 0 | 0 | 0 | 0 | 0 | 0 | 0 | 0 | 0 | 2006 Qtr 1: 0; 2006 Qtr 2: 0; 2006 Qtr 3: 0; 2006 Qtr 4: 0; 2007 Qtr 1: 0; 2007 Qtr 2: 0; 2007 Qtr 3: 0; 2007 Qtr 4: 20.0156; 2008 Qtr 1: 0; 2008 Qtr 2: 0; 2008 Qtr 3: 0; 2008 Qtr 4: 0 | 20.0156
0 | 234330-Premium T8 with T12 40 Watt Baseline - Tr1 |  | 7 | Commercial | 01-ALC-AllCommercial-IntLight | 0 |  |  |  |  | 13.9589 | 13.1897 | 0 | 0 | 0 | 0.76922 | 28.2231 |  | kWh | 0.0076505 | -0.04622 | Commercial |  | Annual | [5 empty] | 11 | 0.96 |  |  |  | 0 | 0 | 32.7529 | 0 | 0 | 0 | 0 | 0 | 0 | 0 | 0 | 0 | 2006 Qtr 1: 0; 2006 Qtr 2: 0; 2006 Qtr 3: 0; 2006 Qtr 4: 0; 2007 Qtr 1: 0; 2007 Qtr 2: 0; 2007 Qtr 3: 32.7529; 2007 Qtr 4: 0; 2008 Qtr 1: 0; 2008 Qtr 2: 0; 2008 Qtr 3: 0; 2008 Qtr 4: 0 | 32.7529
0 | 234303-Lighting-Remove 4 Ft Lamp (De-Lamp) - Tr1 | COFL00AVDEL01 | 7 | Commercial | 01-ALC-AllCommercial-IntLight | 0 |  |  |  |  | 28.2518 | 16.4871 | 0 | 0 | 0 | 11.7647 | 93.8474 |  | kWh | 0.025439 | -0.15369 | Commercial |  | Annual | [5 empty] | 11 | 0.96 |  |  |  | 0 | 0 | 16.3764 | 0 | 0 | 0 | 0 | 0 | 0 | 0 | 0 | 0 | 2006 Qtr 1: 0; 2006 Qtr 2: 0; 2006 Qtr 3: 0; 2006 Qtr 4: 0; 2007 Qtr 1: 0; 2007 Qtr 2: 0; 2007 Qtr 3: 16.3764; 2007 Qtr 4: 0; 2008 Qtr 1: 0; 2008 Qtr 2: 0; 2008 Qtr 3: 0; 2008 Qtr 4: 0 | 16.3764
0 | 234176-Food Service - Ice Machine Air-Cooled 301-400 |  | 7 | Commercial | 01-ALC-AllCommercial-Refrig | 0 |  |  |  |  | 559 | 600 | 0 | 0 | 0 | -41 | 1660.75 |  | kWh | 0.18958 | 0 | Commercial |  | Annual | [5 empty] | 12 | 0.96 |  |  |  | 0 | 0 | 1 | 0 | 0 | 0 | 0 | 0 | 0 | 0 | 0 | 0 | 2006 Qtr 1: 0; 2006 Qtr 2: 0; 2006 Qtr 3: 0; 2006 Qtr 4: 0; 2007 Qtr 1: 0; 2007 Qtr 2: 0; 2007 Qtr 3: 0; 2007 Qtr 4: 1; 2008 Qtr 1: 0; 2008 Qtr 2: 0; 2008 Qtr 3: 0; 2008 Qtr 4: 0 | 1
0 | 234330-Premium T8 with T12 40 Watt Baseline - Tr1 |  | 7 | Commercial | 01-ALC-AllCommercial-IntLight | 0 |  |  |  |  | 13.9589 | 13.1897 | 0 | 0 | 0 | 0.76922 | 32.1182 |  | kWh | 0.010339 | -0.052599 | Commercial |  | Annual | [5 empty] | 11 | 0.96 |  |  |  | 0 | 0 | 234.729 | 0 | 0 | 0 | 0 | 0 | 0 | 0 | 0 | 0 | 2006 Qtr 1: 0; 2006 Qtr 2: 0; 2006 Qtr 3: 0; 2006 Qtr 4: 0; 2007 Qtr 1: 0; 2007 Qtr 2: 0; 2007 Qtr 3: 0; 2007 Qtr 4: 234.729; 2008 Qtr 1: 0; 2008 Qtr 2: 0; 2008 Qtr 3: 0; 2008 Qtr 4: 0 | 234.729
0 | 234303-Lighting-Remove 4 Ft Lamp (De-Lamp) - Tr1 | COFL00AVDEL01 | 7 | Commercial | 01-ALC-AllCommercial-IntLight | 0 |  |  |  |  | 28.2518 | 16.4871 | 0 | 0 | 0 | 11.7647 | 106.7995 |  | kWh | 0.03438 | -0.1749 | Commercial |  | Annual | [5 empty] | 11 | 0.96 |  |  |  | 0 | 0 | 85.5214 | 0 | 0 | 0 | 0 | 0 | 0 | 0 | 0 | 0 | 2006 Qtr 1: 0; 2006 Qtr 2: 0; 2006 Qtr 3: 0; 2006 Qtr 4: 0; 2007 Qtr 1: 0; 2007 Qtr 2: 0; 2007 Qtr 3: 0; 2007 Qtr 4: 85.5214; 2008 Qtr 1: 0; 2008 Qtr 2: 0; 2008 Qtr 3: 0; 2008 Qtr 4: 0 | 85.5214
0 | 234176-Food Service - Ice Machine Air-Cooled 301-400 |  | 7 | Commercial | 01-ALC-AllCommercial-Refrig | 0 |  |  |  |  | 559 | 600 | 0 | 0 | 0 | -41 | 1660.75 |  | kWh | 0.18958 | 0 | Commercial |  | Annual | [5 empty] | 12 | 0.96 |  |  |  | 0 | 0 | 1 | 0 | 0 | 0 | 0 | 0 | 0 | 0 | 0 | 0 | 2006 Qtr 1: 0; 2006 Qtr 2: 0; 2006 Qtr 3: 0; 2006 Qtr 4: 0; 2007 Qtr 1: 0; 2007 Qtr 2: 0; 2007 Qtr 3: 0; 2007 Qtr 4: 1; 2008 Qtr 1: 0; 2008 Qtr 2: 0; 2008 Qtr 3: 0; 2008 Qtr 4: 0 | 1
0 | 234331-Premium T8 with T12 40 Watt Baseline - Tr2 |  | 10 | Commercial | 01-ALC-AllCommercial-IntLight | 0 |  |  |  |  | 13.9591 | 9.8923 | 0 | 0 | 0 | 4.0668 | 31.1202 |  | kWh | 0.0096442 | -0.050965 | Commercial |  | Annual | [5 empty] | 11 | 0.96 |  |  |  | 0 | 0 | 21.8353 | 0 | 0 | 0 | 0 | 0 | 0 | 0 | 0 | 0 | 2006 Qtr 1: 0; 2006 Qtr 2: 0; 2006 Qtr 3: 0; 2006 Qtr 4: 0; 2007 Qtr 1: 0; 2007 Qtr 2: 0; 2007 Qtr 3: 0; 2007 Qtr 4: 21.8353; 2008 Qtr 1: 0; 2008 Qtr 2: 0; 2008 Qtr 3: 0; 2008 Qtr 4: 0 | 21.8353
0 | 234304-Lighting-Remove 4 Ft Lamp (De-Lamp) - Tr2 | COFL00AVDEL01 | 10 | Commercial | 01-ALC-AllCommercial-IntLight | 0 |  |  |  |  | 28.2538 | 12.3653 | 0 | 0 | 0 | 15.8885 | 100.2216 |  | kWh | 0.031059 | -0.16413 | Commercial |  | Annual | [5 empty] | 11 | 0.96 |  |  |  | 0 | 0 | 21.8353 | 0 | 0 | 0 | 0 | 0 | 0 | 0 | 0 | 0 | 2006 Qtr 1: 0; 2006 Qtr 2: 0; 2006 Qtr 3: 0; 2006 Qtr 4: 0; 2007 Qtr 1: 0; 2007 Qtr 2: 0; 2007 Qtr 3: 0; 2007 Qtr 4: 21.8353; 2008 Qtr 1: 0; 2008 Qtr 2: 0; 2008 Qtr 3: 0; 2008 Qtr 4: 0 | 21.8353
0 | 234361-Lighting-IntrHiByLnrFlscntFxtr244wrplc400w(TrI)Tr2 |  | 7 | Commercial | 01-ALC-AllCommercial-IntLight | 0 |  |  |  |  | 328.193 | 115.3803 | 0 | 0 | 0 | 212.8126 | 937.2889 |  | kWh | 0.18321 | -1.535 | Commercial |  | Annual | [5 empty] | 11 | 0.96 |  |  |  | 0 | 0 | 107.254 | 0 | 0 | 0 | 0 | 0 | 0 | 0 | 0 | 0 | 2006 Qtr 1: 0; 2006 Qtr 2: 0; 2006 Qtr 3: 0; 2006 Qtr 4: 0; 2007 Qtr 1: 0; 2007 Qtr 2: 0; 2007 Qtr 3: 0; 2007 Qtr 4: 107.254; 2008 Qtr 1: 0; 2008 Qtr 2: 0; 2008 Qtr 3: 0; 2008 Qtr 4: 0 | 107.254
0 | 234331-Premium T8 with T12 40 Watt Baseline - Tr2 |  | System | Commercial | 01-ALC-AllCommercial-IntLight | 0 |  |  |  |  | 13.9591 | 9.8923 | 0 | 0 | 0 | 4.0668 | 67.5433 |  | kWh | 0.013325 | -0.11061 | Commercial |  | Annual | [5 empty] | 11 | 0.96 |  |  |  | 0 | 0 | 20.0156 | 0 | 0 | 0 | 0 | 0 | 0 | 0 | 0 | 0 | 2006 Qtr 1: 0; 2006 Qtr 2: 0; 2006 Qtr 3: 0; 2006 Qtr 4: 0; 2007 Qtr 1: 0; 2007 Qtr 2: 0; 2007 Qtr 3: 0; 2007 Qtr 4: 20.0156; 2008 Qtr 1: 0; 2008 Qtr 2: 0; 2008 Qtr 3: 0; 2008 Qtr 4: 0 | 20.0156
0 | 234304-Lighting-Remove 4 Ft Lamp (De-Lamp) - Tr2 | COFL00AVDEL01 | System | Commercial | 01-ALC-AllCommercial-IntLight | 0 |  |  |  |  | 28.2538 | 12.3653 | 0 | 0 | 0 | 15.8885 | 217.5212 |  | kWh | 0.042914 | -0.35623 | Commercial |  | Annual | [5 empty] | 11 | 0.96 |  |  |  | 0 | 0 | 20.0156 | 0 | 0 | 0 | 0 | 0 | 0 | 0 | 0 | 0 | 2006 Qtr 1: 0; 2006 Qtr 2: 0; 2006 Qtr 3: 0; 2006 Qtr 4: 0; 2007 Qtr 1: 0; 2007 Qtr 2: 0; 2007 Qtr 3: 0; 2007 Qtr 4: 20.0156; 2008 Qtr 1: 0; 2008 Qtr 2: 0; 2008 Qtr 3: 0; 2008 Qtr 4: 0 | 20.0156
0 | 234330-Premium T8 with T12 40 Watt Baseline - Tr1 |  | 10 | Commercial | 01-ALC-AllCommercial-IntLight | 0 |  |  |  |  | 13.9589 | 13.1897 | 0 | 0 | 0 | 0.76922 | 38.5499 |  | kWh | 0.01239 | -0.063133 | Commercial |  | Annual | [5 empty] | 11 | 0.96 |  |  |  | 0 | 0 | 188.329 | 0 | 0 | 0 | 0 | 0 | 0 | 0 | 0 | 0 | 2006 Qtr 1: 0; 2006 Qtr 2: 0; 2006 Qtr 3: 0; 2006 Qtr 4: 0; 2007 Qtr 1: 0; 2007 Qtr 2: 0; 2007 Qtr 3: 0; 2007 Qtr 4: 188.329; 2008 Qtr 1: 0; 2008 Qtr 2: 0; 2008 Qtr 3: 0; 2008 Qtr 4: 0 | 188.329
0 | 234332-Premium T8 with T12 40 Watt Baseline - Tr3 |  | 7 | Commercial | 01-ALC-AllCommercial-IntLight | 0 |  |  |  |  | 13.9591 | 7.1444 | 0 | 0 | 0 | 6.8147 | 32.4684 |  | kWh | 0.0098088 | -0.053173 | Commercial |  | Annual | [5 empty] | 11 | 0.96 |  |  |  | 0 | 0 | 14.5568 | 0 | 0 | 0 | 0 | 0 | 0 | 0 | 0 | 0 | 2006 Qtr 1: 0; 2006 Qtr 2: 0; 2006 Qtr 3: 0; 2006 Qtr 4: 0; 2007 Qtr 1: 0; 2007 Qtr 2: 0; 2007 Qtr 3: 0; 2007 Qtr 4: 14.5568; 2008 Qtr 1: 0; 2008 Qtr 2: 0; 2008 Qtr 3: 0; 2008 Qtr 4: 0 | 14.5568
0 | 234305-Lighting-Remove 4 Ft Lamp (De-Lamp) - Tr3 | COFL00AVDEL01 | 7 | Commercial | 01-ALC-AllCommercial-IntLight | 0 |  |  |  |  | 28.2538 | 8.7931 | 0 | 0 | 0 | 19.4607 | 115.4744 |  | kWh | 0.034885 | -0.18911 | Commercial |  | Annual | [5 empty] | 11 | 0.96 |  |  |  | 0 | 0 | 14.5568 | 0 | 0 | 0 | 0 | 0 | 0 | 0 | 0 | 0 | 2006 Qtr 1: 0; 2006 Qtr 2: 0; 2006 Qtr 3: 0; 2006 Qtr 4: 0; 2007 Qtr 1: 0; 2007 Qtr 2: 0; 2007 Qtr 3: 0; 2007 Qtr 4: 14.5568; 2008 Qtr 1: 0; 2008 Qtr 2: 0; 2008 Qtr 3: 0; 2008 Qtr 4: 0 | 14.5568
0 | 234330-Premium T8 with T12 40 Watt Baseline - Tr1 |  | System | Commercial | 01-ALC-AllCommercial-IntLight | 0 |  |  |  |  | 13.9589 | 13.1897 | 0 | 0 | 0 | 0.76922 | 16.7728 |  | kWh | 0.0038804 | -0.027468 | Commercial |  | Annual | [5 empty] | 11 | 0.96 |  |  |  | 0 | 0 | 25.4745 | 0 | 0 | 0 | 0 | 0 | 0 | 0 | 0 | 0 | 2006 Qtr 1: 0; 2006 Qtr 2: 0; 2006 Qtr 3: 0; 2006 Qtr 4: 0; 2007 Qtr 1: 0; 2007 Qtr 2: 0; 2007 Qtr 3: 0; 2007 Qtr 4: 25.4745; 2008 Qtr 1: 0; 2008 Qtr 2: 0; 2008 Qtr 3: 0; 2008 Qtr 4: 0 | 25.4745
0 | 234303-Lighting-Remove 4 Ft Lamp (De-Lamp) - Tr1 | COFL00AVDEL01 | System | Commercial | 01-ALC-AllCommercial-IntLight | 0 |  |  |  |  | 28.2518 | 16.4871 | 0 | 0 | 0 | 11.7647 | 55.7729 |  | kWh | 0.012903 | -0.091338 | Commercial |  | Annual | [5 empty] | 11 | 0.96 |  |  |  | 0 | 0 | 25.4745 | 0 | 0 | 0 | 0 | 0 | 0 | 0 | 0 | 0 | 2006 Qtr 1: 0; 2006 Qtr 2: 0; 2006 Qtr 3: 0; 2006 Qtr 4: 0; 2007 Qtr 1: 0; 2007 Qtr 2: 0; 2007 Qtr 3: 0; 2007 Qtr 4: 25.4745; 2008 Qtr 1: 0; 2008 Qtr 2: 0; 2008 Qtr 3: 0; 2008 Qtr 4: 0 | 25.4745
0 | 234049-Lighting-LED Exit Sign New Sign | CALC00AVETS01 | System | Commercial | 02-ASM-Assembly-Exit | 0 |  |  |  |  | 65.3696 | 45 | 0 | 0 | 0 | 20.3696 | 351.311 |  | kWh | 0 | 0 | Commercial |  | Annual | [5 empty] | 16 | 0.96 |  |  |  | 0 | 0 | 2 | 0 | 0 | 0 | 0 | 0 | 0 | 0 | 0 | 0 | 2006 Qtr 1: 0; 2006 Qtr 2: 0; 2006 Qtr 3: 0; 2006 Qtr 4: 0; 2007 Qtr 1: 0; 2007 Qtr 2: 0; 2007 Qtr 3: 0; 2007 Qtr 4: 2; 2008 Qtr 1: 0; 2008 Qtr 2: 0; 2008 Qtr 3: 0; 2008 Qtr 4: 0 | 2
0 | 234331-Premium T8 with T12 40 Watt Baseline - Tr2 |  | System | Commercial | 01-ALC-AllCommercial-IntLight | 0 |  |  |  |  | 13.9591 | 9.8923 | 0 | 0 | 0 | 4.0668 | 31.1202 |  | kWh | 0.0096442 | -0.050965 | Commercial |  | Annual | [5 empty] | 11 | 0.96 |  |  |  | 0 | 0 | 67.3254 | 0 | 0 | 0 | 0 | 0 | 0 | 0 | 0 | 0 | 2006 Qtr 1: 0; 2006 Qtr 2: 0; 2006 Qtr 3: 0; 2006 Qtr 4: 0; 2007 Qtr 1: 0; 2007 Qtr 2: 0; 2007 Qtr 3: 0; 2007 Qtr 4: 67.3254; 2008 Qtr 1: 0; 2008 Qtr 2: 0; 2008 Qtr 3: 0; 2008 Qtr 4: 0 | 67.3254
0 | 234304-Lighting-Remove 4 Ft Lamp (De-Lamp) - Tr2 | COFL00AVDEL01 | System | Commercial | 01-ALC-AllCommercial-IntLight | 0 |  |  |  |  | 28.2538 | 12.3653 | 0 | 0 | 0 | 15.8885 | 100.2216 |  | kWh | 0.031059 | -0.16413 | Commercial |  | Annual | [5 empty] | 11 | 0.96 |  |  |  | 0 | 0 | 67.3254 | 0 | 0 | 0 | 0 | 0 | 0 | 0 | 0 | 0 | 2006 Qtr 1: 0; 2006 Qtr 2: 0; 2006 Qtr 3: 0; 2006 Qtr 4: 0; 2007 Qtr 1: 0; 2007 Qtr 2: 0; 2007 Qtr 3: 0; 2007 Qtr 4: 67.3254; 2008 Qtr 1: 0; 2008 Qtr 2: 0; 2008 Qtr 3: 0; 2008 Qtr 4: 0 | 67.3254
0 | 234330-Premium T8 with T12 40 Watt Baseline - Tr1 |  | System | Commercial | 14-MLI-Manufacturing–LightIndustry-LIGHT | 0 |  |  |  |  | 13.9589 | 13.1897 | 0 | 0 | 0 | 0.76922 | 64.1697 |  | kWh | 0.012673 | -0.091694 | Commercial |  | Annual | [5 empty] | 11 | 0.96 |  |  |  | 0 | 0 | 74.6038 | 0 | 0 | 0 | 0 | 0 | 0 | 0 | 0 | 0 | 2006 Qtr 1: 0; 2006 Qtr 2: 0; 2006 Qtr 3: 0; 2006 Qtr 4: 0; 2007 Qtr 1: 0; 2007 Qtr 2: 0; 2007 Qtr 3: 0; 2007 Qtr 4: 74.6038; 2008 Qtr 1: 0; 2008 Qtr 2: 0; 2008 Qtr 3: 0; 2008 Qtr 4: 0 | 74.6038
0 | 234303-Lighting-Remove 4 Ft Lamp (De-Lamp) - Tr1 | COFL00AVDEL01 | System | Commercial | 14-MLI-Manufacturing–LightIndustry-LIGHT | 0 |  |  |  |  | 28.2518 | 16.4871 | 0 | 0 | 0 | 11.7647 | 213.3771 |  | kWh | 0.042139 | -0.3049 | Commercial |  | Annual | [5 empty] | 11 | 0.96 |  |  |  | 0 | 0 | 58.2273 | 0 | 0 | 0 | 0 | 0 | 0 | 0 | 0 | 0 | 2006 Qtr 1: 0; 2006 Qtr 2: 0; 2006 Qtr 3: 0; 2006 Qtr 4: 0; 2007 Qtr 1: 0; 2007 Qtr 2: 0; 2007 Qtr 3: 0; 2007 Qtr 4: 58.2273; 2008 Qtr 1: 0; 2008 Qtr 2: 0; 2008 Qtr 3: 0; 2008 Qtr 4: 0 | 58.2273
0 | 234330-Premium T8 with T12 40 Watt Baseline - Tr1 |  | System | Commercial | 01-ALC-AllCommercial-IntLight | 0 |  |  |  |  | 13.9589 | 13.1897 | 0 | 0 | 0 | 0.76922 | 27.8282 |  | kWh | 0.0094846 | -0.045574 | Commercial |  | Annual | [5 empty] | 11 | 0.96 |  |  |  | 0 | 0 | 165.584 | 0 | 0 | 0 | 0 | 0 | 0 | 0 | 0 | 0 | 2006 Qtr 1: 0; 2006 Qtr 2: 0; 2006 Qtr 3: 0; 2006 Qtr 4: 0; 2007 Qtr 1: 0; 2007 Qtr 2: 0; 2007 Qtr 3: 0; 2007 Qtr 4: 165.584; 2008 Qtr 1: 0; 2008 Qtr 2: 0; 2008 Qtr 3: 0; 2008 Qtr 4: 0 | 165.584
0 | 234303-Lighting-Remove 4 Ft Lamp (De-Lamp) - Tr1 | COFL00AVDEL01 | System | Commercial | 01-ALC-AllCommercial-IntLight | 0 |  |  |  |  | 28.2518 | 16.4871 | 0 | 0 | 0 | 11.7647 | 92.5345 |  | kWh | 0.031538 | -0.15154 | Commercial |  | Annual | [5 empty] | 11 | 0.96 |  |  |  | 0 | 0 | 52.7685 | 0 | 0 | 0 | 0 | 0 | 0 | 0 | 0 | 0 | 2006 Qtr 1: 0; 2006 Qtr 2: 0; 2006 Qtr 3: 0; 2006 Qtr 4: 0; 2007 Qtr 1: 0; 2007 Qtr 2: 0; 2007 Qtr 3: 0; 2007 Qtr 4: 52.7685; 2008 Qtr 1: 0; 2008 Qtr 2: 0; 2008 Qtr 3: 0; 2008 Qtr 4: 0 | 52.7685
0 | 234330-Premium T8 with T12 40 Watt Baseline - Tr1 |  | 7 | Commercial | 01-ALC-AllCommercial-IntLight | 0 |  |  |  |  | 13.9589 | 13.1897 | 0 | 0 | 0 | 0.76922 | 32.1158 |  | kWh | 0.0081987 | -0.052595 | Commercial |  | Annual | [5 empty] | 11 | 0.96 |  |  |  | 0 | 0 | 198.3369 | 0 | 0 | 0 | 0 | 0 | 0 | 0 | 0 | 0 | 2006 Qtr 1: 0; 2006 Qtr 2: 0; 2006 Qtr 3: 0; 2006 Qtr 4: 0; 2007 Qtr 1: 0; 2007 Qtr 2: 0; 2007 Qtr 3: 0; 2007 Qtr 4: 198.3369; 2008 Qtr 1: 0; 2008 Qtr 2: 0; 2008 Qtr 3: 0; 2008 Qtr 4: 0 | 198.3369
0 | 234303-Lighting-Remove 4 Ft Lamp (De-Lamp) - Tr1 | COFL00AVDEL01 | 7 | Commercial | 01-ALC-AllCommercial-IntLight | 0 |  |  |  |  | 28.2518 | 16.4871 | 0 | 0 | 0 | 11.7647 | 106.7914 |  | kWh | 0.027262 | -0.17489 | Commercial |  | Annual | [5 empty] | 11 | 0.96 |  |  |  | 0 | 0 | 150.1174 | 0 | 0 | 0 | 0 | 0 | 0 | 0 | 0 | 0 | 2006 Qtr 1: 0; 2006 Qtr 2: 0; 2006 Qtr 3: 0; 2006 Qtr 4: 0; 2007 Qtr 1: 0; 2007 Qtr 2: 0; 2007 Qtr 3: 0; 2007 Qtr 4: 150.1174; 2008 Qtr 1: 0; 2008 Qtr 2: 0; 2008 Qtr 3: 0; 2008 Qtr 4: 0 | 150.1174
0 | 234049-Lighting-LED Exit Sign New Sign | CALC00AVETS01 | 7 | Commercial | 02-ASM-Assembly-Exit | 0 |  |  |  |  | 65.3696 | 45 | 0 | 0 | 0 | 20.3696 | 351.311 |  | kWh | 0 | 0 | Commercial |  | Annual | [5 empty] | 16 | 0.96 |  |  |  | 0 | 0 | 15 | 0 | 0 | 0 | 0 | 0 | 0 | 0 | 0 | 0 | 2006 Qtr 1: 0; 2006 Qtr 2: 0; 2006 Qtr 3: 0; 2006 Qtr 4: 0; 2007 Qtr 1: 0; 2007 Qtr 2: 0; 2007 Qtr 3: 0; 2007 Qtr 4: 15; 2008 Qtr 1: 0; 2008 Qtr 2: 0; 2008 Qtr 3: 0; 2008 Qtr 4: 0 | 15
0 | 234331-Premium T8 with T12 40 Watt Baseline - Tr2 |  | System | Commercial | 01-ALC-AllCommercial-IntLight | 0 |  |  |  |  | 13.9591 | 9.8923 | 0 | 0 | 0 | 4.0668 | 35.8564 |  | kWh | 0.010832 | -0.058721 | Commercial |  | Annual | [5 empty] | 11 | 0.96 |  |  |  | 0 | 0 | 81.8822 | 0 | 0 | 0 | 0 | 0 | 0 | 0 | 0 | 0 | 2006 Qtr 1: 0; 2006 Qtr 2: 0; 2006 Qtr 3: 0; 2006 Qtr 4: 0; 2007 Qtr 1: 0; 2007 Qtr 2: 0; 2007 Qtr 3: 0; 2007 Qtr 4: 81.8822; 2008 Qtr 1: 0; 2008 Qtr 2: 0; 2008 Qtr 3: 0; 2008 Qtr 4: 0 | 81.8822
0 | 234304-Lighting-Remove 4 Ft Lamp (De-Lamp) - Tr2 | COFL00AVDEL01 | System | Commercial | 01-ALC-AllCommercial-IntLight | 0 |  |  |  |  | 28.2538 | 12.3653 | 0 | 0 | 0 | 15.8885 | 115.4744 |  | kWh | 0.034885 | -0.18911 | Commercial |  | Annual | [5 empty] | 11 | 0.96 |  |  |  | 0 | 0 | 81.8822 | 0 | 0 | 0 | 0 | 0 | 0 | 0 | 0 | 0 | 2006 Qtr 1: 0; 2006 Qtr 2: 0; 2006 Qtr 3: 0; 2006 Qtr 4: 0; 2007 Qtr 1: 0; 2007 Qtr 2: 0; 2007 Qtr 3: 0; 2007 Qtr 4: 81.8822; 2008 Qtr 1: 0; 2008 Qtr 2: 0; 2008 Qtr 3: 0; 2008 Qtr 4: 0 | 81.8822
0 | 234049-Lighting-LED Exit Sign New Sign | CALC00AVETS01 | System | Commercial | 02-ASM-Assembly-Exit | 0 |  |  |  |  | 65.3696 | 45 | 0 | 0 | 0 | 20.3696 | 351.311 |  | kWh | 0 | 0 | Commercial |  | Annual | [5 empty] | 16 | 0.96 |  |  |  | 0 | 0 | 99 | 0 | 0 | 0 | 0 | 0 | 0 | 0 | 0 | 0 | 2006 Qtr 1: 0; 2006 Qtr 2: 0; 2006 Qtr 3: 0; 2006 Qtr 4: 0; 2007 Qtr 1: 0; 2007 Qtr 2: 0; 2007 Qtr 3: 0; 2007 Qtr 4: 99; 2008 Qtr 1: 0; 2008 Qtr 2: 0; 2008 Qtr 3: 0; 2008 Qtr 4: 0 | 99
0 | 234330-Premium T8 with T12 40 Watt Baseline - Tr1 |  | 7 | Commercial | 01-ALC-AllCommercial-IntLight | 0 |  |  |  |  | 13.9589 | 13.1897 | 0 | 0 | 0 | 0.76922 | 16.7728 |  | kWh | 0.0038804 | -0.027468 | Commercial |  | Annual | [5 empty] | 11 | 0.96 |  |  |  | 0 | 0 | 18.196 | 0 | 0 | 0 | 0 | 0 | 0 | 0 | 0 | 0 | 2006 Qtr 1: 0; 2006 Qtr 2: 0; 2006 Qtr 3: 0; 2006 Qtr 4: 0; 2007 Qtr 1: 0; 2007 Qtr 2: 0; 2007 Qtr 3: 0; 2007 Qtr 4: 18.196; 2008 Qtr 1: 0; 2008 Qtr 2: 0; 2008 Qtr 3: 0; 2008 Qtr 4: 0 | 18.196
0 | 234303-Lighting-Remove 4 Ft Lamp (De-Lamp) - Tr1 | COFL00AVDEL01 | 7 | Commercial | 01-ALC-AllCommercial-IntLight | 0 |  |  |  |  | 28.2518 | 16.4871 | 0 | 0 | 0 | 11.7647 | 55.7729 |  | kWh | 0.012903 | -0.091338 | Commercial |  | Annual | [5 empty] | 11 | 0.96 |  |  |  | 0 | 0 | 18.196 | 0 | 0 | 0 | 0 | 0 | 0 | 0 | 0 | 0 | 2006 Qtr 1: 0; 2006 Qtr 2: 0; 2006 Qtr 3: 0; 2006 Qtr 4: 0; 2007 Qtr 1: 0; 2007 Qtr 2: 0; 2007 Qtr 3: 0; 2007 Qtr 4: 18.196; 2008 Qtr 1: 0; 2008 Qtr 2: 0; 2008 Qtr 3: 0; 2008 Qtr 4: 0 | 18.196
0 | 234331-Premium T8 with T12 40 Watt Baseline - Tr2 |  | System | Commercial | 01-ALC-AllCommercial-IntLight | 0 |  |  |  |  | 13.9591 | 9.8923 | 0 | 0 | 0 | 4.0668 | 31.1202 |  | kWh | 0.0096442 | -0.050965 | Commercial |  | Annual | [5 empty] | 11 | 0.96 |  |  |  | 0 | 0 | 29.1137 | 0 | 0 | 0 | 0 | 0 | 0 | 0 | 0 | 0 | 2006 Qtr 1: 0; 2006 Qtr 2: 0; 2006 Qtr 3: 0; 2006 Qtr 4: 0; 2007 Qtr 1: 0; 2007 Qtr 2: 0; 2007 Qtr 3: 0; 2007 Qtr 4: 29.1137; 2008 Qtr 1: 0; 2008 Qtr 2: 0; 2008 Qtr 3: 0; 2008 Qtr 4: 0 | 29.1137
0 | 234304-Lighting-Remove 4 Ft Lamp (De-Lamp) - Tr2 | COFL00AVDEL01 | System | Commercial | 01-ALC-AllCommercial-IntLight | 0 |  |  |  |  | 28.2538 | 12.3653 | 0 | 0 | 0 | 15.8885 | 100.2216 |  | kWh | 0.031059 | -0.16413 | Commercial |  | Annual | [5 empty] | 11 | 0.96 |  |  |  | 0 | 0 | 29.1137 | 0 | 0 | 0 | 0 | 0 | 0 | 0 | 0 | 0 | 2006 Qtr 1: 0; 2006 Qtr 2: 0; 2006 Qtr 3: 0; 2006 Qtr 4: 0; 2007 Qtr 1: 0; 2007 Qtr 2: 0; 2007 Qtr 3: 0; 2007 Qtr 4: 29.1137; 2008 Qtr 1: 0; 2008 Qtr 2: 0; 2008 Qtr 3: 0; 2008 Qtr 4: 0 | 29.1137
0 | 234343-Steam Trap Replacement- Commercial - Other |  | 7 | Commercial | 21-RSD-Restaurant–SitDown-PROC_OTH | 0 |  |  |  |  | 113.64 | 75 | 0 | 0 | 0 | 38.64 | 0 |  | kWh | 0 | 16.68 | Commercial |  | Annual | [5 empty] | 15 | 0.96 |  |  |  | 0 | 0 | 6 | 0 | 0 | 0 | 0 | 0 | 0 | 0 | 0 | 0 | 2006 Qtr 1: 0; 2006 Qtr 2: 0; 2006 Qtr 3: 0; 2006 Qtr 4: 0; 2007 Qtr 1: 0; 2007 Qtr 2: 0; 2007 Qtr 3: 6; 2007 Qtr 4: 0; 2008 Qtr 1: 0; 2008 Qtr 2: 0; 2008 Qtr 3: 0; 2008 Qtr 4: 0 | 6
0 | 234331-Premium T8 with T12 40 Watt Baseline - Tr2 |  | 7 | Commercial | 01-ALC-AllCommercial-IntLight | 0 |  |  |  |  | 13.9591 | 9.8923 | 0 | 0 | 0 | 4.0668 | 17.3182 |  | kWh | 0.0040066 | -0.028362 | Commercial |  | Annual | [5 empty] | 11 | 0.96 |  |  |  | 0 | 0 | 134.6507 | 0 | 0 | 0 | 0 | 0 | 0 | 0 | 0 | 0 | 2006 Qtr 1: 0; 2006 Qtr 2: 0; 2006 Qtr 3: 0; 2006 Qtr 4: 0; 2007 Qtr 1: 0; 2007 Qtr 2: 0; 2007 Qtr 3: 0; 2007 Qtr 4: 134.6507; 2008 Qtr 1: 0; 2008 Qtr 2: 0; 2008 Qtr 3: 0; 2008 Qtr 4: 0 | 134.6507
0 | 234304-Lighting-Remove 4 Ft Lamp (De-Lamp) - Tr2 | COFL00AVDEL01 | 7 | Commercial | 01-ALC-AllCommercial-IntLight | 0 |  |  |  |  | 28.2538 | 12.3653 | 0 | 0 | 0 | 15.8885 | 55.7729 |  | kWh | 0.012903 | -0.091338 | Commercial |  | Annual | [5 empty] | 11 | 0.96 |  |  |  | 0 | 0 | 134.6507 | 0 | 0 | 0 | 0 | 0 | 0 | 0 | 0 | 0 | 2006 Qtr 1: 0; 2006 Qtr 2: 0; 2006 Qtr 3: 0; 2006 Qtr 4: 0; 2007 Qtr 1: 0; 2007 Qtr 2: 0; 2007 Qtr 3: 0; 2007 Qtr 4: 134.6507; 2008 Qtr 1: 0; 2008 Qtr 2: 0; 2008 Qtr 3: 0; 2008 Qtr 4: 0 | 134.6507
0 | 234330-Premium T8 with T12 40 Watt Baseline - Tr1 |  | 7 | Commercial | 01-ALC-AllCommercial-IntLight | 0 |  |  |  |  | 13.9589 | 13.1897 | 0 | 0 | 0 | 0.76922 | 16.7728 |  | kWh | 0.0038804 | -0.027468 | Commercial |  | Annual | [5 empty] | 11 | 0.96 |  |  |  | 0 | 0 | 172.8624 | 0 | 0 | 0 | 0 | 0 | 0 | 0 | 0 | 0 | 2006 Qtr 1: 0; 2006 Qtr 2: 0; 2006 Qtr 3: 0; 2006 Qtr 4: 0; 2007 Qtr 1: 0; 2007 Qtr 2: 0; 2007 Qtr 3: 0; 2007 Qtr 4: 172.8624; 2008 Qtr 1: 0; 2008 Qtr 2: 0; 2008 Qtr 3: 0; 2008 Qtr 4: 0 | 172.8624
0 | 234303-Lighting-Remove 4 Ft Lamp (De-Lamp) - Tr1 | COFL00AVDEL01 | 7 | Commercial | 01-ALC-AllCommercial-IntLight | 0 |  |  |  |  | 28.2518 | 16.4871 | 0 | 0 | 0 | 11.7647 | 55.7729 |  | kWh | 0.012903 | -0.091338 | Commercial |  | Annual | [5 empty] | 11 | 0.96 |  |  |  | 0 | 0 | 121.0037 | 0 | 0 | 0 | 0 | 0 | 0 | 0 | 0 | 0 | 2006 Qtr 1: 0; 2006 Qtr 2: 0; 2006 Qtr 3: 0; 2006 Qtr 4: 0; 2007 Qtr 1: 0; 2007 Qtr 2: 0; 2007 Qtr 3: 0; 2007 Qtr 4: 121.0037; 2008 Qtr 1: 0; 2008 Qtr 2: 0; 2008 Qtr 3: 0; 2008 Qtr 4: 0 | 121.0037
0 | 234049-Lighting-LED Exit Sign New Sign | CALC00AVETS01 | 7 | Commercial | 02-ASM-Assembly-Exit | 0 |  |  |  |  | 65.3696 | 45 | 0 | 0 | 0 | 20.3696 | 351.311 |  | kWh | 0 | 0 | Commercial |  | Annual | [5 empty] | 16 | 0.96 |  |  |  | 0 | 0 | 9 | 0 | 0 | 0 | 0 | 0 | 0 | 0 | 0 | 0 | 2006 Qtr 1: 0; 2006 Qtr 2: 0; 2006 Qtr 3: 0; 2006 Qtr 4: 0; 2007 Qtr 1: 0; 2007 Qtr 2: 0; 2007 Qtr 3: 0; 2007 Qtr 4: 9; 2008 Qtr 1: 0; 2008 Qtr 2: 0; 2008 Qtr 3: 0; 2008 Qtr 4: 0 | 9
0 | 234330-Premium T8 with T12 40 Watt Baseline - Tr1 |  | 10 | Commercial | 01-ALC-AllCommercial-IntLight | 0 |  |  |  |  | 13.9589 | 13.1897 | 0 | 0 | 0 | 0.76922 | 33.262 |  | kWh | 0.0095047 | -0.054473 | Commercial |  | Annual | [5 empty] | 11 | 0.96 |  |  |  | 0 | 0 | 70.9646 | 0 | 0 | 0 | 0 | 0 | 0 | 0 | 0 | 0 | 2006 Qtr 1: 0; 2006 Qtr 2: 0; 2006 Qtr 3: 0; 2006 Qtr 4: 0; 2007 Qtr 1: 0; 2007 Qtr 2: 0; 2007 Qtr 3: 0; 2007 Qtr 4: 70.9646; 2008 Qtr 1: 0; 2008 Qtr 2: 0; 2008 Qtr 3: 0; 2008 Qtr 4: 0 | 70.9646
0 | 234208-Lighting-8 Ft T-8 with Elec Ballast-Tr2 |  | 7 | Commercial | 14-MLI-Manufacturing–LightIndustry-LIGHT | 0 |  |  |  |  | 35.7165 | 16.4871 | 0 | 0 | 0 | 19.2294 | 25.2347 |  | kWh | 0.0077981 | -0.032626 | Commercial |  | Annual | [5 empty] | 11 | 0.96 |  |  |  | 0 | 0 | 87.341 | 0 | 0 | 0 | 0 | 0 | 0 | 0 | 0 | 0 | 2006 Qtr 1: 0; 2006 Qtr 2: 0; 2006 Qtr 3: 0; 2006 Qtr 4: 0; 2007 Qtr 1: 0; 2007 Qtr 2: 0; 2007 Qtr 3: 0; 2007 Qtr 4: 87.341; 2008 Qtr 1: 0; 2008 Qtr 2: 0; 2008 Qtr 3: 0; 2008 Qtr 4: 0 | 87.341
0 | 234331-Premium T8 with T12 40 Watt Baseline - Tr2 |  | 7 | Commercial | 14-MLI-Manufacturing–LightIndustry-LIGHT | 0 |  |  |  |  | 13.9591 | 9.8923 | 0 | 0 | 0 | 4.0668 | 31.1146 |  | kWh | 0.0096152 | -0.040228 | Commercial |  | Annual | [5 empty] | 11 | 0.96 |  |  |  | 0 | 0 | 55.4979 | 0 | 0 | 0 | 0 | 0 | 0 | 0 | 0 | 0 | 2006 Qtr 1: 0; 2006 Qtr 2: 0; 2006 Qtr 3: 0; 2006 Qtr 4: 0; 2007 Qtr 1: 0; 2007 Qtr 2: 0; 2007 Qtr 3: 0; 2007 Qtr 4: 55.4979; 2008 Qtr 1: 0; 2008 Qtr 2: 0; 2008 Qtr 3: 0; 2008 Qtr 4: 0 | 55.4979
0 | 234049-Lighting-LED Exit Sign New Sign | CALC00AVETS01 | 7 | Commercial | 02-ASM-Assembly-Exit | 0 |  |  |  |  | 65.3696 | 45 | 0 | 0 | 0 | 20.3696 | 351.311 |  | kWh | 0 | 0 | Commercial |  | Annual | [5 empty] | 16 | 0.96 |  |  |  | 0 | 0 | 2 | 0 | 0 | 0 | 0 | 0 | 0 | 0 | 0 | 0 | 2006 Qtr 1: 0; 2006 Qtr 2: 0; 2006 Qtr 3: 0; 2006 Qtr 4: 0; 2007 Qtr 1: 0; 2007 Qtr 2: 0; 2007 Qtr 3: 0; 2007 Qtr 4: 2; 2008 Qtr 1: 0; 2008 Qtr 2: 0; 2008 Qtr 3: 0; 2008 Qtr 4: 0 | 2
0 | 234330-Premium T8 with T12 40 Watt Baseline - Tr1 |  | 7 | Commercial | 01-ALC-AllCommercial-IntLight | 0 |  |  |  |  | 13.9589 | 13.1897 | 0 | 0 | 0 | 0.76922 | 38.5499 |  | kWh | 0.01239 | -0.063133 | Commercial |  | Annual | [5 empty] | 11 | 0.96 |  |  |  | 0 | 0 | 50.9489 | 0 | 0 | 0 | 0 | 0 | 0 | 0 | 0 | 0 | 2006 Qtr 1: 0; 2006 Qtr 2: 0; 2006 Qtr 3: 0; 2006 Qtr 4: 0; 2007 Qtr 1: 0; 2007 Qtr 2: 0; 2007 Qtr 3: 0; 2007 Qtr 4: 50.9489; 2008 Qtr 1: 0; 2008 Qtr 2: 0; 2008 Qtr 3: 0; 2008 Qtr 4: 0 | 50.9489
0 | 234330-Premium T8 with T12 40 Watt Baseline - Tr1 |  | 7 | Commercial | 14-MLI-Manufacturing–LightIndustry-LIGHT | 0 |  |  |  |  | 13.9589 | 13.1897 | 0 | 0 | 0 | 0.76922 | 30.1346 |  | kWh | 0.0093123 | -0.038961 | Commercial |  | Annual | [5 empty] | 11 | 0.96 |  |  |  | 0 | 0 | 43.6705 | 0 | 0 | 0 | 0 | 0 | 0 | 0 | 0 | 0 | 2006 Qtr 1: 0; 2006 Qtr 2: 0; 2006 Qtr 3: 0; 2006 Qtr 4: 0; 2007 Qtr 1: 0; 2007 Qtr 2: 0; 2007 Qtr 3: 43.6705; 2007 Qtr 4: 0; 2008 Qtr 1: 0; 2008 Qtr 2: 0; 2008 Qtr 3: 0; 2008 Qtr 4: 0 | 43.6705
0 | 234303-Lighting-Remove 4 Ft Lamp (De-Lamp) - Tr1 | COFL00AVDEL01 | 7 | Commercial | 14-MLI-Manufacturing–LightIndustry-LIGHT | 0 |  |  |  |  | 28.2518 | 16.4871 | 0 | 0 | 0 | 11.7647 | 100.2037 |  | kWh | 0.030965 | -0.12955 | Commercial |  | Annual | [5 empty] | 11 | 0.96 |  |  |  | 0 | 0 | 3.6392 | 0 | 0 | 0 | 0 | 0 | 0 | 0 | 0 | 0 | 2006 Qtr 1: 0; 2006 Qtr 2: 0; 2006 Qtr 3: 0; 2006 Qtr 4: 0; 2007 Qtr 1: 0; 2007 Qtr 2: 0; 2007 Qtr 3: 3.6392; 2007 Qtr 4: 0; 2008 Qtr 1: 0; 2008 Qtr 2: 0; 2008 Qtr 3: 0; 2008 Qtr 4: 0 | 3.6392
0 | 234330-Premium T8 with T12 40 Watt Baseline - Tr1 |  | 7 | Commercial | 14-MLI-Manufacturing–LightIndustry-LIGHT | 0 |  |  |  |  | 13.9589 | 13.1897 | 0 | 0 | 0 | 0.76922 | 30.1346 |  | kWh | 0.0093123 | -0.038961 | Commercial |  | Annual | [5 empty] | 11 | 0.96 |  |  |  | 0 | 0 | 101.8978 | 0 | 0 | 0 | 0 | 0 | 0 | 0 | 0 | 0 | 2006 Qtr 1: 0; 2006 Qtr 2: 0; 2006 Qtr 3: 0; 2006 Qtr 4: 0; 2007 Qtr 1: 0; 2007 Qtr 2: 0; 2007 Qtr 3: 0; 2007 Qtr 4: 101.8978; 2008 Qtr 1: 0; 2008 Qtr 2: 0; 2008 Qtr 3: 0; 2008 Qtr 4: 0 | 101.8978
0 | 234330-Premium T8 with T12 40 Watt Baseline - Tr1 |  | 7 | Commercial | 14-MLI-Manufacturing–LightIndustry-LIGHT | 0 |  |  |  |  | 13.9589 | 13.1897 | 0 | 0 | 0 | 0.76922 | 30.1346 |  | kWh | 0.0093123 | -0.038961 | Commercial |  | Annual | [5 empty] | 11 | 0.96 |  |  |  | 0 | 0 | 101.8978 | 0 | 0 | 0 | 0 | 0 | 0 | 0 | 0 | 0 | 2006 Qtr 1: 0; 2006 Qtr 2: 0; 2006 Qtr 3: 0; 2006 Qtr 4: 0; 2007 Qtr 1: 0; 2007 Qtr 2: 0; 2007 Qtr 3: 0; 2007 Qtr 4: 101.8978; 2008 Qtr 1: 0; 2008 Qtr 2: 0; 2008 Qtr 3: 0; 2008 Qtr 4: 0 | 101.8978
0 | 234330-Premium T8 with T12 40 Watt Baseline - Tr1 |  | 7 | Commercial | 01-ALC-AllCommercial-IntLight | 0 |  |  |  |  | 13.9589 | 13.1897 | 0 | 0 | 0 | 0.76922 | 34.727 |  | kWh | 0.010491 | -0.056872 | Commercial |  | Annual | [5 empty] | 11 | 0.96 |  |  |  | 0 | 0 | 43.6705 | 0 | 0 | 0 | 0 | 0 | 0 | 0 | 0 | 0 | 2006 Qtr 1: 0; 2006 Qtr 2: 0; 2006 Qtr 3: 0; 2006 Qtr 4: 0; 2007 Qtr 1: 0; 2007 Qtr 2: 0; 2007 Qtr 3: 43.6705; 2007 Qtr 4: 0; 2008 Qtr 1: 0; 2008 Qtr 2: 0; 2008 Qtr 3: 0; 2008 Qtr 4: 0 | 43.6705
0 | 234330-Premium T8 with T12 40 Watt Baseline - Tr1 |  | 10 | Commercial | 01-ALC-AllCommercial-IntLight | 0 |  |  |  |  | 13.9589 | 13.1897 | 0 | 0 | 0 | 0.76922 | 38.5499 |  | kWh | 0.01239 | -0.063133 | Commercial |  | Annual | [5 empty] | 11 | 0.96 |  |  |  | 0 | 0 | 63.6862 | 0 | 0 | 0 | 0 | 0 | 0 | 0 | 0 | 0 | 2006 Qtr 1: 0; 2006 Qtr 2: 0; 2006 Qtr 3: 0; 2006 Qtr 4: 0; 2007 Qtr 1: 0; 2007 Qtr 2: 0; 2007 Qtr 3: 0; 2007 Qtr 4: 63.6862; 2008 Qtr 1: 0; 2008 Qtr 2: 0; 2008 Qtr 3: 0; 2008 Qtr 4: 0 | 63.6862
0 | 234303-Lighting-Remove 4 Ft Lamp (De-Lamp) - Tr1 | COFL00AVDEL01 | 10 | Commercial | 01-ALC-AllCommercial-IntLight | 0 |  |  |  |  | 28.2518 | 16.4871 | 0 | 0 | 0 | 11.7647 | 128.1864 |  | kWh | 0.0412 | -0.20993 | Commercial |  | Annual | [5 empty] | 11 | 0.96 |  |  |  | 0 | 0 | 27.2941 | 0 | 0 | 0 | 0 | 0 | 0 | 0 | 0 | 0 | 2006 Qtr 1: 0; 2006 Qtr 2: 0; 2006 Qtr 3: 0; 2006 Qtr 4: 0; 2007 Qtr 1: 0; 2007 Qtr 2: 0; 2007 Qtr 3: 0; 2007 Qtr 4: 27.2941; 2008 Qtr 1: 0; 2008 Qtr 2: 0; 2008 Qtr 3: 0; 2008 Qtr 4: 0 | 27.2941
0 | 234330-Premium T8 with T12 40 Watt Baseline - Tr1 |  | 7 | Commercial | 01-ALC-AllCommercial-IntLight | 0 |  |  |  |  | 13.9589 | 13.1897 | 0 | 0 | 0 | 0.76922 | 34.727 |  | kWh | 0.010491 | -0.056872 | Commercial |  | Annual | [5 empty] | 11 | 0.96 |  |  |  | 0 | 0 | 203.7957 | 0 | 0 | 0 | 0 | 0 | 0 | 0 | 0 | 0 | 2006 Qtr 1: 0; 2006 Qtr 2: 0; 2006 Qtr 3: 0; 2006 Qtr 4: 0; 2007 Qtr 1: 0; 2007 Qtr 2: 0; 2007 Qtr 3: 0; 2007 Qtr 4: 203.7957; 2008 Qtr 1: 0; 2008 Qtr 2: 0; 2008 Qtr 3: 0; 2008 Qtr 4: 0 | 203.7957
0 | 234331-Premium T8 with T12 40 Watt Baseline - Tr2 |  | System | Commercial | 14-MLI-Manufacturing–LightIndustry-LIGHT | 0 |  |  |  |  | 13.9591 | 9.8923 | 0 | 0 | 0 | 4.0668 | 31.2346 |  | kWh | 0.0096136 | -0.044632 | Commercial |  | Annual | [5 empty] | 11 | 0.96 |  |  |  | 0 | 0 | 43.6705 | 0 | 0 | 0 | 0 | 0 | 0 | 0 | 0 | 0 | 2006 Qtr 1: 0; 2006 Qtr 2: 0; 2006 Qtr 3: 0; 2006 Qtr 4: 0; 2007 Qtr 1: 0; 2007 Qtr 2: 0; 2007 Qtr 3: 0; 2007 Qtr 4: 43.6705; 2008 Qtr 1: 0; 2008 Qtr 2: 0; 2008 Qtr 3: 0; 2008 Qtr 4: 0 | 43.6705
0 | 234304-Lighting-Remove 4 Ft Lamp (De-Lamp) - Tr2 | COFL00AVDEL01 | System | Commercial | 14-MLI-Manufacturing–LightIndustry-LIGHT | 0 |  |  |  |  | 28.2538 | 12.3653 | 0 | 0 | 0 | 15.8885 | 100.5901 |  | kWh | 0.03096 | -0.14374 | Commercial |  | Annual | [5 empty] | 11 | 0.96 |  |  |  | 0 | 0 | 43.6705 | 0 | 0 | 0 | 0 | 0 | 0 | 0 | 0 | 0 | 2006 Qtr 1: 0; 2006 Qtr 2: 0; 2006 Qtr 3: 0; 2006 Qtr 4: 0; 2007 Qtr 1: 0; 2007 Qtr 2: 0; 2007 Qtr 3: 0; 2007 Qtr 4: 43.6705; 2008 Qtr 1: 0; 2008 Qtr 2: 0; 2008 Qtr 3: 0; 2008 Qtr 4: 0 | 43.6705
0 | 234331-Premium T8 with T12 40 Watt Baseline - Tr2 |  | System | Commercial | 14-MLI-Manufacturing–LightIndustry-LIGHT | 0 |  |  |  |  | 13.9591 | 9.8923 | 0 | 0 | 0 | 4.0668 | 31.2346 |  | kWh | 0.0096136 | -0.044632 | Commercial |  | Annual | [5 empty] | 11 | 0.96 |  |  |  | 0 | 0 | 45.4901 | 0 | 0 | 0 | 0 | 0 | 0 | 0 | 0 | 0 | 2006 Qtr 1: 0; 2006 Qtr 2: 0; 2006 Qtr 3: 0; 2006 Qtr 4: 0; 2007 Qtr 1: 0; 2007 Qtr 2: 0; 2007 Qtr 3: 0; 2007 Qtr 4: 45.4901; 2008 Qtr 1: 0; 2008 Qtr 2: 0; 2008 Qtr 3: 0; 2008 Qtr 4: 0 | 45.4901
0 | 234304-Lighting-Remove 4 Ft Lamp (De-Lamp) - Tr2 | COFL00AVDEL01 | System | Commercial | 14-MLI-Manufacturing–LightIndustry-LIGHT | 0 |  |  |  |  | 28.2538 | 12.3653 | 0 | 0 | 0 | 15.8885 | 100.5901 |  | kWh | 0.03096 | -0.14374 | Commercial |  | Annual | [5 empty] | 11 | 0.96 |  |  |  | 0 | 0 | 45.4901 | 0 | 0 | 0 | 0 | 0 | 0 | 0 | 0 | 0 | 2006 Qtr 1: 0; 2006 Qtr 2: 0; 2006 Qtr 3: 0; 2006 Qtr 4: 0; 2007 Qtr 1: 0; 2007 Qtr 2: 0; 2007 Qtr 3: 0; 2007 Qtr 4: 45.4901; 2008 Qtr 1: 0; 2008 Qtr 2: 0; 2008 Qtr 3: 0; 2008 Qtr 4: 0 | 45.4901
0 | 234330-Premium T8 with T12 40 Watt Baseline - Tr1 |  | 7 | Commercial | 01-ALC-AllCommercial-IntLight | 0 |  |  |  |  | 13.9589 | 13.1897 | 0 | 0 | 0 | 0.76922 | 40.547 |  | kWh | 0.0073476 | -0.066403 | Commercial |  | Annual | [5 empty] | 11 | 0.96 |  |  |  | 0 | 0 | 52.7685 | 0 | 0 | 0 | 0 | 0 | 0 | 0 | 0 | 0 | 2006 Qtr 1: 0; 2006 Qtr 2: 0; 2006 Qtr 3: 0; 2006 Qtr 4: 0; 2007 Qtr 1: 0; 2007 Qtr 2: 0; 2007 Qtr 3: 0; 2007 Qtr 4: 52.7685; 2008 Qtr 1: 0; 2008 Qtr 2: 0; 2008 Qtr 3: 0; 2008 Qtr 4: 0 | 52.7685
0 | 234330-Premium T8 with T12 40 Watt Baseline - Tr1 |  | 7 | Commercial | 01-ALC-AllCommercial-IntLight | 0 |  |  |  |  | 13.9589 | 13.1897 | 0 | 0 | 0 | 0.76922 | 40.547 |  | kWh | 0.0073476 | -0.066403 | Commercial |  | Annual | [5 empty] | 11 | 0.96 |  |  |  | 0 | 0 | 34.5725 | 0 | 0 | 0 | 0 | 0 | 0 | 0 | 0 | 0 | 2006 Qtr 1: 0; 2006 Qtr 2: 0; 2006 Qtr 3: 0; 2006 Qtr 4: 0; 2007 Qtr 1: 0; 2007 Qtr 2: 0; 2007 Qtr 3: 0; 2007 Qtr 4: 34.5725; 2008 Qtr 1: 0; 2008 Qtr 2: 0; 2008 Qtr 3: 0; 2008 Qtr 4: 0 | 34.5725
0 | 234303-Lighting-Remove 4 Ft Lamp (De-Lamp) - Tr1 | COFL00AVDEL01 | 7 | Commercial | 01-ALC-AllCommercial-IntLight | 0 |  |  |  |  | 28.2518 | 16.4871 | 0 | 0 | 0 | 11.7647 | 134.827 |  | kWh | 0.024432 | -0.2208 | Commercial |  | Annual | [5 empty] | 11 | 0.96 |  |  |  | 0 | 0 | 34.5725 | 0 | 0 | 0 | 0 | 0 | 0 | 0 | 0 | 0 | 2006 Qtr 1: 0; 2006 Qtr 2: 0; 2006 Qtr 3: 0; 2006 Qtr 4: 0; 2007 Qtr 1: 0; 2007 Qtr 2: 0; 2007 Qtr 3: 0; 2007 Qtr 4: 34.5725; 2008 Qtr 1: 0; 2008 Qtr 2: 0; 2008 Qtr 3: 0; 2008 Qtr 4: 0 | 34.5725
0 | 234049-Lighting-LED Exit Sign New Sign | CALC00AVETS01 | 7 | Commercial | 02-ASM-Assembly-Exit | 0 |  |  |  |  | 65.3696 | 45 | 0 | 0 | 0 | 20.3696 | 351.311 |  | kWh | 0 | 0 | Commercial |  | Annual | [5 empty] | 16 | 0.96 |  |  |  | 0 | 0 | 2 | 0 | 0 | 0 | 0 | 0 | 0 | 0 | 0 | 0 | 2006 Qtr 1: 0; 2006 Qtr 2: 0; 2006 Qtr 3: 0; 2006 Qtr 4: 0; 2007 Qtr 1: 0; 2007 Qtr 2: 0; 2007 Qtr 3: 0; 2007 Qtr 4: 2; 2008 Qtr 1: 0; 2008 Qtr 2: 0; 2008 Qtr 3: 0; 2008 Qtr 4: 0 | 2
0 | 234330-Premium T8 with T12 40 Watt Baseline - Tr1 |  | 7 | Commercial | 01-ALC-AllCommercial-IntLight | 0 |  |  |  |  | 13.9589 | 13.1897 | 0 | 0 | 0 | 0.76922 | 40.547 |  | kWh | 0.0073476 | -0.066403 | Commercial |  | Annual | [5 empty] | 11 | 0.96 |  |  |  | 0 | 0 | 21.8353 | 0 | 0 | 0 | 0 | 0 | 0 | 0 | 0 | 0 | 2006 Qtr 1: 0; 2006 Qtr 2: 0; 2006 Qtr 3: 0; 2006 Qtr 4: 0; 2007 Qtr 1: 0; 2007 Qtr 2: 0; 2007 Qtr 3: 0; 2007 Qtr 4: 21.8353; 2008 Qtr 1: 0; 2008 Qtr 2: 0; 2008 Qtr 3: 0; 2008 Qtr 4: 0 | 21.8353
0 | 234303-Lighting-Remove 4 Ft Lamp (De-Lamp) - Tr1 | COFL00AVDEL01 | 7 | Commercial | 01-ALC-AllCommercial-IntLight | 0 |  |  |  |  | 28.2518 | 16.4871 | 0 | 0 | 0 | 11.7647 | 134.827 |  | kWh | 0.024432 | -0.2208 | Commercial |  | Annual | [5 empty] | 11 | 0.96 |  |  |  | 0 | 0 | 21.8353 | 0 | 0 | 0 | 0 | 0 | 0 | 0 | 0 | 0 | 2006 Qtr 1: 0; 2006 Qtr 2: 0; 2006 Qtr 3: 0; 2006 Qtr 4: 0; 2007 Qtr 1: 0; 2007 Qtr 2: 0; 2007 Qtr 3: 0; 2007 Qtr 4: 21.8353; 2008 Qtr 1: 0; 2008 Qtr 2: 0; 2008 Qtr 3: 0; 2008 Qtr 4: 0 | 21.8353
0 | 234330-Premium T8 with T12 40 Watt Baseline - Tr1 |  | 7 | Commercial | 01-ALC-AllCommercial-IntLight | 0 |  |  |  |  | 13.9589 | 13.1897 | 0 | 0 | 0 | 0.76922 | 30.14 |  | kWh | 0.0093405 | -0.04936 | Commercial |  | Annual | [5 empty] | 11 | 0.96 |  |  |  | 0 | 0 | 720.5633 | 0 | 0 | 0 | 0 | 0 | 0 | 0 | 0 | 0 | 2006 Qtr 1: 0; 2006 Qtr 2: 0; 2006 Qtr 3: 0; 2006 Qtr 4: 0; 2007 Qtr 1: 0; 2007 Qtr 2: 0; 2007 Qtr 3: 0; 2007 Qtr 4: 720.5633; 2008 Qtr 1: 0; 2008 Qtr 2: 0; 2008 Qtr 3: 0; 2008 Qtr 4: 0 | 720.5633
0 | 234303-Lighting-Remove 4 Ft Lamp (De-Lamp) - Tr1 | COFL00AVDEL01 | 7 | Commercial | 01-ALC-AllCommercial-IntLight | 0 |  |  |  |  | 28.2518 | 16.4871 | 0 | 0 | 0 | 11.7647 | 100.2216 |  | kWh | 0.031059 | -0.16413 | Commercial |  | Annual | [5 empty] | 11 | 0.96 |  |  |  | 0 | 0 | 403.0424 | 0 | 0 | 0 | 0 | 0 | 0 | 0 | 0 | 0 | 2006 Qtr 1: 0; 2006 Qtr 2: 0; 2006 Qtr 3: 0; 2006 Qtr 4: 0; 2007 Qtr 1: 0; 2007 Qtr 2: 0; 2007 Qtr 3: 0; 2007 Qtr 4: 403.0424; 2008 Qtr 1: 0; 2008 Qtr 2: 0; 2008 Qtr 3: 0; 2008 Qtr 4: 0 | 403.0424
0 | 234049-Lighting-LED Exit Sign New Sign | CALC00AVETS01 | 7 | Commercial | 02-ASM-Assembly-Exit | 0 |  |  |  |  | 65.3696 | 45 | 0 | 0 | 0 | 20.3696 | 351.311 |  | kWh | 0 | 0 | Commercial |  | Annual | [5 empty] | 16 | 0.96 |  |  |  | 0 | 0 | 4 | 0 | 0 | 0 | 0 | 0 | 0 | 0 | 0 | 0 | 2006 Qtr 1: 0; 2006 Qtr 2: 0; 2006 Qtr 3: 0; 2006 Qtr 4: 0; 2007 Qtr 1: 0; 2007 Qtr 2: 0; 2007 Qtr 3: 0; 2007 Qtr 4: 4; 2008 Qtr 1: 0; 2008 Qtr 2: 0; 2008 Qtr 3: 0; 2008 Qtr 4: 0 | 4
0 | 234343-Steam Trap Replacement- Commercial - Other |  | 10 | Commercial | 21-RSD-Restaurant–SitDown-PROC_OTH | 0 |  |  |  |  | 113.64 | 75 | 0 | 0 | 0 | 38.64 | 0 |  | kWh | 0 | 16.68 | Commercial |  | Annual | [5 empty] | 15 | 0.96 |  |  |  | 0 | 0 | 15 | 0 | 0 | 0 | 0 | 0 | 0 | 0 | 0 | 0 | 2006 Qtr 1: 0; 2006 Qtr 2: 0; 2006 Qtr 3: 0; 2006 Qtr 4: 0; 2007 Qtr 1: 0; 2007 Qtr 2: 0; 2007 Qtr 3: 0; 2007 Qtr 4: 15; 2008 Qtr 1: 0; 2008 Qtr 2: 0; 2008 Qtr 3: 0; 2008 Qtr 4: 0 | 15
0 | 234343-Steam Trap Replacement- Commercial - Other |  | 7 | Commercial | 21-RSD-Restaurant–SitDown-PROC_OTH | 0 |  |  |  |  | 113.64 | 75 | 0 | 0 | 0 | 38.64 | 0 |  | kWh | 0 | 16.68 | Commercial |  | Annual | [5 empty] | 15 | 0.96 |  |  |  | 0 | 0 | 10 | 0 | 0 | 0 | 0 | 0 | 0 | 0 | 0 | 0 | 2006 Qtr 1: 0; 2006 Qtr 2: 0; 2006 Qtr 3: 0; 2006 Qtr 4: 0; 2007 Qtr 1: 0; 2007 Qtr 2: 0; 2007 Qtr 3: 0; 2007 Qtr 4: 10; 2008 Qtr 1: 0; 2008 Qtr 2: 0; 2008 Qtr 3: 0; 2008 Qtr 4: 0 | 10
0 | 234343-Steam Trap Replacement- Commercial - Other |  | 7 | Commercial | 21-RSD-Restaurant–SitDown-PROC_OTH | 0 |  |  |  |  | 113.64 | 75 | 0 | 0 | 0 | 38.64 | 0 |  | kWh | 0 | 16.68 | Commercial |  | Annual | [5 empty] | 15 | 0.96 |  |  |  | 0 | 0 | 12 | 0 | 0 | 0 | 0 | 0 | 0 | 0 | 0 | 0 | 2006 Qtr 1: 0; 2006 Qtr 2: 0; 2006 Qtr 3: 0; 2006 Qtr 4: 0; 2007 Qtr 1: 0; 2007 Qtr 2: 0; 2007 Qtr 3: 0; 2007 Qtr 4: 12; 2008 Qtr 1: 0; 2008 Qtr 2: 0; 2008 Qtr 3: 0; 2008 Qtr 4: 0 | 12
0 | 234343-Steam Trap Replacement- Commercial - Other |  | 10 | Commercial | 21-RSD-Restaurant–SitDown-PROC_OTH | 0 |  |  |  |  | 113.64 | 75 | 0 | 0 | 0 | 38.64 | 0 |  | kWh | 0 | 16.68 | Commercial |  | Annual | [5 empty] | 15 | 0.96 |  |  |  | 0 | 0 | 23 | 0 | 0 | 0 | 0 | 0 | 0 | 0 | 0 | 0 | 2006 Qtr 1: 0; 2006 Qtr 2: 0; 2006 Qtr 3: 0; 2006 Qtr 4: 0; 2007 Qtr 1: 0; 2007 Qtr 2: 0; 2007 Qtr 3: 0; 2007 Qtr 4: 23; 2008 Qtr 1: 0; 2008 Qtr 2: 0; 2008 Qtr 3: 0; 2008 Qtr 4: 0 | 23
0 | 234343-Steam Trap Replacement- Commercial - Other |  | 7 | Commercial | 21-RSD-Restaurant–SitDown-PROC_OTH | 0 |  |  |  |  | 113.64 | 75 | 0 | 0 | 0 | 38.64 | 0 |  | kWh | 0 | 16.68 | Commercial |  | Annual | [5 empty] | 15 | 0.96 |  |  |  | 0 | 0 | 16 | 0 | 0 | 0 | 0 | 0 | 0 | 0 | 0 | 0 | 2006 Qtr 1: 0; 2006 Qtr 2: 0; 2006 Qtr 3: 0; 2006 Qtr 4: 0; 2007 Qtr 1: 0; 2007 Qtr 2: 0; 2007 Qtr 3: 0; 2007 Qtr 4: 16; 2008 Qtr 1: 0; 2008 Qtr 2: 0; 2008 Qtr 3: 0; 2008 Qtr 4: 0 | 16
0 | 234330-Premium T8 with T12 40 Watt Baseline - Tr1 |  | 7 | Commercial | 01-ALC-AllCommercial-IntLight | 0 |  |  |  |  | 13.9589 | 13.1897 | 0 | 0 | 0 | 0.76922 | 34.727 |  | kWh | 0.010491 | -0.056872 | Commercial |  | Annual | [5 empty] | 11 | 0.96 |  |  |  | 0 | 0 | 54.5881 | 0 | 0 | 0 | 0 | 0 | 0 | 0 | 0 | 0 | 2006 Qtr 1: 0; 2006 Qtr 2: 0; 2006 Qtr 3: 0; 2006 Qtr 4: 0; 2007 Qtr 1: 0; 2007 Qtr 2: 0; 2007 Qtr 3: 0; 2007 Qtr 4: 54.5881; 2008 Qtr 1: 0; 2008 Qtr 2: 0; 2008 Qtr 3: 0; 2008 Qtr 4: 0 | 54.5881
0 | 234343-Steam Trap Replacement- Commercial - Other |  | 7 | Commercial | 21-RSD-Restaurant–SitDown-PROC_OTH | 0 |  |  |  |  | 113.64 | 75 | 0 | 0 | 0 | 38.64 | 0 |  | kWh | 0 | 16.68 | Commercial |  | Annual | [5 empty] | 15 | 0.96 |  |  |  | 0 | 0 | 20 | 0 | 0 | 0 | 0 | 0 | 0 | 0 | 0 | 0 | 2006 Qtr 1: 0; 2006 Qtr 2: 0; 2006 Qtr 3: 0; 2006 Qtr 4: 0; 2007 Qtr 1: 0; 2007 Qtr 2: 0; 2007 Qtr 3: 0; 2007 Qtr 4: 20; 2008 Qtr 1: 0; 2008 Qtr 2: 0; 2008 Qtr 3: 0; 2008 Qtr 4: 0 | 20
0 | 234330-Premium T8 with T12 40 Watt Baseline - Tr1 |  | 7 | Commercial | 01-ALC-AllCommercial-IntLight | 0 |  |  |  |  | 13.9589 | 13.1897 | 0 | 0 | 0 | 0.76922 | 40.547 |  | kWh | 0.0073476 | -0.066403 | Commercial |  | Annual | [5 empty] | 11 | 0.96 |  |  |  | 0 | 0 | 21.8353 | 0 | 0 | 0 | 0 | 0 | 0 | 0 | 0 | 0 | 2006 Qtr 1: 0; 2006 Qtr 2: 0; 2006 Qtr 3: 0; 2006 Qtr 4: 0; 2007 Qtr 1: 0; 2007 Qtr 2: 0; 2007 Qtr 3: 0; 2007 Qtr 4: 21.8353; 2008 Qtr 1: 0; 2008 Qtr 2: 0; 2008 Qtr 3: 0; 2008 Qtr 4: 0 | 21.8353
0 | 234330-Premium T8 with T12 40 Watt Baseline - Tr1 |  | 7 | Commercial | 01-ALC-AllCommercial-IntLight | 0 |  |  |  |  | 13.9589 | 13.1897 | 0 | 0 | 0 | 0.76922 | 34.727 |  | kWh | 0.010491 | -0.056872 | Commercial |  | Annual | [5 empty] | 11 | 0.96 |  |  |  | 0 | 0 | 60.0469 | 0 | 0 | 0 | 0 | 0 | 0 | 0 | 0 | 0 | 2006 Qtr 1: 0; 2006 Qtr 2: 0; 2006 Qtr 3: 0; 2006 Qtr 4: 0; 2007 Qtr 1: 0; 2007 Qtr 2: 0; 2007 Qtr 3: 0; 2007 Qtr 4: 60.0469; 2008 Qtr 1: 0; 2008 Qtr 2: 0; 2008 Qtr 3: 0; 2008 Qtr 4: 0 | 60.0469
0 | 234343-Steam Trap Replacement- Commercial - Other |  | 7 | Commercial | 21-RSD-Restaurant–SitDown-PROC_OTH | 0 |  |  |  |  | 113.64 | 75 | 0 | 0 | 0 | 38.64 | 0 |  | kWh | 0 | 16.68 | Commercial |  | Annual | [5 empty] | 15 | 0.96 |  |  |  | 0 | 0 | 14 | 0 | 0 | 0 | 0 | 0 | 0 | 0 | 0 | 0 | 2006 Qtr 1: 0; 2006 Qtr 2: 0; 2006 Qtr 3: 0; 2006 Qtr 4: 0; 2007 Qtr 1: 0; 2007 Qtr 2: 0; 2007 Qtr 3: 0; 2007 Qtr 4: 14; 2008 Qtr 1: 0; 2008 Qtr 2: 0; 2008 Qtr 3: 0; 2008 Qtr 4: 0 | 14
0 | 234330-Premium T8 with T12 40 Watt Baseline - Tr1 |  | 10 | Commercial | 01-ALC-AllCommercial-IntLight | 0 |  |  |  |  | 13.9589 | 13.1897 | 0 | 0 | 0 | 0.76922 | 38.5499 |  | kWh | 0.01239 | -0.063133 | Commercial |  | Annual | [5 empty] | 11 | 0.96 |  |  |  | 0 | 0 | 41.8509 | 0 | 0 | 0 | 0 | 0 | 0 | 0 | 0 | 0 | 2006 Qtr 1: 0; 2006 Qtr 2: 0; 2006 Qtr 3: 0; 2006 Qtr 4: 0; 2007 Qtr 1: 0; 2007 Qtr 2: 0; 2007 Qtr 3: 41.8509; 2007 Qtr 4: 0; 2008 Qtr 1: 0; 2008 Qtr 2: 0; 2008 Qtr 3: 0; 2008 Qtr 4: 0 | 41.8509
0 | 234330-Premium T8 with T12 40 Watt Baseline - Tr1 |  | 10 | Commercial | 01-ALC-AllCommercial-IntLight | 0 |  |  |  |  | 13.9589 | 13.1897 | 0 | 0 | 0 | 0.76922 | 38.5499 |  | kWh | 0.01239 | -0.063133 | Commercial |  | Annual | [5 empty] | 11 | 0.96 |  |  |  | 0 | 0 | 27.2941 | 0 | 0 | 0 | 0 | 0 | 0 | 0 | 0 | 0 | 2006 Qtr 1: 0; 2006 Qtr 2: 0; 2006 Qtr 3: 0; 2006 Qtr 4: 0; 2007 Qtr 1: 0; 2007 Qtr 2: 0; 2007 Qtr 3: 27.2941; 2007 Qtr 4: 0; 2008 Qtr 1: 0; 2008 Qtr 2: 0; 2008 Qtr 3: 0; 2008 Qtr 4: 0 | 27.2941
0 | 234343-Steam Trap Replacement- Commercial - Other |  | 7 | Commercial | 21-RSD-Restaurant–SitDown-PROC_OTH | 0 |  |  |  |  | 113.64 | 75 | 0 | 0 | 0 | 38.64 | 0 |  | kWh | 0 | 16.68 | Commercial |  | Annual | [5 empty] | 15 | 0.96 |  |  |  | 0 | 0 | 30 | 0 | 0 | 0 | 0 | 0 | 0 | 0 | 0 | 0 | 2006 Qtr 1: 0; 2006 Qtr 2: 0; 2006 Qtr 3: 0; 2006 Qtr 4: 0; 2007 Qtr 1: 0; 2007 Qtr 2: 0; 2007 Qtr 3: 30; 2007 Qtr 4: 0; 2008 Qtr 1: 0; 2008 Qtr 2: 0; 2008 Qtr 3: 0; 2008 Qtr 4: 0 | 30
0 | 234343-Steam Trap Replacement- Commercial - Other |  | 7 | Commercial | 21-RSD-Restaurant–SitDown-PROC_OTH | 0 |  |  |  |  | 113.64 | 75 | 0 | 0 | 0 | 38.64 | 0 |  | kWh | 0 | 16.68 | Commercial |  | Annual | [5 empty] | 15 | 0.96 |  |  |  | 0 | 0 | 40 | 0 | 0 | 0 | 0 | 0 | 0 | 0 | 0 | 0 | 2006 Qtr 1: 0; 2006 Qtr 2: 0; 2006 Qtr 3: 0; 2006 Qtr 4: 0; 2007 Qtr 1: 0; 2007 Qtr 2: 0; 2007 Qtr 3: 40; 2007 Qtr 4: 0; 2008 Qtr 1: 0; 2008 Qtr 2: 0; 2008 Qtr 3: 0; 2008 Qtr 4: 0 | 40
0 | 234343-Steam Trap Replacement- Commercial - Other |  | 7 | Commercial | 21-RSD-Restaurant–SitDown-PROC_OTH | 0 |  |  |  |  | 113.64 | 75 | 0 | 0 | 0 | 38.64 | 0 |  | kWh | 0 | 16.68 | Commercial |  | Annual | [5 empty] | 15 | 0.96 |  |  |  | 0 | 0 | 20 | 0 | 0 | 0 | 0 | 0 | 0 | 0 | 0 | 0 | 2006 Qtr 1: 0; 2006 Qtr 2: 0; 2006 Qtr 3: 0; 2006 Qtr 4: 0; 2007 Qtr 1: 0; 2007 Qtr 2: 0; 2007 Qtr 3: 20; 2007 Qtr 4: 0; 2008 Qtr 1: 0; 2008 Qtr 2: 0; 2008 Qtr 3: 0; 2008 Qtr 4: 0 | 20
0 | 234343-Steam Trap Replacement- Commercial - Other |  | 7 | Commercial | 21-RSD-Restaurant–SitDown-PROC_OTH | 0 |  |  |  |  | 113.64 | 75 | 0 | 0 | 0 | 38.64 | 0 |  | kWh | 0 | 16.68 | Commercial |  | Annual | [5 empty] | 15 | 0.96 |  |  |  | 0 | 0 | 10 | 0 | 0 | 0 | 0 | 0 | 0 | 0 | 0 | 0 | 2006 Qtr 1: 0; 2006 Qtr 2: 0; 2006 Qtr 3: 0; 2006 Qtr 4: 0; 2007 Qtr 1: 0; 2007 Qtr 2: 0; 2007 Qtr 3: 10; 2007 Qtr 4: 0; 2008 Qtr 1: 0; 2008 Qtr 2: 0; 2008 Qtr 3: 0; 2008 Qtr 4: 0 | 10
0 | 234343-Steam Trap Replacement- Commercial - Other |  | 7 | Commercial | 21-RSD-Restaurant–SitDown-PROC_OTH | 0 |  |  |  |  | 113.64 | 75 | 0 | 0 | 0 | 38.64 | 0 |  | kWh | 0 | 16.68 | Commercial |  | Annual | [5 empty] | 15 | 0.96 |  |  |  | 0 | 0 | 25 | 0 | 0 | 0 | 0 | 0 | 0 | 0 | 0 | 0 | 2006 Qtr 1: 0; 2006 Qtr 2: 0; 2006 Qtr 3: 0; 2006 Qtr 4: 0; 2007 Qtr 1: 0; 2007 Qtr 2: 0; 2007 Qtr 3: 25; 2007 Qtr 4: 0; 2008 Qtr 1: 0; 2008 Qtr 2: 0; 2008 Qtr 3: 0; 2008 Qtr 4: 0 | 25
0 | 234343-Steam Trap Replacement- Commercial - Other |  | 7 | Commercial | 21-RSD-Restaurant–SitDown-PROC_OTH | 0 |  |  |  |  | 113.64 | 75 | 0 | 0 | 0 | 38.64 | 0 |  | kWh | 0 | 16.68 | Commercial |  | Annual | [5 empty] | 15 | 0.96 |  |  |  | 0 | 0 | 18 | 0 | 0 | 0 | 0 | 0 | 0 | 0 | 0 | 0 | 2006 Qtr 1: 0; 2006 Qtr 2: 0; 2006 Qtr 3: 0; 2006 Qtr 4: 0; 2007 Qtr 1: 0; 2007 Qtr 2: 0; 2007 Qtr 3: 18; 2007 Qtr 4: 0; 2008 Qtr 1: 0; 2008 Qtr 2: 0; 2008 Qtr 3: 0; 2008 Qtr 4: 0 | 18
0 | 234343-Steam Trap Replacement- Commercial - Other |  | 7 | Commercial | 21-RSD-Restaurant–SitDown-PROC_OTH | 0 |  |  |  |  | 113.64 | 75 | 0 | 0 | 0 | 38.64 | 0 |  | kWh | 0 | 16.68 | Commercial |  | Annual | [5 empty] | 15 | 0.96 |  |  |  | 0 | 0 | 11 | 0 | 0 | 0 | 0 | 0 | 0 | 0 | 0 | 0 | 2006 Qtr 1: 0; 2006 Qtr 2: 0; 2006 Qtr 3: 0; 2006 Qtr 4: 0; 2007 Qtr 1: 0; 2007 Qtr 2: 0; 2007 Qtr 3: 11; 2007 Qtr 4: 0; 2008 Qtr 1: 0; 2008 Qtr 2: 0; 2008 Qtr 3: 0; 2008 Qtr 4: 0 | 11
0 | 234331-Premium T8 with T12 40 Watt Baseline - Tr2 |  | System | Commercial | 01-ALC-AllCommercial-IntLight | 0 |  |  |  |  | 13.9591 | 9.8923 | 0 | 0 | 0 | 4.0668 | 28.7332 |  | kWh | 0.009793 | -0.047056 | Commercial |  | Annual | [5 empty] | 11 | 0.96 |  |  |  | 0 | 0 | 66.4156 | 0 | 0 | 0 | 0 | 0 | 0 | 0 | 0 | 0 | 2006 Qtr 1: 0; 2006 Qtr 2: 0; 2006 Qtr 3: 0; 2006 Qtr 4: 0; 2007 Qtr 1: 0; 2007 Qtr 2: 0; 2007 Qtr 3: 0; 2007 Qtr 4: 66.4156; 2008 Qtr 1: 0; 2008 Qtr 2: 0; 2008 Qtr 3: 0; 2008 Qtr 4: 0 | 66.4156
0 | 234304-Lighting-Remove 4 Ft Lamp (De-Lamp) - Tr2 | COFL00AVDEL01 | System | Commercial | 01-ALC-AllCommercial-IntLight | 0 |  |  |  |  | 28.2538 | 12.3653 | 0 | 0 | 0 | 15.8885 | 92.5345 |  | kWh | 0.031538 | -0.15154 | Commercial |  | Annual | [5 empty] | 11 | 0.96 |  |  |  | 0 | 0 | 66.4156 | 0 | 0 | 0 | 0 | 0 | 0 | 0 | 0 | 0 | 2006 Qtr 1: 0; 2006 Qtr 2: 0; 2006 Qtr 3: 0; 2006 Qtr 4: 0; 2007 Qtr 1: 0; 2007 Qtr 2: 0; 2007 Qtr 3: 0; 2007 Qtr 4: 66.4156; 2008 Qtr 1: 0; 2008 Qtr 2: 0; 2008 Qtr 3: 0; 2008 Qtr 4: 0 | 66.4156
0 | 234295-Lighting-Occupancy Sensor-Wallbox Lghtng Snsr-Tr2 | CALC00AVOCC01 | System | Commercial | 01-ALC-AllCommercial-IntLight | 0 |  |  |  |  | 42.2833 | 30 | 0 | 0 | 0 | 12.2833 | 213.759 |  | kWh | 0.17617 | 0 | Commercial |  | Annual | [5 empty] | 8 | 0.96 |  |  |  | 0 | 0 | 2 | 0 | 0 | 0 | 0 | 0 | 0 | 0 | 0 | 0 | 2006 Qtr 1: 0; 2006 Qtr 2: 0; 2006 Qtr 3: 0; 2006 Qtr 4: 0; 2007 Qtr 1: 0; 2007 Qtr 2: 0; 2007 Qtr 3: 0; 2007 Qtr 4: 2; 2008 Qtr 1: 0; 2008 Qtr 2: 0; 2008 Qtr 3: 0; 2008 Qtr 4: 0 | 2
0 | 234331-Premium T8 with T12 40 Watt Baseline - Tr2 |  | System | Commercial | 01-ALC-AllCommercial-IntLight | 0 |  |  |  |  | 13.9591 | 9.8923 | 0 | 0 | 0 | 4.0668 | 31.1202 |  | kWh | 0.0096442 | -0.050965 | Commercial |  | Annual | [5 empty] | 11 | 0.96 |  |  |  | 0 | 0 | 23.6549 | 0 | 0 | 0 | 0 | 0 | 0 | 0 | 0 | 0 | 2006 Qtr 1: 0; 2006 Qtr 2: 0; 2006 Qtr 3: 0; 2006 Qtr 4: 0; 2007 Qtr 1: 0; 2007 Qtr 2: 0; 2007 Qtr 3: 0; 2007 Qtr 4: 23.6549; 2008 Qtr 1: 0; 2008 Qtr 2: 0; 2008 Qtr 3: 0; 2008 Qtr 4: 0 | 23.6549
0 | 234304-Lighting-Remove 4 Ft Lamp (De-Lamp) - Tr2 | COFL00AVDEL01 | System | Commercial | 01-ALC-AllCommercial-IntLight | 0 |  |  |  |  | 28.2538 | 12.3653 | 0 | 0 | 0 | 15.8885 | 100.2216 |  | kWh | 0.031059 | -0.16413 | Commercial |  | Annual | [5 empty] | 11 | 0.96 |  |  |  | 0 | 0 | 23.6549 | 0 | 0 | 0 | 0 | 0 | 0 | 0 | 0 | 0 | 2006 Qtr 1: 0; 2006 Qtr 2: 0; 2006 Qtr 3: 0; 2006 Qtr 4: 0; 2007 Qtr 1: 0; 2007 Qtr 2: 0; 2007 Qtr 3: 0; 2007 Qtr 4: 23.6549; 2008 Qtr 1: 0; 2008 Qtr 2: 0; 2008 Qtr 3: 0; 2008 Qtr 4: 0 | 23.6549
0 | 234295-Lighting-Occupancy Sensor-Wallbox Lghtng Snsr-Tr2 | CALC00AVOCC01 | System | Commercial | 01-ALC-AllCommercial-IntLight | 0 |  |  |  |  | 42.2833 | 30 | 0 | 0 | 0 | 12.2833 | 213.759 |  | kWh | 0.17617 | 0 | Commercial |  | Annual | [5 empty] | 8 | 0.96 |  |  |  | 0 | 0 | 1 | 0 | 0 | 0 | 0 | 0 | 0 | 0 | 0 | 0 | 2006 Qtr 1: 0; 2006 Qtr 2: 0; 2006 Qtr 3: 0; 2006 Qtr 4: 0; 2007 Qtr 1: 0; 2007 Qtr 2: 0; 2007 Qtr 3: 0; 2007 Qtr 4: 1; 2008 Qtr 1: 0; 2008 Qtr 2: 0; 2008 Qtr 3: 0; 2008 Qtr 4: 0 | 1
0 | 234330-Premium T8 with T12 40 Watt Baseline - Tr1 |  | System | Commercial | 01-ALC-AllCommercial-IntLight | 0 |  |  |  |  | 13.9589 | 13.1897 | 0 | 0 | 0 | 0.76922 | 16.7728 |  | kWh | 0.0038804 | -0.027468 | Commercial |  | Annual | [5 empty] | 11 | 0.96 |  |  |  | 0 | 0 | 132.8311 | 0 | 0 | 0 | 0 | 0 | 0 | 0 | 0 | 0 | 2006 Qtr 1: 0; 2006 Qtr 2: 0; 2006 Qtr 3: 0; 2006 Qtr 4: 0; 2007 Qtr 1: 0; 2007 Qtr 2: 0; 2007 Qtr 3: 0; 2007 Qtr 4: 132.8311; 2008 Qtr 1: 0; 2008 Qtr 2: 0; 2008 Qtr 3: 0; 2008 Qtr 4: 0 | 132.8311
0 | 234303-Lighting-Remove 4 Ft Lamp (De-Lamp) - Tr1 | COFL00AVDEL01 | System | Commercial | 01-ALC-AllCommercial-IntLight | 0 |  |  |  |  | 28.2518 | 16.4871 | 0 | 0 | 0 | 11.7647 | 55.7729 |  | kWh | 0.012903 | -0.091338 | Commercial |  | Annual | [5 empty] | 11 | 0.96 |  |  |  | 0 | 0 | 132.8311 | 0 | 0 | 0 | 0 | 0 | 0 | 0 | 0 | 0 | 2006 Qtr 1: 0; 2006 Qtr 2: 0; 2006 Qtr 3: 0; 2006 Qtr 4: 0; 2007 Qtr 1: 0; 2007 Qtr 2: 0; 2007 Qtr 3: 0; 2007 Qtr 4: 132.8311; 2008 Qtr 1: 0; 2008 Qtr 2: 0; 2008 Qtr 3: 0; 2008 Qtr 4: 0 | 132.8311
0 | 234294-Lighting-Occupancy Sensor-Wallbox Lghtng Snsr-Tr1 | CALC00AVOCC01 | System | Commercial | 01-ALC-AllCommercial-IntLight | 0 |  |  |  |  | 42.2727 | 40 | 0 | 0 | 0 | 2.2727 | 213.759 |  | kWh | 0.17617 | 0 | Commercial |  | Annual | [5 empty] | 8 | 0.96 |  |  |  | 0 | 0 | 3 | 0 | 0 | 0 | 0 | 0 | 0 | 0 | 0 | 0 | 2006 Qtr 1: 0; 2006 Qtr 2: 0; 2006 Qtr 3: 0; 2006 Qtr 4: 0; 2007 Qtr 1: 0; 2007 Qtr 2: 0; 2007 Qtr 3: 0; 2007 Qtr 4: 3; 2008 Qtr 1: 0; 2008 Qtr 2: 0; 2008 Qtr 3: 0; 2008 Qtr 4: 0 | 3
0 | 234331-Premium T8 with T12 40 Watt Baseline - Tr2 |  | System | Commercial | 01-ALC-AllCommercial-IntLight | 0 |  |  |  |  | 13.9591 | 9.8923 | 0 | 0 | 0 | 4.0668 | 35.8564 |  | kWh | 0.010832 | -0.058721 | Commercial |  | Annual | [5 empty] | 11 | 0.96 |  |  |  | 0 | 0 | 71.8744 | 0 | 0 | 0 | 0 | 0 | 0 | 0 | 0 | 0 | 2006 Qtr 1: 0; 2006 Qtr 2: 0; 2006 Qtr 3: 0; 2006 Qtr 4: 0; 2007 Qtr 1: 0; 2007 Qtr 2: 0; 2007 Qtr 3: 0; 2007 Qtr 4: 71.8744; 2008 Qtr 1: 0; 2008 Qtr 2: 0; 2008 Qtr 3: 0; 2008 Qtr 4: 0 | 71.8744
0 | 234232-Lighting-Hardwired 14-26 watt CF Fixture - Tier 2 | Averaged DEER Msrs | System | Commercial | 01-ALC-AllCommercial-IntLight | 0 |  |  |  |  | 21.3375 | 13 | 0 | 0 | 0 | 8.3375 | 169.6464 |  | kWh | 0.047234 | 0 | Commercial |  | Annual | [5 empty] | 12 | 0.96 |  |  |  | 0 | 0 | 1 | 0 | 0 | 0 | 0 | 0 | 0 | 0 | 0 | 0 | 2006 Qtr 1: 0; 2006 Qtr 2: 0; 2006 Qtr 3: 0; 2006 Qtr 4: 0; 2007 Qtr 1: 0; 2007 Qtr 2: 0; 2007 Qtr 3: 0; 2007 Qtr 4: 1; 2008 Qtr 1: 0; 2008 Qtr 2: 0; 2008 Qtr 3: 0; 2008 Qtr 4: 0 | 1
0 | 234295-Lighting-Occupancy Sensor-Wallbox Lghtng Snsr-Tr2 | CALC00AVOCC01 | System | Commercial | 01-ALC-AllCommercial-IntLight | 0 |  |  |  |  | 42.2833 | 30 | 0 | 0 | 0 | 12.2833 | 213.759 |  | kWh | 0.17617 | 0 | Commercial |  | Annual | [5 empty] | 8 | 0.96 |  |  |  | 0 | 0 | 1 | 0 | 0 | 0 | 0 | 0 | 0 | 0 | 0 | 0 | 2006 Qtr 1: 0; 2006 Qtr 2: 0; 2006 Qtr 3: 0; 2006 Qtr 4: 0; 2007 Qtr 1: 0; 2007 Qtr 2: 0; 2007 Qtr 3: 0; 2007 Qtr 4: 1; 2008 Qtr 1: 0; 2008 Qtr 2: 0; 2008 Qtr 3: 0; 2008 Qtr 4: 0 | 1
0 | 234304-Lighting-Remove 4 Ft Lamp (De-Lamp) - Tr2 | COFL00AVDEL01 | System | Commercial | 01-ALC-AllCommercial-IntLight | 0 |  |  |  |  | 28.2538 | 12.3653 | 0 | 0 | 0 | 15.8885 | 115.4744 |  | kWh | 0.034885 | -0.18911 | Commercial |  | Annual | [5 empty] | 11 | 0.96 |  |  |  | 0 | 0 | 3.6392 | 0 | 0 | 0 | 0 | 0 | 0 | 0 | 0 | 0 | 2006 Qtr 1: 0; 2006 Qtr 2: 0; 2006 Qtr 3: 0; 2006 Qtr 4: 0; 2007 Qtr 1: 0; 2007 Qtr 2: 0; 2007 Qtr 3: 0; 2007 Qtr 4: 3.6392; 2008 Qtr 1: 0; 2008 Qtr 2: 0; 2008 Qtr 3: 0; 2008 Qtr 4: 0 | 3.6392
0 | 234330-Premium T8 with T12 40 Watt Baseline - Tr1 |  | 7 | Commercial | 01-ALC-AllCommercial-IntLight | 0 |  |  |  |  | 13.9589 | 13.1897 | 0 | 0 | 0 | 0.76922 | 34.727 |  | kWh | 0.010491 | -0.056872 | Commercial |  | Annual | [5 empty] | 11 | 0.96 |  |  |  | 0 | 0 | 23.6549 | 0 | 0 | 0 | 0 | 0 | 0 | 0 | 0 | 0 | 2006 Qtr 1: 0; 2006 Qtr 2: 0; 2006 Qtr 3: 0; 2006 Qtr 4: 0; 2007 Qtr 1: 0; 2007 Qtr 2: 0; 2007 Qtr 3: 0; 2007 Qtr 4: 23.6549; 2008 Qtr 1: 0; 2008 Qtr 2: 0; 2008 Qtr 3: 0; 2008 Qtr 4: 0 | 23.6549
0 | 234330-Premium T8 with T12 40 Watt Baseline - Tr1 |  | 7 | Commercial | 01-ALC-AllCommercial-IntLight | 0 |  |  |  |  | 13.9589 | 13.1897 | 0 | 0 | 0 | 0.76922 | 40.547 |  | kWh | 0.0073476 | -0.066403 | Commercial |  | Annual | [5 empty] | 11 | 0.96 |  |  |  | 0 | 0 | 54.5881 | 0 | 0 | 0 | 0 | 0 | 0 | 0 | 0 | 0 | 2006 Qtr 1: 0; 2006 Qtr 2: 0; 2006 Qtr 3: 0; 2006 Qtr 4: 0; 2007 Qtr 1: 0; 2007 Qtr 2: 0; 2007 Qtr 3: 0; 2007 Qtr 4: 54.5881; 2008 Qtr 1: 0; 2008 Qtr 2: 0; 2008 Qtr 3: 0; 2008 Qtr 4: 0 | 54.5881
0 | 234330-Premium T8 with T12 40 Watt Baseline - Tr1 |  | 7 | Commercial | 14-MLI-Manufacturing–LightIndustry-LIGHT | 0 |  |  |  |  | 13.9589 | 13.1897 | 0 | 0 | 0 | 0.76922 | 30.1346 |  | kWh | 0.0093123 | -0.038961 | Commercial |  | Annual | [5 empty] | 11 | 0.96 |  |  |  | 0 | 0 | 43.6705 | 0 | 0 | 0 | 0 | 0 | 0 | 0 | 0 | 0 | 2006 Qtr 1: 0; 2006 Qtr 2: 0; 2006 Qtr 3: 0; 2006 Qtr 4: 0; 2007 Qtr 1: 0; 2007 Qtr 2: 0; 2007 Qtr 3: 0; 2007 Qtr 4: 43.6705; 2008 Qtr 1: 0; 2008 Qtr 2: 0; 2008 Qtr 3: 0; 2008 Qtr 4: 0 | 43.6705
0 | 234330-Premium T8 with T12 40 Watt Baseline - Tr1 |  | 7 | Commercial | 01-ALC-AllCommercial-IntLight | 0 |  |  |  |  | 13.9589 | 13.1897 | 0 | 0 | 0 | 0.76922 | 34.727 |  | kWh | 0.010491 | -0.056872 | Commercial |  | Annual | [5 empty] | 11 | 0.96 |  |  |  | 0 | 0 | 58.2273 | 0 | 0 | 0 | 0 | 0 | 0 | 0 | 0 | 0 | 2006 Qtr 1: 0; 2006 Qtr 2: 0; 2006 Qtr 3: 0; 2006 Qtr 4: 0; 2007 Qtr 1: 0; 2007 Qtr 2: 0; 2007 Qtr 3: 0; 2007 Qtr 4: 58.2273; 2008 Qtr 1: 0; 2008 Qtr 2: 0; 2008 Qtr 3: 0; 2008 Qtr 4: 0 | 58.2273
0 | 234330-Premium T8 with T12 40 Watt Baseline - Tr1 |  | 7 | Commercial | 01-ALC-AllCommercial-IntLight | 0 |  |  |  |  | 13.9589 | 13.1897 | 0 | 0 | 0 | 0.76922 | 30.14 |  | kWh | 0.0093405 | -0.04936 | Commercial |  | Annual | [5 empty] | 11 | 0.96 |  |  |  | 0 | 0 | 25.4745 | 0 | 0 | 0 | 0 | 0 | 0 | 0 | 0 | 0 | 2006 Qtr 1: 0; 2006 Qtr 2: 0; 2006 Qtr 3: 0; 2006 Qtr 4: 0; 2007 Qtr 1: 0; 2007 Qtr 2: 0; 2007 Qtr 3: 0; 2007 Qtr 4: 25.4745; 2008 Qtr 1: 0; 2008 Qtr 2: 0; 2008 Qtr 3: 0; 2008 Qtr 4: 0 | 25.4745
0 | 234330-Premium T8 with T12 40 Watt Baseline - Tr1 |  | 7 | Commercial | 01-ALC-AllCommercial-IntLight | 0 |  |  |  |  | 13.9589 | 13.1897 | 0 | 0 | 0 | 0.76922 | 30.14 |  | kWh | 0.0093405 | -0.04936 | Commercial |  | Annual | [5 empty] | 11 | 0.96 |  |  |  | 0 | 0 | 41.8509 | 0 | 0 | 0 | 0 | 0 | 0 | 0 | 0 | 0 | 2006 Qtr 1: 0; 2006 Qtr 2: 0; 2006 Qtr 3: 0; 2006 Qtr 4: 0; 2007 Qtr 1: 0; 2007 Qtr 2: 0; 2007 Qtr 3: 0; 2007 Qtr 4: 41.8509; 2008 Qtr 1: 0; 2008 Qtr 2: 0; 2008 Qtr 3: 0; 2008 Qtr 4: 0 | 41.8509
0 | 234303-Lighting-Remove 4 Ft Lamp (De-Lamp) - Tr1 | COFL00AVDEL01 | 7 | Commercial | 01-ALC-AllCommercial-IntLight | 0 |  |  |  |  | 28.2518 | 16.4871 | 0 | 0 | 0 | 11.7647 | 100.2216 |  | kWh | 0.031059 | -0.16413 | Commercial |  | Annual | [5 empty] | 11 | 0.96 |  |  |  | 0 | 0 | 41.8509 | 0 | 0 | 0 | 0 | 0 | 0 | 0 | 0 | 0 | 2006 Qtr 1: 0; 2006 Qtr 2: 0; 2006 Qtr 3: 0; 2006 Qtr 4: 0; 2007 Qtr 1: 0; 2007 Qtr 2: 0; 2007 Qtr 3: 0; 2007 Qtr 4: 41.8509; 2008 Qtr 1: 0; 2008 Qtr 2: 0; 2008 Qtr 3: 0; 2008 Qtr 4: 0 | 41.8509
0 | 234330-Premium T8 with T12 40 Watt Baseline - Tr1 |  | 7 | Commercial | 01-ALC-AllCommercial-IntLight | 0 |  |  |  |  | 13.9589 | 13.1897 | 0 | 0 | 0 | 0.76922 | 34.727 |  | kWh | 0.010491 | -0.056872 | Commercial |  | Annual | [5 empty] | 11 | 0.96 |  |  |  | 0 | 0 | 43.6705 | 0 | 0 | 0 | 0 | 0 | 0 | 0 | 0 | 0 | 2006 Qtr 1: 0; 2006 Qtr 2: 0; 2006 Qtr 3: 0; 2006 Qtr 4: 0; 2007 Qtr 1: 0; 2007 Qtr 2: 0; 2007 Qtr 3: 0; 2007 Qtr 4: 43.6705; 2008 Qtr 1: 0; 2008 Qtr 2: 0; 2008 Qtr 3: 0; 2008 Qtr 4: 0 | 43.6705
0 | 234330-Premium T8 with T12 40 Watt Baseline - Tr1 |  | 7 | Commercial | 01-ALC-AllCommercial-IntLight | 0 |  |  |  |  | 13.9589 | 13.1897 | 0 | 0 | 0 | 0.76922 | 32.1182 |  | kWh | 0.010339 | -0.052599 | Commercial |  | Annual | [5 empty] | 11 | 0.96 |  |  |  | 0 | 0 | 138.2899 | 0 | 0 | 0 | 0 | 0 | 0 | 0 | 0 | 0 | 2006 Qtr 1: 0; 2006 Qtr 2: 0; 2006 Qtr 3: 0; 2006 Qtr 4: 0; 2007 Qtr 1: 0; 2007 Qtr 2: 0; 2007 Qtr 3: 0; 2007 Qtr 4: 138.2899; 2008 Qtr 1: 0; 2008 Qtr 2: 0; 2008 Qtr 3: 0; 2008 Qtr 4: 0 | 138.2899
0 | 234330-Premium T8 with T12 40 Watt Baseline - Tr1 |  | 7 | Commercial | 01-ALC-AllCommercial-IntLight | 0 |  |  |  |  | 13.9589 | 13.1897 | 0 | 0 | 0 | 0.76922 | 34.727 |  | kWh | 0.010491 | -0.056872 | Commercial |  | Annual | [5 empty] | 11 | 0.96 |  |  |  | 0 | 0 | 40.0313 | 0 | 0 | 0 | 0 | 0 | 0 | 0 | 0 | 0 | 2006 Qtr 1: 0; 2006 Qtr 2: 0; 2006 Qtr 3: 0; 2006 Qtr 4: 0; 2007 Qtr 1: 0; 2007 Qtr 2: 0; 2007 Qtr 3: 0; 2007 Qtr 4: 40.0313; 2008 Qtr 1: 0; 2008 Qtr 2: 0; 2008 Qtr 3: 0; 2008 Qtr 4: 0 | 40.0313
0 | 234343-Steam Trap Replacement- Commercial - Other |  | 7 | Commercial | 21-RSD-Restaurant–SitDown-PROC_OTH | 0 |  |  |  |  | 113.64 | 75 | 0 | 0 | 0 | 38.64 | 0 |  | kWh | 0 | 16.68 | Commercial |  | Annual | [5 empty] | 15 | 0.96 |  |  |  | 0 | 0 | 23 | 0 | 0 | 0 | 0 | 0 | 0 | 0 | 0 | 0 | 2006 Qtr 1: 0; 2006 Qtr 2: 0; 2006 Qtr 3: 0; 2006 Qtr 4: 0; 2007 Qtr 1: 0; 2007 Qtr 2: 0; 2007 Qtr 3: 0; 2007 Qtr 4: 23; 2008 Qtr 1: 0; 2008 Qtr 2: 0; 2008 Qtr 3: 0; 2008 Qtr 4: 0 | 23
0 | 234343-Steam Trap Replacement- Commercial - Other |  | 7 | Commercial | 21-RSD-Restaurant–SitDown-PROC_OTH | 0 |  |  |  |  | 113.64 | 75 | 0 | 0 | 0 | 38.64 | 0 |  | kWh | 0 | 16.68 | Commercial |  | Annual | [5 empty] | 15 | 0.96 |  |  |  | 0 | 0 | 22 | 0 | 0 | 0 | 0 | 0 | 0 | 0 | 0 | 0 | 2006 Qtr 1: 0; 2006 Qtr 2: 0; 2006 Qtr 3: 0; 2006 Qtr 4: 0; 2007 Qtr 1: 0; 2007 Qtr 2: 0; 2007 Qtr 3: 0; 2007 Qtr 4: 22; 2008 Qtr 1: 0; 2008 Qtr 2: 0; 2008 Qtr 3: 0; 2008 Qtr 4: 0 | 22
0 | 234343-Steam Trap Replacement- Commercial - Other |  | 10 | Commercial | 21-RSD-Restaurant–SitDown-PROC_OTH | 0 |  |  |  |  | 113.64 | 75 | 0 | 0 | 0 | 38.64 | 0 |  | kWh | 0 | 16.68 | Commercial |  | Annual | [5 empty] | 15 | 0.96 |  |  |  | 0 | 0 | 13 | 0 | 0 | 0 | 0 | 0 | 0 | 0 | 0 | 0 | 2006 Qtr 1: 0; 2006 Qtr 2: 0; 2006 Qtr 3: 0; 2006 Qtr 4: 0; 2007 Qtr 1: 0; 2007 Qtr 2: 0; 2007 Qtr 3: 0; 2007 Qtr 4: 13; 2008 Qtr 1: 0; 2008 Qtr 2: 0; 2008 Qtr 3: 0; 2008 Qtr 4: 0 | 13
0 | 234343-Steam Trap Replacement- Commercial - Other |  | 10 | Commercial | 21-RSD-Restaurant–SitDown-PROC_OTH | 0 |  |  |  |  | 113.64 | 75 | 0 | 0 | 0 | 38.64 | 0 |  | kWh | 0 | 16.68 | Commercial |  | Annual | [5 empty] | 15 | 0.96 |  |  |  | 0 | 0 | 14 | 0 | 0 | 0 | 0 | 0 | 0 | 0 | 0 | 0 | 2006 Qtr 1: 0; 2006 Qtr 2: 0; 2006 Qtr 3: 0; 2006 Qtr 4: 0; 2007 Qtr 1: 0; 2007 Qtr 2: 0; 2007 Qtr 3: 0; 2007 Qtr 4: 14; 2008 Qtr 1: 0; 2008 Qtr 2: 0; 2008 Qtr 3: 0; 2008 Qtr 4: 0 | 14
0 | 234347-Steam Trap Replacement-Industrial >15 PSIG |  | 7 | Industrial | 35-OTI-OtherIndustrial-PROC_OTH | 0 |  |  |  |  | 278.65 | 125 | 0 | 0 | 0 | 153.65 | 0 |  | kWh | 0 | 5035.3 | Commercial |  | Annual | [5 empty] | 15 | 0.96 |  |  |  | 0 | 0 | 14 | 0 | 0 | 0 | 0 | 0 | 0 | 0 | 0 | 0 | 2006 Qtr 1: 0; 2006 Qtr 2: 0; 2006 Qtr 3: 0; 2006 Qtr 4: 0; 2007 Qtr 1: 0; 2007 Qtr 2: 0; 2007 Qtr 3: 0; 2007 Qtr 4: 14; 2008 Qtr 1: 0; 2008 Qtr 2: 0; 2008 Qtr 3: 0; 2008 Qtr 4: 0 | 14
0 | 234343-Steam Trap Replacement- Commercial - Other |  | 7 | Commercial | 21-RSD-Restaurant–SitDown-PROC_OTH | 0 |  |  |  |  | 113.64 | 75 | 0 | 0 | 0 | 38.64 | 0 |  | kWh | 0 | 16.68 | Commercial |  | Annual | [5 empty] | 15 | 0.96 |  |  |  | 0 | 0 | 15 | 0 | 0 | 0 | 0 | 0 | 0 | 0 | 0 | 0 | 2006 Qtr 1: 0; 2006 Qtr 2: 0; 2006 Qtr 3: 0; 2006 Qtr 4: 0; 2007 Qtr 1: 0; 2007 Qtr 2: 0; 2007 Qtr 3: 0; 2007 Qtr 4: 15; 2008 Qtr 1: 0; 2008 Qtr 2: 0; 2008 Qtr 3: 0; 2008 Qtr 4: 0 | 15
0 | 234343-Steam Trap Replacement- Commercial - Other |  | 7 | Commercial | 21-RSD-Restaurant–SitDown-PROC_OTH | 0 |  |  |  |  | 113.64 | 75 | 0 | 0 | 0 | 38.64 | 0 |  | kWh | 0 | 16.68 | Commercial |  | Annual | [5 empty] | 15 | 0.96 |  |  |  | 0 | 0 | 22 | 0 | 0 | 0 | 0 | 0 | 0 | 0 | 0 | 0 | 2006 Qtr 1: 0; 2006 Qtr 2: 0; 2006 Qtr 3: 0; 2006 Qtr 4: 0; 2007 Qtr 1: 0; 2007 Qtr 2: 0; 2007 Qtr 3: 0; 2007 Qtr 4: 22; 2008 Qtr 1: 0; 2008 Qtr 2: 0; 2008 Qtr 3: 0; 2008 Qtr 4: 0 | 22
0 | 234343-Steam Trap Replacement- Commercial - Other |  | 7 | Commercial | 21-RSD-Restaurant–SitDown-PROC_OTH | 0 |  |  |  |  | 113.64 | 75 | 0 | 0 | 0 | 38.64 | 0 |  | kWh | 0 | 16.68 | Commercial |  | Annual | [5 empty] | 15 | 0.96 |  |  |  | 0 | 0 | 16 | 0 | 0 | 0 | 0 | 0 | 0 | 0 | 0 | 0 | 2006 Qtr 1: 0; 2006 Qtr 2: 0; 2006 Qtr 3: 0; 2006 Qtr 4: 0; 2007 Qtr 1: 0; 2007 Qtr 2: 0; 2007 Qtr 3: 0; 2007 Qtr 4: 16; 2008 Qtr 1: 0; 2008 Qtr 2: 0; 2008 Qtr 3: 0; 2008 Qtr 4: 0 | 16
0 | 234343-Steam Trap Replacement- Commercial - Other |  | 7 | Commercial | 21-RSD-Restaurant–SitDown-PROC_OTH | 0 |  |  |  |  | 113.64 | 75 | 0 | 0 | 0 | 38.64 | 0 |  | kWh | 0 | 16.68 | Commercial |  | Annual | [5 empty] | 15 | 0.96 |  |  |  | 0 | 0 | 16 | 0 | 0 | 0 | 0 | 0 | 0 | 0 | 0 | 0 | 2006 Qtr 1: 0; 2006 Qtr 2: 0; 2006 Qtr 3: 0; 2006 Qtr 4: 0; 2007 Qtr 1: 0; 2007 Qtr 2: 0; 2007 Qtr 3: 0; 2007 Qtr 4: 16; 2008 Qtr 1: 0; 2008 Qtr 2: 0; 2008 Qtr 3: 0; 2008 Qtr 4: 0 | 16
0 | 234343-Steam Trap Replacement- Commercial - Other |  | 10 | Commercial | 21-RSD-Restaurant–SitDown-PROC_OTH | 0 |  |  |  |  | 113.64 | 75 | 0 | 0 | 0 | 38.64 | 0 |  | kWh | 0 | 16.68 | Commercial |  | Annual | [5 empty] | 15 | 0.96 |  |  |  | 0 | 0 | 15 | 0 | 0 | 0 | 0 | 0 | 0 | 0 | 0 | 0 | 2006 Qtr 1: 0; 2006 Qtr 2: 0; 2006 Qtr 3: 0; 2006 Qtr 4: 0; 2007 Qtr 1: 0; 2007 Qtr 2: 0; 2007 Qtr 3: 0; 2007 Qtr 4: 15; 2008 Qtr 1: 0; 2008 Qtr 2: 0; 2008 Qtr 3: 0; 2008 Qtr 4: 0 | 15
0 | 234330-Premium T8 with T12 40 Watt Baseline - Tr1 |  | 10 | Commercial | 01-ALC-AllCommercial-IntLight | 0 |  |  |  |  | 13.9589 | 13.1897 | 0 | 0 | 0 | 0.76922 | 40.547 |  | kWh | 0.0073476 | -0.066403 | Commercial |  | Annual | [5 empty] | 11 | 0.96 |  |  |  | 0 | 0 | 23.6549 | 0 | 0 | 0 | 0 | 0 | 0 | 0 | 0 | 0 | 2006 Qtr 1: 0; 2006 Qtr 2: 0; 2006 Qtr 3: 0; 2006 Qtr 4: 0; 2007 Qtr 1: 0; 2007 Qtr 2: 0; 2007 Qtr 3: 0; 2007 Qtr 4: 23.6549; 2008 Qtr 1: 0; 2008 Qtr 2: 0; 2008 Qtr 3: 0; 2008 Qtr 4: 0 | 23.6549
0 | 234303-Lighting-Remove 4 Ft Lamp (De-Lamp) - Tr1 | COFL00AVDEL01 | 10 | Commercial | 01-ALC-AllCommercial-IntLight | 0 |  |  |  |  | 28.2518 | 16.4871 | 0 | 0 | 0 | 11.7647 | 134.827 |  | kWh | 0.024432 | -0.2208 | Commercial |  | Annual | [5 empty] | 11 | 0.96 |  |  |  | 0 | 0 | 23.6549 | 0 | 0 | 0 | 0 | 0 | 0 | 0 | 0 | 0 | 2006 Qtr 1: 0; 2006 Qtr 2: 0; 2006 Qtr 3: 0; 2006 Qtr 4: 0; 2007 Qtr 1: 0; 2007 Qtr 2: 0; 2007 Qtr 3: 0; 2007 Qtr 4: 23.6549; 2008 Qtr 1: 0; 2008 Qtr 2: 0; 2008 Qtr 3: 0; 2008 Qtr 4: 0 | 23.6549
0 | 234207-Lighting-8 Ft T-8 with Elec Ballast-Tr1 |  | 10 | Commercial | 01-ALC-AllCommercial-IntLight | 0 |  |  |  |  | 35.7163 | 21.9828 | 0 | 0 | 0 | 13.7335 | 33.6243 |  | kWh | 0.0060931 | -0.055066 | Commercial |  | Annual | [5 empty] | 11 | 0.96 |  |  |  | 0 | 0 | 7.2784 | 0 | 0 | 0 | 0 | 0 | 0 | 0 | 0 | 0 | 2006 Qtr 1: 0; 2006 Qtr 2: 0; 2006 Qtr 3: 0; 2006 Qtr 4: 0; 2007 Qtr 1: 0; 2007 Qtr 2: 0; 2007 Qtr 3: 0; 2007 Qtr 4: 7.2784; 2008 Qtr 1: 0; 2008 Qtr 2: 0; 2008 Qtr 3: 0; 2008 Qtr 4: 0 | 7.2784
0 | 234084-Refrigeration -Cooler/Freezer Door Gaskets - Solid Doors: Cooler |  | 7 | Commercial | 01-ALC-AllCommercial-Refrig | 0 |  |  |  |  | 4 | 4 | 0 | 0 | 0 | 0 | 104.55 |  | kWh | 0.01195 | 0 | Commercial |  | Annual | [5 empty] | 4 | 0.96 |  |  |  | 0 | 0 | 301 | 0 | 0 | 0 | 0 | 0 | 0 | 0 | 0 | 0 | 2006 Qtr 1: 0; 2006 Qtr 2: 0; 2006 Qtr 3: 0; 2006 Qtr 4: 0; 2007 Qtr 1: 0; 2007 Qtr 2: 0; 2007 Qtr 3: 0; 2007 Qtr 4: 301; 2008 Qtr 1: 0; 2008 Qtr 2: 0; 2008 Qtr 3: 0; 2008 Qtr 4: 0 | 301
0 | 234343-Steam Trap Replacement- Commercial - Other |  | 10 | Commercial | 21-RSD-Restaurant–SitDown-PROC_OTH | 0 |  |  |  |  | 113.64 | 75 | 0 | 0 | 0 | 38.64 | 0 |  | kWh | 0 | 16.68 | Commercial |  | Annual | [5 empty] | 15 | 0.96 |  |  |  | 0 | 0 | 21 | 0 | 0 | 0 | 0 | 0 | 0 | 0 | 0 | 0 | 2006 Qtr 1: 0; 2006 Qtr 2: 0; 2006 Qtr 3: 0; 2006 Qtr 4: 0; 2007 Qtr 1: 0; 2007 Qtr 2: 0; 2007 Qtr 3: 0; 2007 Qtr 4: 21; 2008 Qtr 1: 0; 2008 Qtr 2: 0; 2008 Qtr 3: 0; 2008 Qtr 4: 0 | 21
0 | 234343-Steam Trap Replacement- Commercial - Other |  | 7 | Commercial | 21-RSD-Restaurant–SitDown-PROC_OTH | 0 |  |  |  |  | 113.64 | 75 | 0 | 0 | 0 | 38.64 | 0 |  | kWh | 0 | 16.68 | Commercial |  | Annual | [5 empty] | 15 | 0.96 |  |  |  | 0 | 0 | 20 | 0 | 0 | 0 | 0 | 0 | 0 | 0 | 0 | 0 | 2006 Qtr 1: 0; 2006 Qtr 2: 0; 2006 Qtr 3: 0; 2006 Qtr 4: 0; 2007 Qtr 1: 0; 2007 Qtr 2: 0; 2007 Qtr 3: 0; 2007 Qtr 4: 20; 2008 Qtr 1: 0; 2008 Qtr 2: 0; 2008 Qtr 3: 0; 2008 Qtr 4: 0 | 20
0 | 234343-Steam Trap Replacement- Commercial - Other |  | 7 | Commercial | 21-RSD-Restaurant–SitDown-PROC_OTH | 0 |  |  |  |  | 113.64 | 75 | 0 | 0 | 0 | 38.64 | 0 |  | kWh | 0 | 16.68 | Commercial |  | Annual | [5 empty] | 15 | 0.96 |  |  |  | 0 | 0 | 10 | 0 | 0 | 0 | 0 | 0 | 0 | 0 | 0 | 0 | 2006 Qtr 1: 0; 2006 Qtr 2: 0; 2006 Qtr 3: 0; 2006 Qtr 4: 0; 2007 Qtr 1: 0; 2007 Qtr 2: 0; 2007 Qtr 3: 0; 2007 Qtr 4: 10; 2008 Qtr 1: 0; 2008 Qtr 2: 0; 2008 Qtr 3: 0; 2008 Qtr 4: 0 | 10
0 | 234330-Premium T8 with T12 40 Watt Baseline - Tr1 |  | 7 | Commercial | 14-MLI-Manufacturing–LightIndustry-LIGHT | 0 |  |  |  |  | 13.9589 | 13.1897 | 0 | 0 | 0 | 0.76922 | 30.1346 |  | kWh | 0.0093123 | -0.038961 | Commercial |  | Annual | [5 empty] | 11 | 0.96 |  |  |  | 0 | 0 | 36.3921 | 0 | 0 | 0 | 0 | 0 | 0 | 0 | 0 | 0 | 2006 Qtr 1: 0; 2006 Qtr 2: 0; 2006 Qtr 3: 0; 2006 Qtr 4: 0; 2007 Qtr 1: 0; 2007 Qtr 2: 0; 2007 Qtr 3: 0; 2007 Qtr 4: 36.3921; 2008 Qtr 1: 0; 2008 Qtr 2: 0; 2008 Qtr 3: 0; 2008 Qtr 4: 0 | 36.3921
0 | 234303-Lighting-Remove 4 Ft Lamp (De-Lamp) - Tr1 | COFL00AVDEL01 | 7 | Commercial | 14-MLI-Manufacturing–LightIndustry-LIGHT | 0 |  |  |  |  | 28.2518 | 16.4871 | 0 | 0 | 0 | 11.7647 | 100.2037 |  | kWh | 0.030965 | -0.12955 | Commercial |  | Annual | [5 empty] | 11 | 0.96 |  |  |  | 0 | 0 | 34.5725 | 0 | 0 | 0 | 0 | 0 | 0 | 0 | 0 | 0 | 2006 Qtr 1: 0; 2006 Qtr 2: 0; 2006 Qtr 3: 0; 2006 Qtr 4: 0; 2007 Qtr 1: 0; 2007 Qtr 2: 0; 2007 Qtr 3: 0; 2007 Qtr 4: 34.5725; 2008 Qtr 1: 0; 2008 Qtr 2: 0; 2008 Qtr 3: 0; 2008 Qtr 4: 0 | 34.5725
0 | 234330-Premium T8 with T12 40 Watt Baseline - Tr1 |  | 7 | Commercial | 01-ALC-AllCommercial-IntLight | 0 |  |  |  |  | 13.9589 | 13.1897 | 0 | 0 | 0 | 0.76922 | 32.1182 |  | kWh | 0.010339 | -0.052599 | Commercial |  | Annual | [5 empty] | 11 | 0.96 |  |  |  | 0 | 0 | 72.7842 | 0 | 0 | 0 | 0 | 0 | 0 | 0 | 0 | 0 | 2006 Qtr 1: 0; 2006 Qtr 2: 0; 2006 Qtr 3: 0; 2006 Qtr 4: 0; 2007 Qtr 1: 0; 2007 Qtr 2: 0; 2007 Qtr 3: 0; 2007 Qtr 4: 72.7842; 2008 Qtr 1: 0; 2008 Qtr 2: 0; 2008 Qtr 3: 0; 2008 Qtr 4: 0 | 72.7842
0 | 234330-Premium T8 with T12 40 Watt Baseline - Tr1 |  | 10 | Commercial | 01-ALC-AllCommercial-IntLight | 0 |  |  |  |  | 13.9589 | 13.1897 | 0 | 0 | 0 | 0.76922 | 32.1182 |  | kWh | 0.010339 | -0.052599 | Commercial |  | Annual | [5 empty] | 11 | 0.96 |  |  |  | 0 | 0 | 87.341 | 0 | 0 | 0 | 0 | 0 | 0 | 0 | 0 | 0 | 2006 Qtr 1: 0; 2006 Qtr 2: 0; 2006 Qtr 3: 0; 2006 Qtr 4: 0; 2007 Qtr 1: 0; 2007 Qtr 2: 0; 2007 Qtr 3: 0; 2007 Qtr 4: 87.341; 2008 Qtr 1: 0; 2008 Qtr 2: 0; 2008 Qtr 3: 0; 2008 Qtr 4: 0 | 87.341
0 | 234343-Steam Trap Replacement- Commercial - Other |  | 10 | Commercial | 21-RSD-Restaurant–SitDown-PROC_OTH | 0 |  |  |  |  | 113.64 | 75 | 0 | 0 | 0 | 38.64 | 0 |  | kWh | 0 | 16.68 | Commercial |  | Annual | [5 empty] | 15 | 0.96 |  |  |  | 0 | 0 | 23 | 0 | 0 | 0 | 0 | 0 | 0 | 0 | 0 | 0 | 2006 Qtr 1: 0; 2006 Qtr 2: 0; 2006 Qtr 3: 0; 2006 Qtr 4: 0; 2007 Qtr 1: 0; 2007 Qtr 2: 0; 2007 Qtr 3: 23; 2007 Qtr 4: 0; 2008 Qtr 1: 0; 2008 Qtr 2: 0; 2008 Qtr 3: 0; 2008 Qtr 4: 0 | 23
0 | 234330-Premium T8 with T12 40 Watt Baseline - Tr1 |  | 10 | Commercial | 01-ALC-AllCommercial-IntLight | 0 |  |  |  |  | 13.9589 | 13.1897 | 0 | 0 | 0 | 0.76922 | 32.1182 |  | kWh | 0.010339 | -0.052599 | Commercial |  | Annual | [5 empty] | 11 | 0.96 |  |  |  | 0 | 0 | 69.145 | 0 | 0 | 0 | 0 | 0 | 0 | 0 | 0 | 0 | 2006 Qtr 1: 0; 2006 Qtr 2: 0; 2006 Qtr 3: 0; 2006 Qtr 4: 0; 2007 Qtr 1: 0; 2007 Qtr 2: 0; 2007 Qtr 3: 0; 2007 Qtr 4: 69.145; 2008 Qtr 1: 0; 2008 Qtr 2: 0; 2008 Qtr 3: 0; 2008 Qtr 4: 0 | 69.145
0 | 234330-Premium T8 with T12 40 Watt Baseline - Tr1 |  | System | Commercial | 01-ALC-AllCommercial-IntLight | 0 |  |  |  |  | 13.9589 | 13.1897 | 0 | 0 | 0 | 0.76922 | 40.547 |  | kWh | 0.0073476 | -0.066403 | Commercial |  | Annual | [5 empty] | 11 | 0.96 |  |  |  | 0 | 0 | 29.1137 | 0 | 0 | 0 | 0 | 0 | 0 | 0 | 0 | 0 | 2006 Qtr 1: 0; 2006 Qtr 2: 0; 2006 Qtr 3: 0; 2006 Qtr 4: 0; 2007 Qtr 1: 0; 2007 Qtr 2: 0; 2007 Qtr 3: 0; 2007 Qtr 4: 29.1137; 2008 Qtr 1: 0; 2008 Qtr 2: 0; 2008 Qtr 3: 0; 2008 Qtr 4: 0 | 29.1137
0 | 234303-Lighting-Remove 4 Ft Lamp (De-Lamp) - Tr1 | COFL00AVDEL01 | System | Commercial | 01-ALC-AllCommercial-IntLight | 0 |  |  |  |  | 28.2518 | 16.4871 | 0 | 0 | 0 | 11.7647 | 134.827 |  | kWh | 0.024432 | -0.2208 | Commercial |  | Annual | [5 empty] | 11 | 0.96 |  |  |  | 0 | 0 | 10.9176 | 0 | 0 | 0 | 0 | 0 | 0 | 0 | 0 | 0 | 2006 Qtr 1: 0; 2006 Qtr 2: 0; 2006 Qtr 3: 0; 2006 Qtr 4: 0; 2007 Qtr 1: 0; 2007 Qtr 2: 0; 2007 Qtr 3: 0; 2007 Qtr 4: 10.9176; 2008 Qtr 1: 0; 2008 Qtr 2: 0; 2008 Qtr 3: 0; 2008 Qtr 4: 0 | 10.9176
0 | 234294-Lighting-Occupancy Sensor-Wallbox Lghtng Snsr-Tr1 | CALC00AVOCC01 | System | Commercial | 01-ALC-AllCommercial-IntLight | 0 |  |  |  |  | 42.2727 | 40 | 0 | 0 | 0 | 2.2727 | 213.759 |  | kWh | 0.17617 | 0 | Commercial |  | Annual | [5 empty] | 8 | 0.96 |  |  |  | 0 | 0 | 2 | 0 | 0 | 0 | 0 | 0 | 0 | 0 | 0 | 0 | 2006 Qtr 1: 0; 2006 Qtr 2: 0; 2006 Qtr 3: 0; 2006 Qtr 4: 0; 2007 Qtr 1: 0; 2007 Qtr 2: 0; 2007 Qtr 3: 0; 2007 Qtr 4: 2; 2008 Qtr 1: 0; 2008 Qtr 2: 0; 2008 Qtr 3: 0; 2008 Qtr 4: 0 | 2
0 | 234330-Premium T8 with T12 40 Watt Baseline - Tr1 |  | System | Commercial | 01-ALC-AllCommercial-IntLight | 0 |  |  |  |  | 13.9589 | 13.1897 | 0 | 0 | 0 | 0.76922 | 40.547 |  | kWh | 0.0073476 | -0.066403 | Commercial |  | Annual | [5 empty] | 11 | 0.96 |  |  |  | 0 | 0 | 41.8509 | 0 | 0 | 0 | 0 | 0 | 0 | 0 | 0 | 0 | 2006 Qtr 1: 0; 2006 Qtr 2: 0; 2006 Qtr 3: 0; 2006 Qtr 4: 0; 2007 Qtr 1: 0; 2007 Qtr 2: 0; 2007 Qtr 3: 0; 2007 Qtr 4: 41.8509; 2008 Qtr 1: 0; 2008 Qtr 2: 0; 2008 Qtr 3: 0; 2008 Qtr 4: 0 | 41.8509
0 | 234303-Lighting-Remove 4 Ft Lamp (De-Lamp) - Tr1 | COFL00AVDEL01 | System | Commercial | 01-ALC-AllCommercial-IntLight | 0 |  |  |  |  | 28.2518 | 16.4871 | 0 | 0 | 0 | 11.7647 | 134.827 |  | kWh | 0.024432 | -0.2208 | Commercial |  | Annual | [5 empty] | 11 | 0.96 |  |  |  | 0 | 0 | 41.8509 | 0 | 0 | 0 | 0 | 0 | 0 | 0 | 0 | 0 | 2006 Qtr 1: 0; 2006 Qtr 2: 0; 2006 Qtr 3: 0; 2006 Qtr 4: 0; 2007 Qtr 1: 0; 2007 Qtr 2: 0; 2007 Qtr 3: 0; 2007 Qtr 4: 41.8509; 2008 Qtr 1: 0; 2008 Qtr 2: 0; 2008 Qtr 3: 0; 2008 Qtr 4: 0 | 41.8509
0 | 234294-Lighting-Occupancy Sensor-Wallbox Lghtng Snsr-Tr1 | CALC00AVOCC01 | System | Commercial | 01-ALC-AllCommercial-IntLight | 0 |  |  |  |  | 42.2727 | 40 | 0 | 0 | 0 | 2.2727 | 213.759 |  | kWh | 0.17617 | 0 | Commercial |  | Annual | [5 empty] | 8 | 0.96 |  |  |  | 0 | 0 | 1 | 0 | 0 | 0 | 0 | 0 | 0 | 0 | 0 | 0 | 2006 Qtr 1: 0; 2006 Qtr 2: 0; 2006 Qtr 3: 0; 2006 Qtr 4: 0; 2007 Qtr 1: 0; 2007 Qtr 2: 0; 2007 Qtr 3: 0; 2007 Qtr 4: 1; 2008 Qtr 1: 0; 2008 Qtr 2: 0; 2008 Qtr 3: 0; 2008 Qtr 4: 0 | 1
0 | 234330-Premium T8 with T12 40 Watt Baseline - Tr1 |  | 10 | Commercial | 01-ALC-AllCommercial-IntLight | 0 |  |  |  |  | 13.9589 | 13.1897 | 0 | 0 | 0 | 0.76922 | 34.727 |  | kWh | 0.010491 | -0.056872 | Commercial |  | Annual | [5 empty] | 11 | 0.96 |  |  |  | 0 | 0 | 54.5881 | 0 | 0 | 0 | 0 | 0 | 0 | 0 | 0 | 0 | 2006 Qtr 1: 0; 2006 Qtr 2: 0; 2006 Qtr 3: 0; 2006 Qtr 4: 0; 2007 Qtr 1: 0; 2007 Qtr 2: 0; 2007 Qtr 3: 0; 2007 Qtr 4: 54.5881; 2008 Qtr 1: 0; 2008 Qtr 2: 0; 2008 Qtr 3: 0; 2008 Qtr 4: 0 | 54.5881
0 | 234330-Premium T8 with T12 40 Watt Baseline - Tr1 |  | 7 | Commercial | 01-ALC-AllCommercial-IntLight | 0 |  |  |  |  | 13.9589 | 13.1897 | 0 | 0 | 0 | 0.76922 | 32.1182 |  | kWh | 0.010339 | -0.052599 | Commercial |  | Annual | [5 empty] | 11 | 0.96 |  |  |  | 0 | 0 | 50.9489 | 0 | 0 | 0 | 0 | 0 | 0 | 0 | 0 | 0 | 2006 Qtr 1: 0; 2006 Qtr 2: 0; 2006 Qtr 3: 0; 2006 Qtr 4: 0; 2007 Qtr 1: 0; 2007 Qtr 2: 0; 2007 Qtr 3: 0; 2007 Qtr 4: 50.9489; 2008 Qtr 1: 0; 2008 Qtr 2: 0; 2008 Qtr 3: 0; 2008 Qtr 4: 0 | 50.9489
0 | 234330-Premium T8 with T12 40 Watt Baseline - Tr1 |  | 7 | Commercial | 14-MLI-Manufacturing–LightIndustry-LIGHT | 0 |  |  |  |  | 13.9589 | 13.1897 | 0 | 0 | 0 | 0.76922 | 30.1346 |  | kWh | 0.0093123 | -0.038961 | Commercial |  | Annual | [5 empty] | 11 | 0.96 |  |  |  | 0 | 0 | 47.3097 | 0 | 0 | 0 | 0 | 0 | 0 | 0 | 0 | 0 | 2006 Qtr 1: 0; 2006 Qtr 2: 0; 2006 Qtr 3: 0; 2006 Qtr 4: 0; 2007 Qtr 1: 0; 2007 Qtr 2: 0; 2007 Qtr 3: 0; 2007 Qtr 4: 47.3097; 2008 Qtr 1: 0; 2008 Qtr 2: 0; 2008 Qtr 3: 0; 2008 Qtr 4: 0 | 47.3097
0 | 234330-Premium T8 with T12 40 Watt Baseline - Tr1 |  | 7 | Commercial | 14-MLI-Manufacturing–LightIndustry-LIGHT | 0 |  |  |  |  | 13.9589 | 13.1897 | 0 | 0 | 0 | 0.76922 | 30.1346 |  | kWh | 0.0093123 | -0.038961 | Commercial |  | Annual | [5 empty] | 11 | 0.96 |  |  |  | 0 | 0 | 40.0313 | 0 | 0 | 0 | 0 | 0 | 0 | 0 | 0 | 0 | 2006 Qtr 1: 0; 2006 Qtr 2: 0; 2006 Qtr 3: 0; 2006 Qtr 4: 0; 2007 Qtr 1: 0; 2007 Qtr 2: 0; 2007 Qtr 3: 0; 2007 Qtr 4: 40.0313; 2008 Qtr 1: 0; 2008 Qtr 2: 0; 2008 Qtr 3: 0; 2008 Qtr 4: 0 | 40.0313
0 | 234343-Steam Trap Replacement- Commercial - Other |  | 10 | Commercial | 21-RSD-Restaurant–SitDown-PROC_OTH | 0 |  |  |  |  | 113.64 | 75 | 0 | 0 | 0 | 38.64 | 0 |  | kWh | 0 | 16.68 | Commercial |  | Annual | [5 empty] | 15 | 0.96 |  |  |  | 0 | 0 | 18 | 0 | 0 | 0 | 0 | 0 | 0 | 0 | 0 | 0 | 2006 Qtr 1: 0; 2006 Qtr 2: 0; 2006 Qtr 3: 0; 2006 Qtr 4: 0; 2007 Qtr 1: 0; 2007 Qtr 2: 0; 2007 Qtr 3: 0; 2007 Qtr 4: 18; 2008 Qtr 1: 0; 2008 Qtr 2: 0; 2008 Qtr 3: 0; 2008 Qtr 4: 0 | 18
0 | 234126-Refrigeration - Efficient Evap Fan Motor Electronically Commutated Motor (ECM) | Averaged DEER Msrs | 10 | Commercial | 01-ALC-AllCommercial-Refrig | 0 |  |  |  |  | 6.7904 | 150 | 0 | 0 | 0 | -143.2096 | 116.369 |  | kWh | 0.015845 | -0.11528 | Commercial |  | Annual | [5 empty] | 15 | 0.96 |  |  |  | 0 | 0 | 10 | 0 | 0 | 0 | 0 | 0 | 0 | 0 | 0 | 0 | 2006 Qtr 1: 0; 2006 Qtr 2: 0; 2006 Qtr 3: 0; 2006 Qtr 4: 0; 2007 Qtr 1: 0; 2007 Qtr 2: 0; 2007 Qtr 3: 0; 2007 Qtr 4: 10; 2008 Qtr 1: 0; 2008 Qtr 2: 0; 2008 Qtr 3: 0; 2008 Qtr 4: 0 | 10
0 | 234330-Premium T8 with T12 40 Watt Baseline - Tr1 |  | 7 | Commercial | 01-ALC-AllCommercial-IntLight | 0 |  |  |  |  | 13.9589 | 13.1897 | 0 | 0 | 0 | 0.76922 | 40.547 |  | kWh | 0.0073476 | -0.066403 | Commercial |  | Annual | [5 empty] | 11 | 0.96 |  |  |  | 0 | 0 | 32.7529 | 0 | 0 | 0 | 0 | 0 | 0 | 0 | 0 | 0 | 2006 Qtr 1: 0; 2006 Qtr 2: 0; 2006 Qtr 3: 0; 2006 Qtr 4: 0; 2007 Qtr 1: 0; 2007 Qtr 2: 0; 2007 Qtr 3: 0; 2007 Qtr 4: 32.7529; 2008 Qtr 1: 0; 2008 Qtr 2: 0; 2008 Qtr 3: 0; 2008 Qtr 4: 0 | 32.7529
0 | 234330-Premium T8 with T12 40 Watt Baseline - Tr1 |  | 7 | Commercial | 01-ALC-AllCommercial-IntLight | 0 |  |  |  |  | 13.9589 | 13.1897 | 0 | 0 | 0 | 0.76922 | 30.14 |  | kWh | 0.0093405 | -0.04936 | Commercial |  | Annual | [5 empty] | 11 | 0.96 |  |  |  | 0 | 0 | 83.7018 | 0 | 0 | 0 | 0 | 0 | 0 | 0 | 0 | 0 | 2006 Qtr 1: 0; 2006 Qtr 2: 0; 2006 Qtr 3: 0; 2006 Qtr 4: 0; 2007 Qtr 1: 0; 2007 Qtr 2: 0; 2007 Qtr 3: 0; 2007 Qtr 4: 83.7018; 2008 Qtr 1: 0; 2008 Qtr 2: 0; 2008 Qtr 3: 0; 2008 Qtr 4: 0 | 83.7018
0 | 234331-Premium T8 with T12 40 Watt Baseline - Tr2 |  | 7 | Commercial | 01-ALC-AllCommercial-IntLight | 0 |  |  |  |  | 13.9591 | 9.8923 | 0 | 0 | 0 | 4.0668 | 35.8564 |  | kWh | 0.010832 | -0.058721 | Commercial |  | Annual | [5 empty] | 11 | 0.96 |  |  |  | 0 | 0 | 41.8509 | 0 | 0 | 0 | 0 | 0 | 0 | 0 | 0 | 0 | 2006 Qtr 1: 0; 2006 Qtr 2: 0; 2006 Qtr 3: 0; 2006 Qtr 4: 0; 2007 Qtr 1: 0; 2007 Qtr 2: 0; 2007 Qtr 3: 0; 2007 Qtr 4: 41.8509; 2008 Qtr 1: 0; 2008 Qtr 2: 0; 2008 Qtr 3: 0; 2008 Qtr 4: 0 | 41.8509
0 | 234330-Premium T8 with T12 40 Watt Baseline - Tr1 |  | 7 | Commercial | 18-OFS-Office–Small-IntLight | 0 |  |  |  |  | 13.9589 | 13.1897 | 0 | 0 | 0 | 0.76922 | 36.3228 |  | kWh | 0.010621 | -0.010563 | Commercial |  | Annual | [5 empty] | 11 | 0.96 |  |  |  | 0 | 0 | 36.3921 | 0 | 0 | 0 | 0 | 0 | 0 | 0 | 0 | 0 | 2006 Qtr 1: 0; 2006 Qtr 2: 0; 2006 Qtr 3: 0; 2006 Qtr 4: 0; 2007 Qtr 1: 0; 2007 Qtr 2: 0; 2007 Qtr 3: 0; 2007 Qtr 4: 36.3921; 2008 Qtr 1: 0; 2008 Qtr 2: 0; 2008 Qtr 3: 0; 2008 Qtr 4: 0 | 36.3921
0 | 234330-Premium T8 with T12 40 Watt Baseline - Tr1 |  | 7 | Commercial | 01-ALC-AllCommercial-IntLight | 0 |  |  |  |  | 13.9589 | 13.1897 | 0 | 0 | 0 | 0.76922 | 30.14 |  | kWh | 0.0093405 | -0.04936 | Commercial |  | Annual | [5 empty] | 11 | 0.96 |  |  |  | 0 | 0 | 76.4234 | 0 | 0 | 0 | 0 | 0 | 0 | 0 | 0 | 0 | 2006 Qtr 1: 0; 2006 Qtr 2: 0; 2006 Qtr 3: 0; 2006 Qtr 4: 0; 2007 Qtr 1: 0; 2007 Qtr 2: 0; 2007 Qtr 3: 0; 2007 Qtr 4: 76.4234; 2008 Qtr 1: 0; 2008 Qtr 2: 0; 2008 Qtr 3: 0; 2008 Qtr 4: 0 | 76.4234
0 | 234330-Premium T8 with T12 40 Watt Baseline - Tr1 |  | 10 | Commercial | 01-ALC-AllCommercial-IntLight | 0 |  |  |  |  | 13.9589 | 13.1897 | 0 | 0 | 0 | 0.76922 | 32.1182 |  | kWh | 0.010339 | -0.052599 | Commercial |  | Annual | [5 empty] | 11 | 0.96 |  |  |  | 0 | 0 | 80.0626 | 0 | 0 | 0 | 0 | 0 | 0 | 0 | 0 | 0 | 2006 Qtr 1: 0; 2006 Qtr 2: 0; 2006 Qtr 3: 0; 2006 Qtr 4: 0; 2007 Qtr 1: 0; 2007 Qtr 2: 0; 2007 Qtr 3: 0; 2007 Qtr 4: 80.0626; 2008 Qtr 1: 0; 2008 Qtr 2: 0; 2008 Qtr 3: 0; 2008 Qtr 4: 0 | 80.0626
0 | 234330-Premium T8 with T12 40 Watt Baseline - Tr1 |  | System | Commercial | 01-ALC-AllCommercial-IntLight | 0 |  |  |  |  | 13.9589 | 13.1897 | 0 | 0 | 0 | 0.76922 | 29.288 |  | kWh | 0.0075498 | -0.047964 | Commercial |  | Annual | [5 empty] | 11 | 0.96 |  |  |  | 0 | 0 | 20.0156 | 0 | 0 | 0 | 0 | 0 | 0 | 0 | 0 | 0 | 2006 Qtr 1: 0; 2006 Qtr 2: 0; 2006 Qtr 3: 0; 2006 Qtr 4: 0; 2007 Qtr 1: 0; 2007 Qtr 2: 0; 2007 Qtr 3: 0; 2007 Qtr 4: 20.0156; 2008 Qtr 1: 0; 2008 Qtr 2: 0; 2008 Qtr 3: 0; 2008 Qtr 4: 0 | 20.0156
0 | 234303-Lighting-Remove 4 Ft Lamp (De-Lamp) - Tr1 | COFL00AVDEL01 | System | Commercial | 01-ALC-AllCommercial-IntLight | 0 |  |  |  |  | 28.2518 | 16.4871 | 0 | 0 | 0 | 11.7647 | 97.3885 |  | kWh | 0.025105 | -0.15949 | Commercial |  | Annual | [5 empty] | 11 | 0.96 |  |  |  | 0 | 0 | 12.7372 | 0 | 0 | 0 | 0 | 0 | 0 | 0 | 0 | 0 | 2006 Qtr 1: 0; 2006 Qtr 2: 0; 2006 Qtr 3: 0; 2006 Qtr 4: 0; 2007 Qtr 1: 0; 2007 Qtr 2: 0; 2007 Qtr 3: 0; 2007 Qtr 4: 12.7372; 2008 Qtr 1: 0; 2008 Qtr 2: 0; 2008 Qtr 3: 0; 2008 Qtr 4: 0 | 12.7372
0 | 234294-Lighting-Occupancy Sensor-Wallbox Lghtng Snsr-Tr1 | CALC00AVOCC01 | System | Commercial | 01-ALC-AllCommercial-IntLight | 0 |  |  |  |  | 42.2727 | 40 | 0 | 0 | 0 | 2.2727 | 213.759 |  | kWh | 0.17617 | 0 | Commercial |  | Annual | [5 empty] | 8 | 0.96 |  |  |  | 0 | 0 | 1 | 0 | 0 | 0 | 0 | 0 | 0 | 0 | 0 | 0 | 2006 Qtr 1: 0; 2006 Qtr 2: 0; 2006 Qtr 3: 0; 2006 Qtr 4: 0; 2007 Qtr 1: 0; 2007 Qtr 2: 0; 2007 Qtr 3: 0; 2007 Qtr 4: 1; 2008 Qtr 1: 0; 2008 Qtr 2: 0; 2008 Qtr 3: 0; 2008 Qtr 4: 0 | 1
0 | 234331-Premium T8 with T12 40 Watt Baseline - Tr2 |  | System | Commercial | 01-ALC-AllCommercial-IntLight | 0 |  |  |  |  | 13.9591 | 9.8923 | 0 | 0 | 0 | 4.0668 | 34.3437 |  | kWh | 0.0098138 | -0.056244 | Commercial |  | Annual | [5 empty] | 11 | 0.96 |  |  |  | 0 | 0 | 20.0156 | 0 | 0 | 0 | 0 | 0 | 0 | 0 | 0 | 0 | 2006 Qtr 1: 0; 2006 Qtr 2: 0; 2006 Qtr 3: 0; 2006 Qtr 4: 0; 2007 Qtr 1: 0; 2007 Qtr 2: 0; 2007 Qtr 3: 0; 2007 Qtr 4: 20.0156; 2008 Qtr 1: 0; 2008 Qtr 2: 0; 2008 Qtr 3: 0; 2008 Qtr 4: 0 | 20.0156
0 | 234304-Lighting-Remove 4 Ft Lamp (De-Lamp) - Tr2 | COFL00AVDEL01 | System | Commercial | 01-ALC-AllCommercial-IntLight | 0 |  |  |  |  | 28.2538 | 12.3653 | 0 | 0 | 0 | 15.8885 | 110.603 |  | kWh | 0.031605 | -0.18113 | Commercial |  | Annual | [5 empty] | 11 | 0.96 |  |  |  | 0 | 0 | 7.2784 | 0 | 0 | 0 | 0 | 0 | 0 | 0 | 0 | 0 | 2006 Qtr 1: 0; 2006 Qtr 2: 0; 2006 Qtr 3: 0; 2006 Qtr 4: 0; 2007 Qtr 1: 0; 2007 Qtr 2: 0; 2007 Qtr 3: 0; 2007 Qtr 4: 7.2784; 2008 Qtr 1: 0; 2008 Qtr 2: 0; 2008 Qtr 3: 0; 2008 Qtr 4: 0 | 7.2784
0 | 234295-Lighting-Occupancy Sensor-Wallbox Lghtng Snsr-Tr2 | CALC00AVOCC01 | System | Commercial | 01-ALC-AllCommercial-IntLight | 0 |  |  |  |  | 42.2833 | 30 | 0 | 0 | 0 | 12.2833 | 213.759 |  | kWh | 0.17617 | 0 | Commercial |  | Annual | [5 empty] | 8 | 0.96 |  |  |  | 0 | 0 | 4 | 0 | 0 | 0 | 0 | 0 | 0 | 0 | 0 | 0 | 2006 Qtr 1: 0; 2006 Qtr 2: 0; 2006 Qtr 3: 0; 2006 Qtr 4: 0; 2007 Qtr 1: 0; 2007 Qtr 2: 0; 2007 Qtr 3: 0; 2007 Qtr 4: 4; 2008 Qtr 1: 0; 2008 Qtr 2: 0; 2008 Qtr 3: 0; 2008 Qtr 4: 0 | 4
0 | 234330-Premium T8 with T12 40 Watt Baseline - Tr1 |  | 7 | Commercial | 01-ALC-AllCommercial-IntLight | 0 |  |  |  |  | 13.9589 | 13.1897 | 0 | 0 | 0 | 0.76922 | 34.727 |  | kWh | 0.010491 | -0.056872 | Commercial |  | Annual | [5 empty] | 11 | 0.96 |  |  |  | 0 | 0 | 21.8353 | 0 | 0 | 0 | 0 | 0 | 0 | 0 | 0 | 0 | 2006 Qtr 1: 0; 2006 Qtr 2: 0; 2006 Qtr 3: 0; 2006 Qtr 4: 0; 2007 Qtr 1: 0; 2007 Qtr 2: 0; 2007 Qtr 3: 0; 2007 Qtr 4: 21.8353; 2008 Qtr 1: 0; 2008 Qtr 2: 0; 2008 Qtr 3: 0; 2008 Qtr 4: 0 | 21.8353
0 | 234330-Premium T8 with T12 40 Watt Baseline - Tr1 |  | 10 | Commercial | 01-ALC-AllCommercial-IntLight | 0 |  |  |  |  | 13.9589 | 13.1897 | 0 | 0 | 0 | 0.76922 | 34.727 |  | kWh | 0.010491 | -0.056872 | Commercial |  | Annual | [5 empty] | 11 | 0.96 |  |  |  | 0 | 0 | 50.9489 | 0 | 0 | 0 | 0 | 0 | 0 | 0 | 0 | 0 | 2006 Qtr 1: 0; 2006 Qtr 2: 0; 2006 Qtr 3: 0; 2006 Qtr 4: 0; 2007 Qtr 1: 0; 2007 Qtr 2: 0; 2007 Qtr 3: 0; 2007 Qtr 4: 50.9489; 2008 Qtr 1: 0; 2008 Qtr 2: 0; 2008 Qtr 3: 0; 2008 Qtr 4: 0 | 50.9489
0 | 234330-Premium T8 with T12 40 Watt Baseline - Tr1 |  | 7 | Commercial | 18-OFS-Office–Small-IntLight | 0 |  |  |  |  | 13.9589 | 13.1897 | 0 | 0 | 0 | 0.76922 | 36.3228 |  | kWh | 0.010621 | -0.010563 | Commercial |  | Annual | [5 empty] | 11 | 0.96 |  |  |  | 0 | 0 | 18.196 | 0 | 0 | 0 | 0 | 0 | 0 | 0 | 0 | 0 | 2006 Qtr 1: 0; 2006 Qtr 2: 0; 2006 Qtr 3: 0; 2006 Qtr 4: 0; 2007 Qtr 1: 0; 2007 Qtr 2: 0; 2007 Qtr 3: 0; 2007 Qtr 4: 18.196; 2008 Qtr 1: 0; 2008 Qtr 2: 0; 2008 Qtr 3: 0; 2008 Qtr 4: 0 | 18.196
0 | 234330-Premium T8 with T12 40 Watt Baseline - Tr1 |  | 7 | Commercial | 01-ALC-AllCommercial-IntLight | 0 |  |  |  |  | 13.9589 | 13.1897 | 0 | 0 | 0 | 0.76922 | 34.727 |  | kWh | 0.010491 | -0.056872 | Commercial |  | Annual | [5 empty] | 11 | 0.96 |  |  |  | 0 | 0 | 225.6309 | 0 | 0 | 0 | 0 | 0 | 0 | 0 | 0 | 0 | 2006 Qtr 1: 0; 2006 Qtr 2: 0; 2006 Qtr 3: 0; 2006 Qtr 4: 0; 2007 Qtr 1: 0; 2007 Qtr 2: 0; 2007 Qtr 3: 0; 2007 Qtr 4: 225.6309; 2008 Qtr 1: 0; 2008 Qtr 2: 0; 2008 Qtr 3: 0; 2008 Qtr 4: 0 | 225.6309
0 | 234330-Premium T8 with T12 40 Watt Baseline - Tr1 |  | 10 | Commercial | 14-MLI-Manufacturing–LightIndustry-LIGHT | 0 |  |  |  |  | 13.9589 | 13.1897 | 0 | 0 | 0 | 0.76922 | 30.5262 |  | kWh | 0.0093078 | -0.046284 | Commercial |  | Annual | [5 empty] | 11 | 0.96 |  |  |  | 0 | 0 | 45.4901 | 0 | 0 | 0 | 0 | 0 | 0 | 0 | 0 | 0 | 2006 Qtr 1: 0; 2006 Qtr 2: 0; 2006 Qtr 3: 0; 2006 Qtr 4: 0; 2007 Qtr 1: 0; 2007 Qtr 2: 0; 2007 Qtr 3: 45.4901; 2007 Qtr 4: 0; 2008 Qtr 1: 0; 2008 Qtr 2: 0; 2008 Qtr 3: 0; 2008 Qtr 4: 0 | 45.4901
0 | 234303-Lighting-Remove 4 Ft Lamp (De-Lamp) - Tr1 | COFL00AVDEL01 | 10 | Commercial | 14-MLI-Manufacturing–LightIndustry-LIGHT | 0 |  |  |  |  | 28.2518 | 16.4871 | 0 | 0 | 0 | 11.7647 | 101.5057 |  | kWh | 0.03095 | -0.1539 | Commercial |  | Annual | [5 empty] | 11 | 0.96 |  |  |  | 0 | 0 | 29.1137 | 0 | 0 | 0 | 0 | 0 | 0 | 0 | 0 | 0 | 2006 Qtr 1: 0; 2006 Qtr 2: 0; 2006 Qtr 3: 0; 2006 Qtr 4: 0; 2007 Qtr 1: 0; 2007 Qtr 2: 0; 2007 Qtr 3: 29.1137; 2007 Qtr 4: 0; 2008 Qtr 1: 0; 2008 Qtr 2: 0; 2008 Qtr 3: 0; 2008 Qtr 4: 0 | 29.1137
0 | 234330-Premium T8 with T12 40 Watt Baseline - Tr1 |  | System | Commercial | 23-RTL-Retail–SingleStorylarge-LIT_INT | 0 |  |  |  |  | 13.9589 | 13.1897 | 0 | 0 | 0 | 0.76922 | 35.5933 |  | kWh | 0.01061 | -0.057586 | Commercial |  | Annual | [5 empty] | 11 | 0.96 |  |  |  | 0 | 0 | 16.3764 | 0 | 0 | 0 | 0 | 0 | 0 | 0 | 0 | 0 | 2006 Qtr 1: 0; 2006 Qtr 2: 0; 2006 Qtr 3: 0; 2006 Qtr 4: 0; 2007 Qtr 1: 0; 2007 Qtr 2: 0; 2007 Qtr 3: 0; 2007 Qtr 4: 16.3764; 2008 Qtr 1: 0; 2008 Qtr 2: 0; 2008 Qtr 3: 0; 2008 Qtr 4: 0 | 16.3764
0 | 234303-Lighting-Remove 4 Ft Lamp (De-Lamp) - Tr1 | COFL00AVDEL01 | System | Commercial | 23-RTL-Retail–SingleStorylarge-LIT_INT | 0 |  |  |  |  | 28.2518 | 16.4871 | 0 | 0 | 0 | 11.7647 | 118.3551 |  | kWh | 0.035281 | -0.19149 | Commercial |  | Annual | [5 empty] | 11 | 0.96 |  |  |  | 0 | 0 | 16.3764 | 0 | 0 | 0 | 0 | 0 | 0 | 0 | 0 | 0 | 2006 Qtr 1: 0; 2006 Qtr 2: 0; 2006 Qtr 3: 0; 2006 Qtr 4: 0; 2007 Qtr 1: 0; 2007 Qtr 2: 0; 2007 Qtr 3: 0; 2007 Qtr 4: 16.3764; 2008 Qtr 1: 0; 2008 Qtr 2: 0; 2008 Qtr 3: 0; 2008 Qtr 4: 0 | 16.3764
0 | 234294-Lighting-Occupancy Sensor-Wallbox Lghtng Snsr-Tr1 | CALC00AVOCC01 | System | Commercial | 23-RTL-Retail–SingleStorylarge-LIT_INT | 0 |  |  |  |  | 42.2727 | 40 | 0 | 0 | 0 | 2.2727 | 213.759 |  | kWh | 0.17617 | 0 | Commercial |  | Annual | [5 empty] | 8 | 0.96 |  |  |  | 0 | 0 | 1 | 0 | 0 | 0 | 0 | 0 | 0 | 0 | 0 | 0 | 2006 Qtr 1: 0; 2006 Qtr 2: 0; 2006 Qtr 3: 0; 2006 Qtr 4: 0; 2007 Qtr 1: 0; 2007 Qtr 2: 0; 2007 Qtr 3: 0; 2007 Qtr 4: 1; 2008 Qtr 1: 0; 2008 Qtr 2: 0; 2008 Qtr 3: 0; 2008 Qtr 4: 0 | 1
0 | 234331-Premium T8 with T12 40 Watt Baseline - Tr2 |  | System | Commercial | 18-OFS-Office–Small-IntLight | 0 |  |  |  |  | 13.9591 | 9.8923 | 0 | 0 | 0 | 4.0668 | 32.5783 |  | kWh | 0.0098009 | -0.0113 | Commercial |  | Annual | [5 empty] | 11 | 0.96 |  |  |  | 0 | 0 | 21.8353 | 0 | 0 | 0 | 0 | 0 | 0 | 0 | 0 | 0 | 2006 Qtr 1: 0; 2006 Qtr 2: 0; 2006 Qtr 3: 0; 2006 Qtr 4: 0; 2007 Qtr 1: 0; 2007 Qtr 2: 0; 2007 Qtr 3: 0; 2007 Qtr 4: 21.8353; 2008 Qtr 1: 0; 2008 Qtr 2: 0; 2008 Qtr 3: 0; 2008 Qtr 4: 0 | 21.8353
0 | 234304-Lighting-Remove 4 Ft Lamp (De-Lamp) - Tr2 | COFL00AVDEL01 | System | Commercial | 18-OFS-Office–Small-IntLight | 0 |  |  |  |  | 28.2538 | 12.3653 | 0 | 0 | 0 | 15.8885 | 104.9175 |  | kWh | 0.031564 | -0.036392 | Commercial |  | Annual | [5 empty] | 11 | 0.96 |  |  |  | 0 | 0 | 18.196 | 0 | 0 | 0 | 0 | 0 | 0 | 0 | 0 | 0 | 2006 Qtr 1: 0; 2006 Qtr 2: 0; 2006 Qtr 3: 0; 2006 Qtr 4: 0; 2007 Qtr 1: 0; 2007 Qtr 2: 0; 2007 Qtr 3: 0; 2007 Qtr 4: 18.196; 2008 Qtr 1: 0; 2008 Qtr 2: 0; 2008 Qtr 3: 0; 2008 Qtr 4: 0 | 18.196
0 | 234295-Lighting-Occupancy Sensor-Wallbox Lghtng Snsr-Tr2 | CALC00AVOCC01 | System | Commercial | 18-OFS-Office–Small-IntLight | 0 |  |  |  |  | 42.2833 | 30 | 0 | 0 | 0 | 12.2833 | 213.759 |  | kWh | 0.17617 | 0 | Commercial |  | Annual | [5 empty] | 8 | 0.96 |  |  |  | 0 | 0 | 1 | 0 | 0 | 0 | 0 | 0 | 0 | 0 | 0 | 0 | 2006 Qtr 1: 0; 2006 Qtr 2: 0; 2006 Qtr 3: 0; 2006 Qtr 4: 0; 2007 Qtr 1: 0; 2007 Qtr 2: 0; 2007 Qtr 3: 0; 2007 Qtr 4: 1; 2008 Qtr 1: 0; 2008 Qtr 2: 0; 2008 Qtr 3: 0; 2008 Qtr 4: 0 | 1
0 | 234330-Premium T8 with T12 40 Watt Baseline - Tr1 |  | System | Commercial | 01-ALC-AllCommercial-IntLight | 0 |  |  |  |  | 13.9589 | 13.1897 | 0 | 0 | 0 | 0.76922 | 27.8282 |  | kWh | 0.0094846 | -0.045574 | Commercial |  | Annual | [5 empty] | 11 | 0.96 |  |  |  | 0 | 0 | 20.0156 | 0 | 0 | 0 | 0 | 0 | 0 | 0 | 0 | 0 | 2006 Qtr 1: 0; 2006 Qtr 2: 0; 2006 Qtr 3: 0; 2006 Qtr 4: 0; 2007 Qtr 1: 0; 2007 Qtr 2: 0; 2007 Qtr 3: 0; 2007 Qtr 4: 20.0156; 2008 Qtr 1: 0; 2008 Qtr 2: 0; 2008 Qtr 3: 0; 2008 Qtr 4: 0 | 20.0156
0 | 234303-Lighting-Remove 4 Ft Lamp (De-Lamp) - Tr1 | COFL00AVDEL01 | System | Commercial | 01-ALC-AllCommercial-IntLight | 0 |  |  |  |  | 28.2518 | 16.4871 | 0 | 0 | 0 | 11.7647 | 92.5345 |  | kWh | 0.031538 | -0.15154 | Commercial |  | Annual | [5 empty] | 11 | 0.96 |  |  |  | 0 | 0 | 20.0156 | 0 | 0 | 0 | 0 | 0 | 0 | 0 | 0 | 0 | 2006 Qtr 1: 0; 2006 Qtr 2: 0; 2006 Qtr 3: 0; 2006 Qtr 4: 0; 2007 Qtr 1: 0; 2007 Qtr 2: 0; 2007 Qtr 3: 0; 2007 Qtr 4: 20.0156; 2008 Qtr 1: 0; 2008 Qtr 2: 0; 2008 Qtr 3: 0; 2008 Qtr 4: 0 | 20.0156
0 | 234294-Lighting-Occupancy Sensor-Wallbox Lghtng Snsr-Tr1 | CALC00AVOCC01 | System | Commercial | 01-ALC-AllCommercial-IntLight | 0 |  |  |  |  | 42.2727 | 40 | 0 | 0 | 0 | 2.2727 | 213.759 |  | kWh | 0.17617 | 0 | Commercial |  | Annual | [5 empty] | 8 | 0.96 |  |  |  | 0 | 0 | 3 | 0 | 0 | 0 | 0 | 0 | 0 | 0 | 0 | 0 | 2006 Qtr 1: 0; 2006 Qtr 2: 0; 2006 Qtr 3: 0; 2006 Qtr 4: 0; 2007 Qtr 1: 0; 2007 Qtr 2: 0; 2007 Qtr 3: 0; 2007 Qtr 4: 3; 2008 Qtr 1: 0; 2008 Qtr 2: 0; 2008 Qtr 3: 0; 2008 Qtr 4: 0 | 3
0 | 234330-Premium T8 with T12 40 Watt Baseline - Tr1 |  | 7 | Commercial | 01-ALC-AllCommercial-IntLight | 0 |  |  |  |  | 13.9589 | 13.1897 | 0 | 0 | 0 | 0.76922 | 40.547 |  | kWh | 0.0073476 | -0.066403 | Commercial |  | Annual | [5 empty] | 11 | 0.96 |  |  |  | 0 | 0 | 20.0156 | 0 | 0 | 0 | 0 | 0 | 0 | 0 | 0 | 0 | 2006 Qtr 1: 0; 2006 Qtr 2: 0; 2006 Qtr 3: 0; 2006 Qtr 4: 0; 2007 Qtr 1: 0; 2007 Qtr 2: 0; 2007 Qtr 3: 0; 2007 Qtr 4: 20.0156; 2008 Qtr 1: 0; 2008 Qtr 2: 0; 2008 Qtr 3: 0; 2008 Qtr 4: 0 | 20.0156
0 | 234303-Lighting-Remove 4 Ft Lamp (De-Lamp) - Tr1 | COFL00AVDEL01 | 7 | Commercial | 01-ALC-AllCommercial-IntLight | 0 |  |  |  |  | 28.2518 | 16.4871 | 0 | 0 | 0 | 11.7647 | 134.827 |  | kWh | 0.024432 | -0.2208 | Commercial |  | Annual | [5 empty] | 11 | 0.96 |  |  |  | 0 | 0 | 20.0156 | 0 | 0 | 0 | 0 | 0 | 0 | 0 | 0 | 0 | 2006 Qtr 1: 0; 2006 Qtr 2: 0; 2006 Qtr 3: 0; 2006 Qtr 4: 0; 2007 Qtr 1: 0; 2007 Qtr 2: 0; 2007 Qtr 3: 0; 2007 Qtr 4: 20.0156; 2008 Qtr 1: 0; 2008 Qtr 2: 0; 2008 Qtr 3: 0; 2008 Qtr 4: 0 | 20.0156
0 | 234295-Lighting-Occupancy Sensor-Wallbox Lghtng Snsr-Tr2 | CALC00AVOCC01 | System | Commercial | 14-MLI-Manufacturing–LightIndustry-LIGHT | 0 |  |  |  |  | 42.2833 | 30 | 0 | 0 | 0 | 12.2833 | 213.759 |  | kWh | 0.17617 | 0 | Commercial |  | Annual | [5 empty] | 8 | 0.96 |  |  |  | 0 | 0 | 1 | 0 | 0 | 0 | 0 | 0 | 0 | 0 | 0 | 0 | 2006 Qtr 1: 0; 2006 Qtr 2: 0; 2006 Qtr 3: 0; 2006 Qtr 4: 0; 2007 Qtr 1: 0; 2007 Qtr 2: 0; 2007 Qtr 3: 0; 2007 Qtr 4: 1; 2008 Qtr 1: 0; 2008 Qtr 2: 0; 2008 Qtr 3: 0; 2008 Qtr 4: 0 | 1
0 | 234331-Premium T8 with T12 40 Watt Baseline - Tr2 |  | System | Commercial | 14-MLI-Manufacturing–LightIndustry-LIGHT | 0 |  |  |  |  | 13.9591 | 9.8923 | 0 | 0 | 0 | 4.0668 | 31.2346 |  | kWh | 0.0096136 | -0.044632 | Commercial |  | Annual | [5 empty] | 11 | 0.96 |  |  |  | 0 | 0 | 25.4745 | 0 | 0 | 0 | 0 | 0 | 0 | 0 | 0 | 0 | 2006 Qtr 1: 0; 2006 Qtr 2: 0; 2006 Qtr 3: 0; 2006 Qtr 4: 0; 2007 Qtr 1: 0; 2007 Qtr 2: 0; 2007 Qtr 3: 0; 2007 Qtr 4: 25.4745; 2008 Qtr 1: 0; 2008 Qtr 2: 0; 2008 Qtr 3: 0; 2008 Qtr 4: 0 | 25.4745
0 | 234304-Lighting-Remove 4 Ft Lamp (De-Lamp) - Tr2 | COFL00AVDEL01 | System | Commercial | 14-MLI-Manufacturing–LightIndustry-LIGHT | 0 |  |  |  |  | 28.2538 | 12.3653 | 0 | 0 | 0 | 15.8885 | 100.5901 |  | kWh | 0.03096 | -0.14374 | Commercial |  | Annual | [5 empty] | 11 | 0.96 |  |  |  | 0 | 0 | 25.4745 | 0 | 0 | 0 | 0 | 0 | 0 | 0 | 0 | 0 | 2006 Qtr 1: 0; 2006 Qtr 2: 0; 2006 Qtr 3: 0; 2006 Qtr 4: 0; 2007 Qtr 1: 0; 2007 Qtr 2: 0; 2007 Qtr 3: 0; 2007 Qtr 4: 25.4745; 2008 Qtr 1: 0; 2008 Qtr 2: 0; 2008 Qtr 3: 0; 2008 Qtr 4: 0 | 25.4745
0 | 234330-Premium T8 with T12 40 Watt Baseline - Tr1 |  | 10 | Commercial | 01-ALC-AllCommercial-IntLight | 0 |  |  |  |  | 13.9589 | 13.1897 | 0 | 0 | 0 | 0.76922 | 40.547 |  | kWh | 0.0073476 | -0.066403 | Commercial |  | Annual | [5 empty] | 11 | 0.96 |  |  |  | 0 | 0 | 30.9333 | 0 | 0 | 0 | 0 | 0 | 0 | 0 | 0 | 0 | 2006 Qtr 1: 0; 2006 Qtr 2: 0; 2006 Qtr 3: 0; 2006 Qtr 4: 0; 2007 Qtr 1: 0; 2007 Qtr 2: 0; 2007 Qtr 3: 0; 2007 Qtr 4: 30.9333; 2008 Qtr 1: 0; 2008 Qtr 2: 0; 2008 Qtr 3: 0; 2008 Qtr 4: 0 | 30.9333
0 | 234332-Premium T8 with T12 40 Watt Baseline - Tr3 |  | System | Commercial | 23-RTL-Retail–SingleStorylarge-LIT_INT | 0 |  |  |  |  | 13.9591 | 7.1444 | 0 | 0 | 0 | 6.8147 | 33.2783 |  | kWh | 0.00992 | -0.053841 | Commercial |  | Annual | [5 empty] | 11 | 0.96 |  |  |  | 0 | 0 | 27.2941 | 0 | 0 | 0 | 0 | 0 | 0 | 0 | 0 | 0 | 2006 Qtr 1: 0; 2006 Qtr 2: 0; 2006 Qtr 3: 0; 2006 Qtr 4: 0; 2007 Qtr 1: 0; 2007 Qtr 2: 0; 2007 Qtr 3: 0; 2007 Qtr 4: 27.2941; 2008 Qtr 1: 0; 2008 Qtr 2: 0; 2008 Qtr 3: 0; 2008 Qtr 4: 0 | 27.2941
0 | 234305-Lighting-Remove 4 Ft Lamp (De-Lamp) - Tr3 | COFL00AVDEL01 | System | Commercial | 23-RTL-Retail–SingleStorylarge-LIT_INT | 0 |  |  |  |  | 28.2538 | 8.7931 | 0 | 0 | 0 | 19.4607 | 118.3551 |  | kWh | 0.035281 | -0.19149 | Commercial |  | Annual | [5 empty] | 11 | 0.96 |  |  |  | 0 | 0 | 27.2941 | 0 | 0 | 0 | 0 | 0 | 0 | 0 | 0 | 0 | 2006 Qtr 1: 0; 2006 Qtr 2: 0; 2006 Qtr 3: 0; 2006 Qtr 4: 0; 2007 Qtr 1: 0; 2007 Qtr 2: 0; 2007 Qtr 3: 0; 2007 Qtr 4: 27.2941; 2008 Qtr 1: 0; 2008 Qtr 2: 0; 2008 Qtr 3: 0; 2008 Qtr 4: 0 | 27.2941
0 | 234331-Premium T8 with T12 40 Watt Baseline - Tr2 |  | 7 | Commercial | 01-ALC-AllCommercial-IntLight | 0 |  |  |  |  | 13.9591 | 9.8923 | 0 | 0 | 0 | 4.0668 | 35.8564 |  | kWh | 0.010832 | -0.058721 | Commercial |  | Annual | [5 empty] | 11 | 0.96 |  |  |  | 0 | 0 | 38.2117 | 0 | 0 | 0 | 0 | 0 | 0 | 0 | 0 | 0 | 2006 Qtr 1: 0; 2006 Qtr 2: 0; 2006 Qtr 3: 0; 2006 Qtr 4: 0; 2007 Qtr 1: 0; 2007 Qtr 2: 0; 2007 Qtr 3: 38.2117; 2007 Qtr 4: 0; 2008 Qtr 1: 0; 2008 Qtr 2: 0; 2008 Qtr 3: 0; 2008 Qtr 4: 0 | 38.2117
0 | 234304-Lighting-Remove 4 Ft Lamp (De-Lamp) - Tr2 | COFL00AVDEL01 | 7 | Commercial | 01-ALC-AllCommercial-IntLight | 0 |  |  |  |  | 28.2538 | 12.3653 | 0 | 0 | 0 | 15.8885 | 115.4744 |  | kWh | 0.034885 | -0.18911 | Commercial |  | Annual | [5 empty] | 11 | 0.96 |  |  |  | 0 | 0 | 5.4588 | 0 | 0 | 0 | 0 | 0 | 0 | 0 | 0 | 0 | 2006 Qtr 1: 0; 2006 Qtr 2: 0; 2006 Qtr 3: 0; 2006 Qtr 4: 0; 2007 Qtr 1: 0; 2007 Qtr 2: 0; 2007 Qtr 3: 5.4588; 2007 Qtr 4: 0; 2008 Qtr 1: 0; 2008 Qtr 2: 0; 2008 Qtr 3: 0; 2008 Qtr 4: 0 | 5.4588
0 | 234330-Premium T8 with T12 40 Watt Baseline - Tr1 |  | 7 | Commercial | 18-OFS-Office–Small-IntLight | 0 |  |  |  |  | 13.9589 | 13.1897 | 0 | 0 | 0 | 0.76922 | 31.525 |  | kWh | 0.0094564 | -0.009168 | Commercial |  | Annual | [5 empty] | 11 | 0.96 |  |  |  | 0 | 0 | 43.6705 | 0 | 0 | 0 | 0 | 0 | 0 | 0 | 0 | 0 | 2006 Qtr 1: 0; 2006 Qtr 2: 0; 2006 Qtr 3: 0; 2006 Qtr 4: 0; 2007 Qtr 1: 0; 2007 Qtr 2: 0; 2007 Qtr 3: 0; 2007 Qtr 4: 43.6705; 2008 Qtr 1: 0; 2008 Qtr 2: 0; 2008 Qtr 3: 0; 2008 Qtr 4: 0 | 43.6705
0 | 234126-Refrigeration - Efficient Evap Fan Motor Electronically Commutated Motor (ECM) | Averaged DEER Msrs | 7 | Commercial | 01-ALC-AllCommercial-Refrig | 0 |  |  |  |  | 6.7904 | 150 | 0 | 0 | 0 | -143.2096 | 116.369 |  | kWh | 0.015845 | -0.11528 | Commercial |  | Annual | [5 empty] | 15 | 0.96 |  |  |  | 0 | 0 | 8 | 0 | 0 | 0 | 0 | 0 | 0 | 0 | 0 | 0 | 2006 Qtr 1: 0; 2006 Qtr 2: 0; 2006 Qtr 3: 0; 2006 Qtr 4: 0; 2007 Qtr 1: 0; 2007 Qtr 2: 0; 2007 Qtr 3: 0; 2007 Qtr 4: 8; 2008 Qtr 1: 0; 2008 Qtr 2: 0; 2008 Qtr 3: 0; 2008 Qtr 4: 0 | 8
0 | 234330-Premium T8 with T12 40 Watt Baseline - Tr1 |  | System | Commercial | 14-MLI-Manufacturing–LightIndustry-LIGHT | 0 |  |  |  |  | 13.9589 | 13.1897 | 0 | 0 | 0 | 0.76922 | 30.2508 |  | kWh | 0.0093108 | -0.043226 | Commercial |  | Annual | [5 empty] | 11 | 0.96 |  |  |  | 0 | 0 | 56.4077 | 0 | 0 | 0 | 0 | 0 | 0 | 0 | 0 | 0 | 2006 Qtr 1: 0; 2006 Qtr 2: 0; 2006 Qtr 3: 0; 2006 Qtr 4: 0; 2007 Qtr 1: 0; 2007 Qtr 2: 0; 2007 Qtr 3: 0; 2007 Qtr 4: 56.4077; 2008 Qtr 1: 0; 2008 Qtr 2: 0; 2008 Qtr 3: 0; 2008 Qtr 4: 0 | 56.4077
0 | 234303-Lighting-Remove 4 Ft Lamp (De-Lamp) - Tr1 | COFL00AVDEL01 | System | Commercial | 14-MLI-Manufacturing–LightIndustry-LIGHT | 0 |  |  |  |  | 28.2518 | 16.4871 | 0 | 0 | 0 | 11.7647 | 100.5901 |  | kWh | 0.03096 | -0.14374 | Commercial |  | Annual | [5 empty] | 11 | 0.96 |  |  |  | 0 | 0 | 50.9489 | 0 | 0 | 0 | 0 | 0 | 0 | 0 | 0 | 0 | 2006 Qtr 1: 0; 2006 Qtr 2: 0; 2006 Qtr 3: 0; 2006 Qtr 4: 0; 2007 Qtr 1: 0; 2007 Qtr 2: 0; 2007 Qtr 3: 0; 2007 Qtr 4: 50.9489; 2008 Qtr 1: 0; 2008 Qtr 2: 0; 2008 Qtr 3: 0; 2008 Qtr 4: 0 | 50.9489
0 | 234294-Lighting-Occupancy Sensor-Wallbox Lghtng Snsr-Tr1 | CALC00AVOCC01 | System | Commercial | 14-MLI-Manufacturing–LightIndustry-LIGHT | 0 |  |  |  |  | 42.2727 | 40 | 0 | 0 | 0 | 2.2727 | 213.759 |  | kWh | 0.17617 | 0 | Commercial |  | Annual | [5 empty] | 8 | 0.96 |  |  |  | 0 | 0 | 2 | 0 | 0 | 0 | 0 | 0 | 0 | 0 | 0 | 0 | 2006 Qtr 1: 0; 2006 Qtr 2: 0; 2006 Qtr 3: 0; 2006 Qtr 4: 0; 2007 Qtr 1: 0; 2007 Qtr 2: 0; 2007 Qtr 3: 0; 2007 Qtr 4: 2; 2008 Qtr 1: 0; 2008 Qtr 2: 0; 2008 Qtr 3: 0; 2008 Qtr 4: 0 | 2
0 | 234330-Premium T8 with T12 40 Watt Baseline - Tr1 |  | 10 | Commercial | 18-OFS-Office–Small-IntLight | 0 |  |  |  |  | 13.9589 | 13.1897 | 0 | 0 | 0 | 0.76922 | 31.6933 |  | kWh | 0.0096171 | -0.016983 | Commercial |  | Annual | [5 empty] | 11 | 0.96 |  |  |  | 0 | 0 | 29.1137 | 0 | 0 | 0 | 0 | 0 | 0 | 0 | 0 | 0 | 2006 Qtr 1: 0; 2006 Qtr 2: 0; 2006 Qtr 3: 0; 2006 Qtr 4: 0; 2007 Qtr 1: 0; 2007 Qtr 2: 0; 2007 Qtr 3: 0; 2007 Qtr 4: 29.1137; 2008 Qtr 1: 0; 2008 Qtr 2: 0; 2008 Qtr 3: 0; 2008 Qtr 4: 0 | 29.1137
0 | 234343-Steam Trap Replacement- Commercial - Other |  | 7 | Commercial | 21-RSD-Restaurant–SitDown-PROC_OTH | 0 |  |  |  |  | 113.64 | 75 | 0 | 0 | 0 | 38.64 | 0 |  | kWh | 0 | 16.68 | Commercial |  | Annual | [5 empty] | 15 | 0.96 |  |  |  | 0 | 0 | 19 | 0 | 0 | 0 | 0 | 0 | 0 | 0 | 0 | 0 | 2006 Qtr 1: 0; 2006 Qtr 2: 0; 2006 Qtr 3: 0; 2006 Qtr 4: 0; 2007 Qtr 1: 0; 2007 Qtr 2: 0; 2007 Qtr 3: 19; 2007 Qtr 4: 0; 2008 Qtr 1: 0; 2008 Qtr 2: 0; 2008 Qtr 3: 0; 2008 Qtr 4: 0 | 19
0 | 234343-Steam Trap Replacement- Commercial - Other |  | 7 | Commercial | 21-RSD-Restaurant–SitDown-PROC_OTH | 0 |  |  |  |  | 113.64 | 75 | 0 | 0 | 0 | 38.64 | 0 |  | kWh | 0 | 16.68 | Commercial |  | Annual | [5 empty] | 15 | 0.96 |  |  |  | 0 | 0 | 12 | 0 | 0 | 0 | 0 | 0 | 0 | 0 | 0 | 0 | 2006 Qtr 1: 0; 2006 Qtr 2: 0; 2006 Qtr 3: 0; 2006 Qtr 4: 0; 2007 Qtr 1: 0; 2007 Qtr 2: 0; 2007 Qtr 3: 12; 2007 Qtr 4: 0; 2008 Qtr 1: 0; 2008 Qtr 2: 0; 2008 Qtr 3: 0; 2008 Qtr 4: 0 | 12
0 | 234295-Lighting-Occupancy Sensor-Wallbox Lghtng Snsr-Tr2 | CALC00AVOCC01 | System | Commercial | 01-ALC-AllCommercial-IntLight | 0 |  |  |  |  | 42.2833 | 30 | 0 | 0 | 0 | 12.2833 | 213.759 |  | kWh | 0.17617 | 0 | Commercial |  | Annual | [5 empty] | 8 | 0.96 |  |  |  | 0 | 0 | 2 | 0 | 0 | 0 | 0 | 0 | 0 | 0 | 0 | 0 | 2006 Qtr 1: 0; 2006 Qtr 2: 0; 2006 Qtr 3: 0; 2006 Qtr 4: 0; 2007 Qtr 1: 0; 2007 Qtr 2: 0; 2007 Qtr 3: 0; 2007 Qtr 4: 2; 2008 Qtr 1: 0; 2008 Qtr 2: 0; 2008 Qtr 3: 0; 2008 Qtr 4: 0 | 2
0 | 234331-Premium T8 with T12 40 Watt Baseline - Tr2 |  | System | Commercial | 01-ALC-AllCommercial-IntLight | 0 |  |  |  |  | 13.9591 | 9.8923 | 0 | 0 | 0 | 4.0668 | 31.1202 |  | kWh | 0.0096442 | -0.050965 | Commercial |  | Annual | [5 empty] | 11 | 0.96 |  |  |  | 0 | 0 | 81.8822 | 0 | 0 | 0 | 0 | 0 | 0 | 0 | 0 | 0 | 2006 Qtr 1: 0; 2006 Qtr 2: 0; 2006 Qtr 3: 0; 2006 Qtr 4: 0; 2007 Qtr 1: 0; 2007 Qtr 2: 0; 2007 Qtr 3: 0; 2007 Qtr 4: 81.8822; 2008 Qtr 1: 0; 2008 Qtr 2: 0; 2008 Qtr 3: 0; 2008 Qtr 4: 0 | 81.8822
0 | 234304-Lighting-Remove 4 Ft Lamp (De-Lamp) - Tr2 | COFL00AVDEL01 | System | Commercial | 01-ALC-AllCommercial-IntLight | 0 |  |  |  |  | 28.2538 | 12.3653 | 0 | 0 | 0 | 15.8885 | 100.2216 |  | kWh | 0.031059 | -0.16413 | Commercial |  | Annual | [5 empty] | 11 | 0.96 |  |  |  | 0 | 0 | 20.0156 | 0 | 0 | 0 | 0 | 0 | 0 | 0 | 0 | 0 | 2006 Qtr 1: 0; 2006 Qtr 2: 0; 2006 Qtr 3: 0; 2006 Qtr 4: 0; 2007 Qtr 1: 0; 2007 Qtr 2: 0; 2007 Qtr 3: 0; 2007 Qtr 4: 20.0156; 2008 Qtr 1: 0; 2008 Qtr 2: 0; 2008 Qtr 3: 0; 2008 Qtr 4: 0 | 20.0156
0 | 234330-Premium T8 with T12 40 Watt Baseline - Tr1 |  | 7 | Commercial | 18-OFS-Office–Small-IntLight | 0 |  |  |  |  | 13.9589 | 13.1897 | 0 | 0 | 0 | 0.76922 | 31.525 |  | kWh | 0.0094564 | -0.009168 | Commercial |  | Annual | [5 empty] | 11 | 0.96 |  |  |  | 0 | 0 | 69.145 | 0 | 0 | 0 | 0 | 0 | 0 | 0 | 0 | 0 | 2006 Qtr 1: 0; 2006 Qtr 2: 0; 2006 Qtr 3: 0; 2006 Qtr 4: 0; 2007 Qtr 1: 0; 2007 Qtr 2: 0; 2007 Qtr 3: 0; 2007 Qtr 4: 69.145; 2008 Qtr 1: 0; 2008 Qtr 2: 0; 2008 Qtr 3: 0; 2008 Qtr 4: 0 | 69.145
0 | 234343-Steam Trap Replacement- Commercial - Other |  | 10 | Commercial | 21-RSD-Restaurant–SitDown-PROC_OTH | 0 |  |  |  |  | 113.64 | 75 | 0 | 0 | 0 | 38.64 | 0 |  | kWh | 0 | 16.68 | Commercial |  | Annual | [5 empty] | 15 | 0.96 |  |  |  | 0 | 0 | 9 | 0 | 0 | 0 | 0 | 0 | 0 | 0 | 0 | 0 | 2006 Qtr 1: 0; 2006 Qtr 2: 0; 2006 Qtr 3: 0; 2006 Qtr 4: 0; 2007 Qtr 1: 0; 2007 Qtr 2: 0; 2007 Qtr 3: 0; 2007 Qtr 4: 9; 2008 Qtr 1: 0; 2008 Qtr 2: 0; 2008 Qtr 3: 0; 2008 Qtr 4: 0 | 9
0 | 234343-Steam Trap Replacement- Commercial - Other |  | 7 | Commercial | 21-RSD-Restaurant–SitDown-PROC_OTH | 0 |  |  |  |  | 113.64 | 75 | 0 | 0 | 0 | 38.64 | 0 |  | kWh | 0 | 16.68 | Commercial |  | Annual | [5 empty] | 15 | 0.96 |  |  |  | 0 | 0 | 15 | 0 | 0 | 0 | 0 | 0 | 0 | 0 | 0 | 0 | 2006 Qtr 1: 0; 2006 Qtr 2: 0; 2006 Qtr 3: 0; 2006 Qtr 4: 0; 2007 Qtr 1: 0; 2007 Qtr 2: 0; 2007 Qtr 3: 0; 2007 Qtr 4: 15; 2008 Qtr 1: 0; 2008 Qtr 2: 0; 2008 Qtr 3: 0; 2008 Qtr 4: 0 | 15
0 | 234331-Premium T8 with T12 40 Watt Baseline - Tr2 |  | 7 | Commercial | 01-ALC-AllCommercial-IntLight | 0 |  |  |  |  | 13.9591 | 9.8923 | 0 | 0 | 0 | 4.0668 | 35.8564 |  | kWh | 0.010832 | -0.058721 | Commercial |  | Annual | [5 empty] | 11 | 0.96 |  |  |  | 0 | 0 | 120.0939 | 0 | 0 | 0 | 0 | 0 | 0 | 0 | 0 | 0 | 2006 Qtr 1: 0; 2006 Qtr 2: 0; 2006 Qtr 3: 0; 2006 Qtr 4: 0; 2007 Qtr 1: 0; 2007 Qtr 2: 0; 2007 Qtr 3: 0; 2007 Qtr 4: 120.0939; 2008 Qtr 1: 0; 2008 Qtr 2: 0; 2008 Qtr 3: 0; 2008 Qtr 4: 0 | 120.0939
0 | 234331-Premium T8 with T12 40 Watt Baseline - Tr2 |  | 7 | Commercial | 01-ALC-AllCommercial-IntLight | 0 |  |  |  |  | 13.9591 | 9.8923 | 0 | 0 | 0 | 4.0668 | 31.1202 |  | kWh | 0.0096442 | -0.050965 | Commercial |  | Annual | [5 empty] | 11 | 0.96 |  |  |  | 0 | 0 | 178.3212 | 0 | 0 | 0 | 0 | 0 | 0 | 0 | 0 | 0 | 2006 Qtr 1: 0; 2006 Qtr 2: 0; 2006 Qtr 3: 0; 2006 Qtr 4: 0; 2007 Qtr 1: 0; 2007 Qtr 2: 0; 2007 Qtr 3: 0; 2007 Qtr 4: 178.3212; 2008 Qtr 1: 0; 2008 Qtr 2: 0; 2008 Qtr 3: 0; 2008 Qtr 4: 0 | 178.3212
0 | 234327-Premium T8 with T12 34Watt Baseline - Tr1 |  | 10 | Commercial | 01-ALC-AllCommercial-IntLight | 0 |  |  |  |  | 13.9591 | 9.8923 | 0 | 0 | 0 | 4.0668 | 33.9369 |  | kWh | 0.011567 | -0.055578 | Commercial |  | Annual | [5 empty] | 11 | 0.96 |  |  |  | 0 | 0 | 65.5058 | 0 | 0 | 0 | 0 | 0 | 0 | 0 | 0 | 0 | 2006 Qtr 1: 0; 2006 Qtr 2: 0; 2006 Qtr 3: 0; 2006 Qtr 4: 0; 2007 Qtr 1: 0; 2007 Qtr 2: 0; 2007 Qtr 3: 0; 2007 Qtr 4: 65.5058; 2008 Qtr 1: 0; 2008 Qtr 2: 0; 2008 Qtr 3: 0; 2008 Qtr 4: 0 | 65.5058
0 | 234331-Premium T8 with T12 40 Watt Baseline - Tr2 |  | System | Commercial | 01-ALC-AllCommercial-IntLight | 0 |  |  |  |  | 13.9591 | 9.8923 | 0 | 0 | 0 | 4.0668 | 35.8564 |  | kWh | 0.010832 | -0.058721 | Commercial |  | Annual | [5 empty] | 11 | 0.96 |  |  |  | 0 | 0 | 78.243 | 0 | 0 | 0 | 0 | 0 | 0 | 0 | 0 | 0 | 2006 Qtr 1: 0; 2006 Qtr 2: 0; 2006 Qtr 3: 0; 2006 Qtr 4: 0; 2007 Qtr 1: 0; 2007 Qtr 2: 0; 2007 Qtr 3: 0; 2007 Qtr 4: 78.243; 2008 Qtr 1: 0; 2008 Qtr 2: 0; 2008 Qtr 3: 0; 2008 Qtr 4: 0 | 78.243
0 | 234304-Lighting-Remove 4 Ft Lamp (De-Lamp) - Tr2 | COFL00AVDEL01 | System | Commercial | 01-ALC-AllCommercial-IntLight | 0 |  |  |  |  | 28.2538 | 12.3653 | 0 | 0 | 0 | 15.8885 | 115.4744 |  | kWh | 0.034885 | -0.18911 | Commercial |  | Annual | [5 empty] | 11 | 0.96 |  |  |  | 0 | 0 | 78.243 | 0 | 0 | 0 | 0 | 0 | 0 | 0 | 0 | 0 | 2006 Qtr 1: 0; 2006 Qtr 2: 0; 2006 Qtr 3: 0; 2006 Qtr 4: 0; 2007 Qtr 1: 0; 2007 Qtr 2: 0; 2007 Qtr 3: 0; 2007 Qtr 4: 78.243; 2008 Qtr 1: 0; 2008 Qtr 2: 0; 2008 Qtr 3: 0; 2008 Qtr 4: 0 | 78.243
0 | 234330-Premium T8 with T12 40 Watt Baseline - Tr1 |  | System | Commercial | 01-ALC-AllCommercial-IntLight | 0 |  |  |  |  | 13.9589 | 13.1897 | 0 | 0 | 0 | 0.76922 | 34.727 |  | kWh | 0.010491 | -0.056872 | Commercial |  | Annual | [5 empty] | 11 | 0.96 |  |  |  | 0 | 0 | 27.2941 | 0 | 0 | 0 | 0 | 0 | 0 | 0 | 0 | 0 | 2006 Qtr 1: 0; 2006 Qtr 2: 0; 2006 Qtr 3: 0; 2006 Qtr 4: 0; 2007 Qtr 1: 0; 2007 Qtr 2: 0; 2007 Qtr 3: 0; 2007 Qtr 4: 27.2941; 2008 Qtr 1: 0; 2008 Qtr 2: 0; 2008 Qtr 3: 0; 2008 Qtr 4: 0 | 27.2941
0 | 234303-Lighting-Remove 4 Ft Lamp (De-Lamp) - Tr1 | COFL00AVDEL01 | System | Commercial | 01-ALC-AllCommercial-IntLight | 0 |  |  |  |  | 28.2518 | 16.4871 | 0 | 0 | 0 | 11.7647 | 115.4744 |  | kWh | 0.034885 | -0.18911 | Commercial |  | Annual | [5 empty] | 11 | 0.96 |  |  |  | 0 | 0 | 27.2941 | 0 | 0 | 0 | 0 | 0 | 0 | 0 | 0 | 0 | 2006 Qtr 1: 0; 2006 Qtr 2: 0; 2006 Qtr 3: 0; 2006 Qtr 4: 0; 2007 Qtr 1: 0; 2007 Qtr 2: 0; 2007 Qtr 3: 0; 2007 Qtr 4: 27.2941; 2008 Qtr 1: 0; 2008 Qtr 2: 0; 2008 Qtr 3: 0; 2008 Qtr 4: 0 | 27.2941
0 | 234330-Premium T8 with T12 40 Watt Baseline - Tr1 |  | 10 | Commercial | 01-ALC-AllCommercial-IntLight | 0 |  |  |  |  | 13.9589 | 13.1897 | 0 | 0 | 0 | 0.76922 | 27.8282 |  | kWh | 0.0094846 | -0.045574 | Commercial |  | Annual | [5 empty] | 11 | 0.96 |  |  |  | 0 | 0 | 23.6549 | 0 | 0 | 0 | 0 | 0 | 0 | 0 | 0 | 0 | 2006 Qtr 1: 0; 2006 Qtr 2: 0; 2006 Qtr 3: 0; 2006 Qtr 4: 0; 2007 Qtr 1: 0; 2007 Qtr 2: 0; 2007 Qtr 3: 23.6549; 2007 Qtr 4: 0; 2008 Qtr 1: 0; 2008 Qtr 2: 0; 2008 Qtr 3: 0; 2008 Qtr 4: 0 | 23.6549
0 | 234303-Lighting-Remove 4 Ft Lamp (De-Lamp) - Tr1 | COFL00AVDEL01 | 10 | Commercial | 01-ALC-AllCommercial-IntLight | 0 |  |  |  |  | 28.2518 | 16.4871 | 0 | 0 | 0 | 11.7647 | 92.5345 |  | kWh | 0.031538 | -0.15154 | Commercial |  | Annual | [5 empty] | 11 | 0.96 |  |  |  | 0 | 0 | 3.6392 | 0 | 0 | 0 | 0 | 0 | 0 | 0 | 0 | 0 | 2006 Qtr 1: 0; 2006 Qtr 2: 0; 2006 Qtr 3: 0; 2006 Qtr 4: 0; 2007 Qtr 1: 0; 2007 Qtr 2: 0; 2007 Qtr 3: 3.6392; 2007 Qtr 4: 0; 2008 Qtr 1: 0; 2008 Qtr 2: 0; 2008 Qtr 3: 0; 2008 Qtr 4: 0 | 3.6392
0 | 234126-Refrigeration - Efficient Evap Fan Motor Electronically Commutated Motor (ECM) | Averaged DEER Msrs | 7 | Commercial | 01-ALC-AllCommercial-Refrig | 0 |  |  |  |  | 6.7904 | 150 | 0 | 0 | 0 | -143.2096 | 116.369 |  | kWh | 0.015845 | -0.11528 | Commercial |  | Annual | [5 empty] | 15 | 0.96 |  |  |  | 0 | 0 | 23 | 0 | 0 | 0 | 0 | 0 | 0 | 0 | 0 | 0 | 2006 Qtr 1: 0; 2006 Qtr 2: 0; 2006 Qtr 3: 0; 2006 Qtr 4: 0; 2007 Qtr 1: 0; 2007 Qtr 2: 0; 2007 Qtr 3: 0; 2007 Qtr 4: 23; 2008 Qtr 1: 0; 2008 Qtr 2: 0; 2008 Qtr 3: 0; 2008 Qtr 4: 0 | 23
0 | 234126-Refrigeration - Efficient Evap Fan Motor Electronically Commutated Motor (ECM) | Averaged DEER Msrs | 7 | Commercial | 01-ALC-AllCommercial-Refrig | 0 |  |  |  |  | 6.7904 | 150 | 0 | 0 | 0 | -143.2096 | 116.369 |  | kWh | 0.015845 | -0.11528 | Commercial |  | Annual | [5 empty] | 15 | 0.96 |  |  |  | 0 | 0 | 7 | 0 | 0 | 0 | 0 | 0 | 0 | 0 | 0 | 0 | 2006 Qtr 1: 0; 2006 Qtr 2: 0; 2006 Qtr 3: 0; 2006 Qtr 4: 0; 2007 Qtr 1: 0; 2007 Qtr 2: 0; 2007 Qtr 3: 0; 2007 Qtr 4: 7; 2008 Qtr 1: 0; 2008 Qtr 2: 0; 2008 Qtr 3: 0; 2008 Qtr 4: 0 | 7
0 | 234330-Premium T8 with T12 40 Watt Baseline - Tr1 |  | 7 | Commercial | 01-ALC-AllCommercial-IntLight | 0 |  |  |  |  | 13.9589 | 13.1897 | 0 | 0 | 0 | 0.76922 | 34.727 |  | kWh | 0.010491 | -0.056872 | Commercial |  | Annual | [5 empty] | 11 | 0.96 |  |  |  | 0 | 0 | 141.9291 | 0 | 0 | 0 | 0 | 0 | 0 | 0 | 0 | 0 | 2006 Qtr 1: 0; 2006 Qtr 2: 0; 2006 Qtr 3: 0; 2006 Qtr 4: 0; 2007 Qtr 1: 0; 2007 Qtr 2: 0; 2007 Qtr 3: 0; 2007 Qtr 4: 141.9291; 2008 Qtr 1: 0; 2008 Qtr 2: 0; 2008 Qtr 3: 0; 2008 Qtr 4: 0 | 141.9291
0 | 234331-Premium T8 with T12 40 Watt Baseline - Tr2 |  | 10 | Commercial | 24-RTS-Retail–Small-LIT_INT | 0 |  |  |  |  | 13.9591 | 9.8923 | 0 | 0 | 0 | 4.0668 | 36.7063 |  | kWh | 0.010701 | -0.043925 | Commercial |  | Annual | [5 empty] | 11 | 0.96 |  |  |  | 0 | 0 | 65.5058 | 0 | 0 | 0 | 0 | 0 | 0 | 0 | 0 | 0 | 2006 Qtr 1: 0; 2006 Qtr 2: 0; 2006 Qtr 3: 0; 2006 Qtr 4: 0; 2007 Qtr 1: 0; 2007 Qtr 2: 0; 2007 Qtr 3: 0; 2007 Qtr 4: 65.5058; 2008 Qtr 1: 0; 2008 Qtr 2: 0; 2008 Qtr 3: 0; 2008 Qtr 4: 0 | 65.5058
0 | 234343-Steam Trap Replacement- Commercial - Other |  | 10 | Commercial | 21-RSD-Restaurant–SitDown-PROC_OTH | 0 |  |  |  |  | 113.64 | 75 | 0 | 0 | 0 | 38.64 | 0 |  | kWh | 0 | 16.68 | Commercial |  | Annual | [5 empty] | 15 | 0.96 |  |  |  | 0 | 0 | 11 | 0 | 0 | 0 | 0 | 0 | 0 | 0 | 0 | 0 | 2006 Qtr 1: 0; 2006 Qtr 2: 0; 2006 Qtr 3: 0; 2006 Qtr 4: 0; 2007 Qtr 1: 0; 2007 Qtr 2: 0; 2007 Qtr 3: 11; 2007 Qtr 4: 0; 2008 Qtr 1: 0; 2008 Qtr 2: 0; 2008 Qtr 3: 0; 2008 Qtr 4: 0 | 11
0 | 234343-Steam Trap Replacement- Commercial - Other |  | 7 | Commercial | 21-RSD-Restaurant–SitDown-PROC_OTH | 0 |  |  |  |  | 113.64 | 75 | 0 | 0 | 0 | 38.64 | 0 |  | kWh | 0 | 16.68 | Commercial |  | Annual | [5 empty] | 15 | 0.96 |  |  |  | 0 | 0 | 44 | 0 | 0 | 0 | 0 | 0 | 0 | 0 | 0 | 0 | 2006 Qtr 1: 0; 2006 Qtr 2: 0; 2006 Qtr 3: 0; 2006 Qtr 4: 0; 2007 Qtr 1: 0; 2007 Qtr 2: 0; 2007 Qtr 3: 44; 2007 Qtr 4: 0; 2008 Qtr 1: 0; 2008 Qtr 2: 0; 2008 Qtr 3: 0; 2008 Qtr 4: 0 | 44
0 | 234343-Steam Trap Replacement- Commercial - Other |  | 7 | Commercial | 21-RSD-Restaurant–SitDown-PROC_OTH | 0 |  |  |  |  | 113.64 | 75 | 0 | 0 | 0 | 38.64 | 0 |  | kWh | 0 | 16.68 | Commercial |  | Annual | [5 empty] | 15 | 0.96 |  |  |  | 0 | 0 | 17 | 0 | 0 | 0 | 0 | 0 | 0 | 0 | 0 | 0 | 2006 Qtr 1: 0; 2006 Qtr 2: 0; 2006 Qtr 3: 0; 2006 Qtr 4: 0; 2007 Qtr 1: 0; 2007 Qtr 2: 0; 2007 Qtr 3: 17; 2007 Qtr 4: 0; 2008 Qtr 1: 0; 2008 Qtr 2: 0; 2008 Qtr 3: 0; 2008 Qtr 4: 0 | 17
0 | 234343-Steam Trap Replacement- Commercial - Other |  | 10 | Commercial | 21-RSD-Restaurant–SitDown-PROC_OTH | 0 |  |  |  |  | 113.64 | 75 | 0 | 0 | 0 | 38.64 | 0 |  | kWh | 0 | 16.68 | Commercial |  | Annual | [5 empty] | 15 | 0.96 |  |  |  | 0 | 0 | 14 | 0 | 0 | 0 | 0 | 0 | 0 | 0 | 0 | 0 | 2006 Qtr 1: 0; 2006 Qtr 2: 0; 2006 Qtr 3: 0; 2006 Qtr 4: 0; 2007 Qtr 1: 0; 2007 Qtr 2: 0; 2007 Qtr 3: 14; 2007 Qtr 4: 0; 2008 Qtr 1: 0; 2008 Qtr 2: 0; 2008 Qtr 3: 0; 2008 Qtr 4: 0 | 14
0 | 234175-Food Service - Ice Machine Air-Cooled 201-300 |  | 7 | Commercial | 01-ALC-AllCommercial-Refrig | 0 |  |  |  |  | 312 | 600 | 0 | 0 | 0 | -288 | 2281.25 |  | kWh | 0.26042 | 0 | Commercial |  | Annual | [5 empty] | 12 | 0.96 |  |  |  | 0 | 0 | 1 | 0 | 0 | 0 | 0 | 0 | 0 | 0 | 0 | 0 | 2006 Qtr 1: 0; 2006 Qtr 2: 0; 2006 Qtr 3: 0; 2006 Qtr 4: 0; 2007 Qtr 1: 0; 2007 Qtr 2: 0; 2007 Qtr 3: 0; 2007 Qtr 4: 1; 2008 Qtr 1: 0; 2008 Qtr 2: 0; 2008 Qtr 3: 0; 2008 Qtr 4: 0 | 1
0 | 234330-Premium T8 with T12 40 Watt Baseline - Tr1 |  | 7 | Commercial | 14-MLI-Manufacturing–LightIndustry-LIGHT | 0 |  |  |  |  | 13.9589 | 13.1897 | 0 | 0 | 0 | 0.76922 | 30.1346 |  | kWh | 0.0093123 | -0.038961 | Commercial |  | Annual | [5 empty] | 11 | 0.96 |  |  |  | 0 | 0 | 136.4703 | 0 | 0 | 0 | 0 | 0 | 0 | 0 | 0 | 0 | 2006 Qtr 1: 0; 2006 Qtr 2: 0; 2006 Qtr 3: 0; 2006 Qtr 4: 0; 2007 Qtr 1: 0; 2007 Qtr 2: 0; 2007 Qtr 3: 0; 2007 Qtr 4: 136.4703; 2008 Qtr 1: 0; 2008 Qtr 2: 0; 2008 Qtr 3: 0; 2008 Qtr 4: 0 | 136.4703
0 | 234303-Lighting-Remove 4 Ft Lamp (De-Lamp) - Tr1 | COFL00AVDEL01 | 7 | Commercial | 14-MLI-Manufacturing–LightIndustry-LIGHT | 0 |  |  |  |  | 28.2518 | 16.4871 | 0 | 0 | 0 | 11.7647 | 100.2037 |  | kWh | 0.030965 | -0.12955 | Commercial |  | Annual | [5 empty] | 11 | 0.96 |  |  |  | 0 | 0 | 12.7372 | 0 | 0 | 0 | 0 | 0 | 0 | 0 | 0 | 0 | 2006 Qtr 1: 0; 2006 Qtr 2: 0; 2006 Qtr 3: 0; 2006 Qtr 4: 0; 2007 Qtr 1: 0; 2007 Qtr 2: 0; 2007 Qtr 3: 0; 2007 Qtr 4: 12.7372; 2008 Qtr 1: 0; 2008 Qtr 2: 0; 2008 Qtr 3: 0; 2008 Qtr 4: 0 | 12.7372
0 | 234357-Food Service-Glss Dr Refrigerator-Tr2 1 Dr 19-30 |  | 10 | Commercial | 01-ALC-AllCommercial-Refrig | 0 |  |  |  |  | 1021 | 100 | 0 | 0 | 0 | 921 | 645 |  | kWh | 0.07 | 0 | Commercial |  | Annual | [5 empty] | 12 | 0.96 |  |  |  | 0 | 0 | 1 | 0 | 0 | 0 | 0 | 0 | 0 | 0 | 0 | 0 | 2006 Qtr 1: 0; 2006 Qtr 2: 0; 2006 Qtr 3: 0; 2006 Qtr 4: 0; 2007 Qtr 1: 0; 2007 Qtr 2: 0; 2007 Qtr 3: 0; 2007 Qtr 4: 1; 2008 Qtr 1: 0; 2008 Qtr 2: 0; 2008 Qtr 3: 0; 2008 Qtr 4: 0 | 1
0 | 234330-Premium T8 with T12 40 Watt Baseline - Tr1 |  | 10 | Commercial | 01-ALC-AllCommercial-IntLight | 0 |  |  |  |  | 13.9589 | 13.1897 | 0 | 0 | 0 | 0.76922 | 34.727 |  | kWh | 0.010491 | -0.056872 | Commercial |  | Annual | [5 empty] | 11 | 0.96 |  |  |  | 0 | 0 | 36.3921 | 0 | 0 | 0 | 0 | 0 | 0 | 0 | 0 | 0 | 2006 Qtr 1: 0; 2006 Qtr 2: 0; 2006 Qtr 3: 0; 2006 Qtr 4: 0; 2007 Qtr 1: 0; 2007 Qtr 2: 0; 2007 Qtr 3: 0; 2007 Qtr 4: 36.3921; 2008 Qtr 1: 0; 2008 Qtr 2: 0; 2008 Qtr 3: 0; 2008 Qtr 4: 0 | 36.3921
0 | 234331-Premium T8 with T12 40 Watt Baseline - Tr2 |  | 10 | Commercial | 01-ALC-AllCommercial-IntLight | 0 |  |  |  |  | 13.9591 | 9.8923 | 0 | 0 | 0 | 4.0668 | 50.7543 |  | kWh | 0.010192 | -0.083119 | Commercial |  | Annual | [5 empty] | 11 | 0.96 |  |  |  | 0 | 0 | 21.8353 | 0 | 0 | 0 | 0 | 0 | 0 | 0 | 0 | 0 | 2006 Qtr 1: 0; 2006 Qtr 2: 0; 2006 Qtr 3: 0; 2006 Qtr 4: 0; 2007 Qtr 1: 0; 2007 Qtr 2: 0; 2007 Qtr 3: 0; 2007 Qtr 4: 21.8353; 2008 Qtr 1: 0; 2008 Qtr 2: 0; 2008 Qtr 3: 0; 2008 Qtr 4: 0 | 21.8353
0 | 234304-Lighting-Remove 4 Ft Lamp (De-Lamp) - Tr2 | COFL00AVDEL01 | 10 | Commercial | 01-ALC-AllCommercial-IntLight | 0 |  |  |  |  | 28.2538 | 12.3653 | 0 | 0 | 0 | 15.8885 | 163.4528 |  | kWh | 0.032823 | -0.26768 | Commercial |  | Annual | [5 empty] | 11 | 0.96 |  |  |  | 0 | 0 | 14.5568 | 0 | 0 | 0 | 0 | 0 | 0 | 0 | 0 | 0 | 2006 Qtr 1: 0; 2006 Qtr 2: 0; 2006 Qtr 3: 0; 2006 Qtr 4: 0; 2007 Qtr 1: 0; 2007 Qtr 2: 0; 2007 Qtr 3: 0; 2007 Qtr 4: 14.5568; 2008 Qtr 1: 0; 2008 Qtr 2: 0; 2008 Qtr 3: 0; 2008 Qtr 4: 0 | 14.5568
0 | 234331-Premium T8 with T12 40 Watt Baseline - Tr2 |  | 7 | Commercial | 01-ALC-AllCommercial-IntLight | 0 |  |  |  |  | 13.9591 | 9.8923 | 0 | 0 | 0 | 4.0668 | 35.8564 |  | kWh | 0.010832 | -0.058721 | Commercial |  | Annual | [5 empty] | 11 | 0.96 |  |  |  | 0 | 0 | 61.8665 | 0 | 0 | 0 | 0 | 0 | 0 | 0 | 0 | 0 | 2006 Qtr 1: 0; 2006 Qtr 2: 0; 2006 Qtr 3: 0; 2006 Qtr 4: 0; 2007 Qtr 1: 0; 2007 Qtr 2: 0; 2007 Qtr 3: 0; 2007 Qtr 4: 61.8665; 2008 Qtr 1: 0; 2008 Qtr 2: 0; 2008 Qtr 3: 0; 2008 Qtr 4: 0 | 61.8665
0 | 234330-Premium T8 with T12 40 Watt Baseline - Tr1 |  | 7 | Commercial | 01-ALC-AllCommercial-IntLight | 0 |  |  |  |  | 13.9589 | 13.1897 | 0 | 0 | 0 | 0.76922 | 33.262 |  | kWh | 0.0095047 | -0.054473 | Commercial |  | Annual | [5 empty] | 11 | 0.96 |  |  |  | 0 | 0 | 98.2586 | 0 | 0 | 0 | 0 | 0 | 0 | 0 | 0 | 0 | 2006 Qtr 1: 0; 2006 Qtr 2: 0; 2006 Qtr 3: 0; 2006 Qtr 4: 0; 2007 Qtr 1: 0; 2007 Qtr 2: 0; 2007 Qtr 3: 98.2586; 2007 Qtr 4: 0; 2008 Qtr 1: 0; 2008 Qtr 2: 0; 2008 Qtr 3: 0; 2008 Qtr 4: 0 | 98.2586
0 | 234330-Premium T8 with T12 40 Watt Baseline - Tr1 |  | 7 | Commercial | 01-ALC-AllCommercial-IntLight | 0 |  |  |  |  | 13.9589 | 13.1897 | 0 | 0 | 0 | 0.76922 | 34.727 |  | kWh | 0.010491 | -0.056872 | Commercial |  | Annual | [5 empty] | 11 | 0.96 |  |  |  | 0 | 0 | 18.196 | 0 | 0 | 0 | 0 | 0 | 0 | 0 | 0 | 0 | 2006 Qtr 1: 0; 2006 Qtr 2: 0; 2006 Qtr 3: 0; 2006 Qtr 4: 0; 2007 Qtr 1: 0; 2007 Qtr 2: 0; 2007 Qtr 3: 0; 2007 Qtr 4: 18.196; 2008 Qtr 1: 0; 2008 Qtr 2: 0; 2008 Qtr 3: 0; 2008 Qtr 4: 0 | 18.196
0 | 234332-Premium T8 with T12 40 Watt Baseline - Tr3 |  | 7 | Commercial | 01-ALC-AllCommercial-IntLight | 0 |  |  |  |  | 13.9591 | 7.1444 | 0 | 0 | 0 | 6.8147 | 28.1797 |  | kWh | 0.008733 | -0.046149 | Commercial |  | Annual | [5 empty] | 11 | 0.96 |  |  |  | 0 | 0 | 50.9489 | 0 | 0 | 0 | 0 | 0 | 0 | 0 | 0 | 0 | 2006 Qtr 1: 0; 2006 Qtr 2: 0; 2006 Qtr 3: 0; 2006 Qtr 4: 0; 2007 Qtr 1: 0; 2007 Qtr 2: 0; 2007 Qtr 3: 0; 2007 Qtr 4: 50.9489; 2008 Qtr 1: 0; 2008 Qtr 2: 0; 2008 Qtr 3: 0; 2008 Qtr 4: 0 | 50.9489
0 | 234330-Premium T8 with T12 40 Watt Baseline - Tr1 |  | System | Commercial | 01-ALC-AllCommercial-IntLight | 0 |  |  |  |  | 13.9589 | 13.1897 | 0 | 0 | 0 | 0.76922 | 34.727 |  | kWh | 0.010491 | -0.056872 | Commercial |  | Annual | [5 empty] | 11 | 0.96 |  |  |  | 0 | 0 | 21.8353 | 0 | 0 | 0 | 0 | 0 | 0 | 0 | 0 | 0 | 2006 Qtr 1: 0; 2006 Qtr 2: 0; 2006 Qtr 3: 0; 2006 Qtr 4: 0; 2007 Qtr 1: 0; 2007 Qtr 2: 0; 2007 Qtr 3: 21.8353; 2007 Qtr 4: 0; 2008 Qtr 1: 0; 2008 Qtr 2: 0; 2008 Qtr 3: 0; 2008 Qtr 4: 0 | 21.8353
0 | 234303-Lighting-Remove 4 Ft Lamp (De-Lamp) - Tr1 | COFL00AVDEL01 | System | Commercial | 01-ALC-AllCommercial-IntLight | 0 |  |  |  |  | 28.2518 | 16.4871 | 0 | 0 | 0 | 11.7647 | 115.4744 |  | kWh | 0.034885 | -0.18911 | Commercial |  | Annual | [5 empty] | 11 | 0.96 |  |  |  | 0 | 0 | 18.196 | 0 | 0 | 0 | 0 | 0 | 0 | 0 | 0 | 0 | 2006 Qtr 1: 0; 2006 Qtr 2: 0; 2006 Qtr 3: 0; 2006 Qtr 4: 0; 2007 Qtr 1: 0; 2007 Qtr 2: 0; 2007 Qtr 3: 18.196; 2007 Qtr 4: 0; 2008 Qtr 1: 0; 2008 Qtr 2: 0; 2008 Qtr 3: 0; 2008 Qtr 4: 0 | 18.196
0 | 234330-Premium T8 with T12 40 Watt Baseline - Tr1 |  | 7 | Commercial | 01-ALC-AllCommercial-IntLight | 0 |  |  |  |  | 13.9589 | 13.1897 | 0 | 0 | 0 | 0.76922 | 30.14 |  | kWh | 0.0093405 | -0.04936 | Commercial |  | Annual | [5 empty] | 11 | 0.96 |  |  |  | 0 | 0 | 243.827 | 0 | 0 | 0 | 0 | 0 | 0 | 0 | 0 | 0 | 2006 Qtr 1: 0; 2006 Qtr 2: 0; 2006 Qtr 3: 0; 2006 Qtr 4: 0; 2007 Qtr 1: 0; 2007 Qtr 2: 0; 2007 Qtr 3: 0; 2007 Qtr 4: 243.827; 2008 Qtr 1: 0; 2008 Qtr 2: 0; 2008 Qtr 3: 0; 2008 Qtr 4: 0 | 243.827
0 | 234330-Premium T8 with T12 40 Watt Baseline - Tr1 |  | 7 | Commercial | 01-ALC-AllCommercial-IntLight | 0 |  |  |  |  | 13.9589 | 13.1897 | 0 | 0 | 0 | 0.76922 | 34.727 |  | kWh | 0.010491 | -0.056872 | Commercial |  | Annual | [5 empty] | 11 | 0.96 |  |  |  | 0 | 0 | 60.0469 | 0 | 0 | 0 | 0 | 0 | 0 | 0 | 0 | 0 | 2006 Qtr 1: 0; 2006 Qtr 2: 0; 2006 Qtr 3: 0; 2006 Qtr 4: 0; 2007 Qtr 1: 0; 2007 Qtr 2: 0; 2007 Qtr 3: 0; 2007 Qtr 4: 60.0469; 2008 Qtr 1: 0; 2008 Qtr 2: 0; 2008 Qtr 3: 0; 2008 Qtr 4: 0 | 60.0469
0 | 234303-Lighting-Remove 4 Ft Lamp (De-Lamp) - Tr1 | COFL00AVDEL01 | 7 | Commercial | 01-ALC-AllCommercial-IntLight | 0 |  |  |  |  | 28.2518 | 16.4871 | 0 | 0 | 0 | 11.7647 | 115.4744 |  | kWh | 0.034885 | -0.18911 | Commercial |  | Annual | [5 empty] | 11 | 0.96 |  |  |  | 0 | 0 | 9.098 | 0 | 0 | 0 | 0 | 0 | 0 | 0 | 0 | 0 | 2006 Qtr 1: 0; 2006 Qtr 2: 0; 2006 Qtr 3: 0; 2006 Qtr 4: 0; 2007 Qtr 1: 0; 2007 Qtr 2: 0; 2007 Qtr 3: 0; 2007 Qtr 4: 9.098; 2008 Qtr 1: 0; 2008 Qtr 2: 0; 2008 Qtr 3: 0; 2008 Qtr 4: 0 | 9.098
0 | 234330-Premium T8 with T12 40 Watt Baseline - Tr1 |  | 10 | Commercial | 01-ALC-AllCommercial-IntLight | 0 |  |  |  |  | 13.9589 | 13.1897 | 0 | 0 | 0 | 0.76922 | 49.1557 |  | kWh | 0.009871 | -0.080501 | Commercial |  | Annual | [5 empty] | 11 | 0.96 |  |  |  | 0 | 0 | 34.5725 | 0 | 0 | 0 | 0 | 0 | 0 | 0 | 0 | 0 | 2006 Qtr 1: 0; 2006 Qtr 2: 0; 2006 Qtr 3: 0; 2006 Qtr 4: 0; 2007 Qtr 1: 0; 2007 Qtr 2: 0; 2007 Qtr 3: 0; 2007 Qtr 4: 34.5725; 2008 Qtr 1: 0; 2008 Qtr 2: 0; 2008 Qtr 3: 0; 2008 Qtr 4: 0 | 34.5725
0 | 234303-Lighting-Remove 4 Ft Lamp (De-Lamp) - Tr1 | COFL00AVDEL01 | 10 | Commercial | 01-ALC-AllCommercial-IntLight | 0 |  |  |  |  | 28.2518 | 16.4871 | 0 | 0 | 0 | 11.7647 | 163.4528 |  | kWh | 0.032823 | -0.26768 | Commercial |  | Annual | [5 empty] | 11 | 0.96 |  |  |  | 0 | 0 | 34.5725 | 0 | 0 | 0 | 0 | 0 | 0 | 0 | 0 | 0 | 2006 Qtr 1: 0; 2006 Qtr 2: 0; 2006 Qtr 3: 0; 2006 Qtr 4: 0; 2007 Qtr 1: 0; 2007 Qtr 2: 0; 2007 Qtr 3: 0; 2007 Qtr 4: 34.5725; 2008 Qtr 1: 0; 2008 Qtr 2: 0; 2008 Qtr 3: 0; 2008 Qtr 4: 0 | 34.5725
0 | 234049-Lighting-LED Exit Sign New Sign | CALC00AVETS01 | 10 | Commercial | 02-ASM-Assembly-Exit | 0 |  |  |  |  | 65.3696 | 45 | 0 | 0 | 0 | 20.3696 | 351.311 |  | kWh | 0 | 0 | Commercial |  | Annual | [5 empty] | 16 | 0.96 |  |  |  | 0 | 0 | 2 | 0 | 0 | 0 | 0 | 0 | 0 | 0 | 0 | 0 | 2006 Qtr 1: 0; 2006 Qtr 2: 0; 2006 Qtr 3: 0; 2006 Qtr 4: 0; 2007 Qtr 1: 0; 2007 Qtr 2: 0; 2007 Qtr 3: 0; 2007 Qtr 4: 2; 2008 Qtr 1: 0; 2008 Qtr 2: 0; 2008 Qtr 3: 0; 2008 Qtr 4: 0 | 2
0 | 234330-Premium T8 with T12 40 Watt Baseline - Tr1 |  | 7 | Commercial | 01-ALC-AllCommercial-IntLight | 0 |  |  |  |  | 13.9589 | 13.1897 | 0 | 0 | 0 | 0.76922 | 38.5499 |  | kWh | 0.01239 | -0.063133 | Commercial |  | Annual | [5 empty] | 11 | 0.96 |  |  |  | 0 | 0 | 309.3327 | 0 | 0 | 0 | 0 | 0 | 0 | 0 | 0 | 0 | 2006 Qtr 1: 0; 2006 Qtr 2: 0; 2006 Qtr 3: 0; 2006 Qtr 4: 0; 2007 Qtr 1: 0; 2007 Qtr 2: 0; 2007 Qtr 3: 0; 2007 Qtr 4: 309.3327; 2008 Qtr 1: 0; 2008 Qtr 2: 0; 2008 Qtr 3: 0; 2008 Qtr 4: 0 | 309.3327
0 | 234330-Premium T8 with T12 40 Watt Baseline - Tr1 |  | 10 | Commercial | 01-ALC-AllCommercial-IntLight | 0 |  |  |  |  | 13.9589 | 13.1897 | 0 | 0 | 0 | 0.76922 | 16.7728 |  | kWh | 0.0038804 | -0.027468 | Commercial |  | Annual | [5 empty] | 11 | 0.96 |  |  |  | 0 | 0 | 76.4234 | 0 | 0 | 0 | 0 | 0 | 0 | 0 | 0 | 0 | 2006 Qtr 1: 0; 2006 Qtr 2: 0; 2006 Qtr 3: 0; 2006 Qtr 4: 0; 2007 Qtr 1: 0; 2007 Qtr 2: 0; 2007 Qtr 3: 0; 2007 Qtr 4: 76.4234; 2008 Qtr 1: 0; 2008 Qtr 2: 0; 2008 Qtr 3: 0; 2008 Qtr 4: 0 | 76.4234
0 | 234330-Premium T8 with T12 40 Watt Baseline - Tr1 |  | System | Commercial | 01-ALC-AllCommercial-IntLight | 0 |  |  |  |  | 13.9589 | 13.1897 | 0 | 0 | 0 | 0.76922 | 34.727 |  | kWh | 0.010491 | -0.056872 | Commercial |  | Annual | [5 empty] | 11 | 0.96 |  |  |  | 0 | 0 | 41.8509 | 0 | 0 | 0 | 0 | 0 | 0 | 0 | 0 | 0 | 2006 Qtr 1: 0; 2006 Qtr 2: 0; 2006 Qtr 3: 0; 2006 Qtr 4: 0; 2007 Qtr 1: 0; 2007 Qtr 2: 0; 2007 Qtr 3: 0; 2007 Qtr 4: 41.8509; 2008 Qtr 1: 0; 2008 Qtr 2: 0; 2008 Qtr 3: 0; 2008 Qtr 4: 0 | 41.8509
0 | 234303-Lighting-Remove 4 Ft Lamp (De-Lamp) - Tr1 | COFL00AVDEL01 | System | Commercial | 01-ALC-AllCommercial-IntLight | 0 |  |  |  |  | 28.2518 | 16.4871 | 0 | 0 | 0 | 11.7647 | 115.4744 |  | kWh | 0.034885 | -0.18911 | Commercial |  | Annual | [5 empty] | 11 | 0.96 |  |  |  | 0 | 0 | 41.8509 | 0 | 0 | 0 | 0 | 0 | 0 | 0 | 0 | 0 | 2006 Qtr 1: 0; 2006 Qtr 2: 0; 2006 Qtr 3: 0; 2006 Qtr 4: 0; 2007 Qtr 1: 0; 2007 Qtr 2: 0; 2007 Qtr 3: 0; 2007 Qtr 4: 41.8509; 2008 Qtr 1: 0; 2008 Qtr 2: 0; 2008 Qtr 3: 0; 2008 Qtr 4: 0 | 41.8509
0 | 234294-Lighting-Occupancy Sensor-Wallbox Lghtng Snsr-Tr1 | CALC00AVOCC01 | System | Commercial | 01-ALC-AllCommercial-IntLight | 0 |  |  |  |  | 42.2727 | 40 | 0 | 0 | 0 | 2.2727 | 213.759 |  | kWh | 0.17617 | 0 | Commercial |  | Annual | [5 empty] | 8 | 0.96 |  |  |  | 0 | 0 | 1 | 0 | 0 | 0 | 0 | 0 | 0 | 0 | 0 | 0 | 2006 Qtr 1: 0; 2006 Qtr 2: 0; 2006 Qtr 3: 0; 2006 Qtr 4: 0; 2007 Qtr 1: 0; 2007 Qtr 2: 0; 2007 Qtr 3: 0; 2007 Qtr 4: 1; 2008 Qtr 1: 0; 2008 Qtr 2: 0; 2008 Qtr 3: 0; 2008 Qtr 4: 0 | 1
0 | 234231-Lighting-Hardwired 14-26 watt CF Fixture - Tier 1 | Averaged DEER Msrs | System | Commercial | 01-ALC-AllCommercial-IntLight | 0 |  |  |  |  | 21.3375 | 17.5 | 0 | 0 | 0 | 3.8375 | 268.0177 |  | kWh | 0.051378 | 0 | Commercial |  | Annual | [5 empty] | 12 | 0.96 |  |  |  | 0 | 0 | 1 | 0 | 0 | 0 | 0 | 0 | 0 | 0 | 0 | 0 | 2006 Qtr 1: 0; 2006 Qtr 2: 0; 2006 Qtr 3: 0; 2006 Qtr 4: 0; 2007 Qtr 1: 0; 2007 Qtr 2: 0; 2007 Qtr 3: 0; 2007 Qtr 4: 1; 2008 Qtr 1: 0; 2008 Qtr 2: 0; 2008 Qtr 3: 0; 2008 Qtr 4: 0 | 1
0 | 234331-Premium T8 with T12 40 Watt Baseline - Tr2 |  | 10 | Commercial | 01-ALC-AllCommercial-IntLight | 0 |  |  |  |  | 13.9591 | 9.8923 | 0 | 0 | 0 | 4.0668 | 31.1202 |  | kWh | 0.0096442 | -0.050965 | Commercial |  | Annual | [5 empty] | 11 | 0.96 |  |  |  | 0 | 0 | 98.2586 | 0 | 0 | 0 | 0 | 0 | 0 | 0 | 0 | 0 | 2006 Qtr 1: 0; 2006 Qtr 2: 0; 2006 Qtr 3: 0; 2006 Qtr 4: 0; 2007 Qtr 1: 0; 2007 Qtr 2: 0; 2007 Qtr 3: 0; 2007 Qtr 4: 98.2586; 2008 Qtr 1: 0; 2008 Qtr 2: 0; 2008 Qtr 3: 0; 2008 Qtr 4: 0 | 98.2586
0 | 234304-Lighting-Remove 4 Ft Lamp (De-Lamp) - Tr2 | COFL00AVDEL01 | 10 | Commercial | 01-ALC-AllCommercial-IntLight | 0 |  |  |  |  | 28.2538 | 12.3653 | 0 | 0 | 0 | 15.8885 | 100.2216 |  | kWh | 0.031059 | -0.16413 | Commercial |  | Annual | [5 empty] | 11 | 0.96 |  |  |  | 0 | 0 | 98.2586 | 0 | 0 | 0 | 0 | 0 | 0 | 0 | 0 | 0 | 2006 Qtr 1: 0; 2006 Qtr 2: 0; 2006 Qtr 3: 0; 2006 Qtr 4: 0; 2007 Qtr 1: 0; 2007 Qtr 2: 0; 2007 Qtr 3: 0; 2007 Qtr 4: 98.2586; 2008 Qtr 1: 0; 2008 Qtr 2: 0; 2008 Qtr 3: 0; 2008 Qtr 4: 0 | 98.2586
0 | 234330-Premium T8 with T12 40 Watt Baseline - Tr1 |  | 10 | Commercial | 01-ALC-AllCommercial-IntLight | 0 |  |  |  |  | 13.9589 | 13.1897 | 0 | 0 | 0 | 0.76922 | 34.727 |  | kWh | 0.010491 | -0.056872 | Commercial |  | Annual | [5 empty] | 11 | 0.96 |  |  |  | 0 | 0 | 18.196 | 0 | 0 | 0 | 0 | 0 | 0 | 0 | 0 | 0 | 2006 Qtr 1: 0; 2006 Qtr 2: 0; 2006 Qtr 3: 0; 2006 Qtr 4: 0; 2007 Qtr 1: 0; 2007 Qtr 2: 0; 2007 Qtr 3: 0; 2007 Qtr 4: 18.196; 2008 Qtr 1: 0; 2008 Qtr 2: 0; 2008 Qtr 3: 0; 2008 Qtr 4: 0 | 18.196
0 | 234330-Premium T8 with T12 40 Watt Baseline - Tr1 |  | 7 | Commercial | 01-ALC-AllCommercial-IntLight | 0 |  |  |  |  | 13.9589 | 13.1897 | 0 | 0 | 0 | 0.76922 | 40.547 |  | kWh | 0.0073476 | -0.066403 | Commercial |  | Annual | [5 empty] | 11 | 0.96 |  |  |  | 0 | 0 | 27.2941 | 0 | 0 | 0 | 0 | 0 | 0 | 0 | 0 | 0 | 2006 Qtr 1: 0; 2006 Qtr 2: 0; 2006 Qtr 3: 0; 2006 Qtr 4: 0; 2007 Qtr 1: 0; 2007 Qtr 2: 0; 2007 Qtr 3: 0; 2007 Qtr 4: 27.2941; 2008 Qtr 1: 0; 2008 Qtr 2: 0; 2008 Qtr 3: 0; 2008 Qtr 4: 0 | 27.2941
0 | 234303-Lighting-Remove 4 Ft Lamp (De-Lamp) - Tr1 | COFL00AVDEL01 | 7 | Commercial | 01-ALC-AllCommercial-IntLight | 0 |  |  |  |  | 28.2518 | 16.4871 | 0 | 0 | 0 | 11.7647 | 134.827 |  | kWh | 0.024432 | -0.2208 | Commercial |  | Annual | [5 empty] | 11 | 0.96 |  |  |  | 0 | 0 | 27.2941 | 0 | 0 | 0 | 0 | 0 | 0 | 0 | 0 | 0 | 2006 Qtr 1: 0; 2006 Qtr 2: 0; 2006 Qtr 3: 0; 2006 Qtr 4: 0; 2007 Qtr 1: 0; 2007 Qtr 2: 0; 2007 Qtr 3: 0; 2007 Qtr 4: 27.2941; 2008 Qtr 1: 0; 2008 Qtr 2: 0; 2008 Qtr 3: 0; 2008 Qtr 4: 0 | 27.2941
0 | 234330-Premium T8 with T12 40 Watt Baseline - Tr1 |  | 10 | Commercial | 01-ALC-AllCommercial-IntLight | 0 |  |  |  |  | 13.9589 | 13.1897 | 0 | 0 | 0 | 0.76922 | 34.727 |  | kWh | 0.010491 | -0.056872 | Commercial |  | Annual | [5 empty] | 11 | 0.96 |  |  |  | 0 | 0 | 72.7842 | 0 | 0 | 0 | 0 | 0 | 0 | 0 | 0 | 0 | 2006 Qtr 1: 0; 2006 Qtr 2: 0; 2006 Qtr 3: 0; 2006 Qtr 4: 0; 2007 Qtr 1: 0; 2007 Qtr 2: 0; 2007 Qtr 3: 0; 2007 Qtr 4: 72.7842; 2008 Qtr 1: 0; 2008 Qtr 2: 0; 2008 Qtr 3: 0; 2008 Qtr 4: 0 | 72.7842
0 | 234330-Premium T8 with T12 40 Watt Baseline - Tr1 |  | System | Commercial | 01-ALC-AllCommercial-IntLight | 0 |  |  |  |  | 13.9589 | 13.1897 | 0 | 0 | 0 | 0.76922 | 30.14 |  | kWh | 0.0093405 | -0.04936 | Commercial |  | Annual | [5 empty] | 11 | 0.96 |  |  |  | 0 | 0 | 30.9333 | 0 | 0 | 0 | 0 | 0 | 0 | 0 | 0 | 0 | 2006 Qtr 1: 0; 2006 Qtr 2: 0; 2006 Qtr 3: 0; 2006 Qtr 4: 0; 2007 Qtr 1: 0; 2007 Qtr 2: 0; 2007 Qtr 3: 0; 2007 Qtr 4: 30.9333; 2008 Qtr 1: 0; 2008 Qtr 2: 0; 2008 Qtr 3: 0; 2008 Qtr 4: 0 | 30.9333
0 | 234303-Lighting-Remove 4 Ft Lamp (De-Lamp) - Tr1 | COFL00AVDEL01 | System | Commercial | 01-ALC-AllCommercial-IntLight | 0 |  |  |  |  | 28.2518 | 16.4871 | 0 | 0 | 0 | 11.7647 | 100.2216 |  | kWh | 0.031059 | -0.16413 | Commercial |  | Annual | [5 empty] | 11 | 0.96 |  |  |  | 0 | 0 | 30.9333 | 0 | 0 | 0 | 0 | 0 | 0 | 0 | 0 | 0 | 2006 Qtr 1: 0; 2006 Qtr 2: 0; 2006 Qtr 3: 0; 2006 Qtr 4: 0; 2007 Qtr 1: 0; 2007 Qtr 2: 0; 2007 Qtr 3: 0; 2007 Qtr 4: 30.9333; 2008 Qtr 1: 0; 2008 Qtr 2: 0; 2008 Qtr 3: 0; 2008 Qtr 4: 0 | 30.9333
0 | 234049-Lighting-LED Exit Sign New Sign | CALC00AVETS01 | System | Commercial | 02-ASM-Assembly-Exit | 0 |  |  |  |  | 65.3696 | 45 | 0 | 0 | 0 | 20.3696 | 351.311 |  | kWh | 0 | 0 | Commercial |  | Annual | [5 empty] | 16 | 0.96 |  |  |  | 0 | 0 | 1 | 0 | 0 | 0 | 0 | 0 | 0 | 0 | 0 | 0 | 2006 Qtr 1: 0; 2006 Qtr 2: 0; 2006 Qtr 3: 0; 2006 Qtr 4: 0; 2007 Qtr 1: 0; 2007 Qtr 2: 0; 2007 Qtr 3: 0; 2007 Qtr 4: 1; 2008 Qtr 1: 0; 2008 Qtr 2: 0; 2008 Qtr 3: 0; 2008 Qtr 4: 0 | 1
0 | 234330-Premium T8 with T12 40 Watt Baseline - Tr1 |  | 7 | Commercial | 01-ALC-AllCommercial-IntLight | 0 |  |  |  |  | 13.9589 | 13.1897 | 0 | 0 | 0 | 0.76922 | 34.727 |  | kWh | 0.010491 | -0.056872 | Commercial |  | Annual | [5 empty] | 11 | 0.96 |  |  |  | 0 | 0 | 10.9176 | 0 | 0 | 0 | 0 | 0 | 0 | 0 | 0 | 0 | 2006 Qtr 1: 0; 2006 Qtr 2: 0; 2006 Qtr 3: 0; 2006 Qtr 4: 0; 2007 Qtr 1: 0; 2007 Qtr 2: 0; 2007 Qtr 3: 0; 2007 Qtr 4: 10.9176; 2008 Qtr 1: 0; 2008 Qtr 2: 0; 2008 Qtr 3: 0; 2008 Qtr 4: 0 | 10.9176
0 | 234303-Lighting-Remove 4 Ft Lamp (De-Lamp) - Tr1 | COFL00AVDEL01 | 7 | Commercial | 01-ALC-AllCommercial-IntLight | 0 |  |  |  |  | 28.2518 | 16.4871 | 0 | 0 | 0 | 11.7647 | 115.4744 |  | kWh | 0.034885 | -0.18911 | Commercial |  | Annual | [5 empty] | 11 | 0.96 |  |  |  | 0 | 0 | 10.9176 | 0 | 0 | 0 | 0 | 0 | 0 | 0 | 0 | 0 | 2006 Qtr 1: 0; 2006 Qtr 2: 0; 2006 Qtr 3: 0; 2006 Qtr 4: 0; 2007 Qtr 1: 0; 2007 Qtr 2: 0; 2007 Qtr 3: 0; 2007 Qtr 4: 10.9176; 2008 Qtr 1: 0; 2008 Qtr 2: 0; 2008 Qtr 3: 0; 2008 Qtr 4: 0 | 10.9176
0 | 234330-Premium T8 with T12 40 Watt Baseline - Tr1 |  | 7 | Commercial | 14-MLI-Manufacturing–LightIndustry-LIGHT | 0 |  |  |  |  | 13.9589 | 13.1897 | 0 | 0 | 0 | 0.76922 | 30.1346 |  | kWh | 0.0093123 | -0.038961 | Commercial |  | Annual | [5 empty] | 11 | 0.96 |  |  |  | 0 | 0 | 138.2899 | 0 | 0 | 0 | 0 | 0 | 0 | 0 | 0 | 0 | 2006 Qtr 1: 0; 2006 Qtr 2: 0; 2006 Qtr 3: 0; 2006 Qtr 4: 0; 2007 Qtr 1: 0; 2007 Qtr 2: 0; 2007 Qtr 3: 0; 2007 Qtr 4: 138.2899; 2008 Qtr 1: 0; 2008 Qtr 2: 0; 2008 Qtr 3: 0; 2008 Qtr 4: 0 | 138.2899
0 | 234331-Premium T8 with T12 40 Watt Baseline - Tr2 |  | 10 | Commercial | 01-ALC-AllCommercial-IntLight | 0 |  |  |  |  | 13.9591 | 9.8923 | 0 | 0 | 0 | 4.0668 | 35.8564 |  | kWh | 0.010832 | -0.058721 | Commercial |  | Annual | [5 empty] | 11 | 0.96 |  |  |  | 0 | 0 | 123.7331 | 0 | 0 | 0 | 0 | 0 | 0 | 0 | 0 | 0 | 2006 Qtr 1: 0; 2006 Qtr 2: 0; 2006 Qtr 3: 0; 2006 Qtr 4: 0; 2007 Qtr 1: 0; 2007 Qtr 2: 0; 2007 Qtr 3: 0; 2007 Qtr 4: 123.7331; 2008 Qtr 1: 0; 2008 Qtr 2: 0; 2008 Qtr 3: 0; 2008 Qtr 4: 0 | 123.7331
0 | 234208-Lighting-8 Ft T-8 with Elec Ballast-Tr2 |  | 10 | Commercial | 01-ALC-AllCommercial-IntLight | 0 |  |  |  |  | 35.7165 | 16.4871 | 0 | 0 | 0 | 19.2294 | 29.0804 |  | kWh | 0.0087852 | -0.047624 | Commercial |  | Annual | [5 empty] | 11 | 0.96 |  |  |  | 0 | 0 | 1.8196 | 0 | 0 | 0 | 0 | 0 | 0 | 0 | 0 | 0 | 2006 Qtr 1: 0; 2006 Qtr 2: 0; 2006 Qtr 3: 0; 2006 Qtr 4: 0; 2007 Qtr 1: 0; 2007 Qtr 2: 0; 2007 Qtr 3: 0; 2007 Qtr 4: 1.8196; 2008 Qtr 1: 0; 2008 Qtr 2: 0; 2008 Qtr 3: 0; 2008 Qtr 4: 0 | 1.8196
0 | 234307-Lighting-Remove 8 Ft Lamp (De-Lamp) - Tr2 | CRTL00AVDEL02 | 10 | Commercial | 01-ALC-AllCommercial-IntLight | 0 |  |  |  |  | 28.4684 | 16.4871 | 0 | 0 | 0 | 11.9813 | 190.5751 |  | kWh | 0.057573 | -0.3121 | Commercial |  | Annual | [5 empty] | 11 | 0.96 |  |  |  | 0 | 0 | 1.8196 | 0 | 0 | 0 | 0 | 0 | 0 | 0 | 0 | 0 | 2006 Qtr 1: 0; 2006 Qtr 2: 0; 2006 Qtr 3: 0; 2006 Qtr 4: 0; 2007 Qtr 1: 0; 2007 Qtr 2: 0; 2007 Qtr 3: 0; 2007 Qtr 4: 1.8196; 2008 Qtr 1: 0; 2008 Qtr 2: 0; 2008 Qtr 3: 0; 2008 Qtr 4: 0 | 1.8196
0 | 234332-Premium T8 with T12 40 Watt Baseline - Tr3 |  | 7 | Commercial | 01-ALC-AllCommercial-IntLight | 0 |  |  |  |  | 13.9591 | 7.1444 | 0 | 0 | 0 | 6.8147 | 32.4684 |  | kWh | 0.0098088 | -0.053173 | Commercial |  | Annual | [5 empty] | 11 | 0.96 |  |  |  | 0 | 0 | 396.6737 | 0 | 0 | 0 | 0 | 0 | 0 | 0 | 0 | 0 | 2006 Qtr 1: 0; 2006 Qtr 2: 0; 2006 Qtr 3: 0; 2006 Qtr 4: 0; 2007 Qtr 1: 0; 2007 Qtr 2: 0; 2007 Qtr 3: 0; 2007 Qtr 4: 396.6737; 2008 Qtr 1: 0; 2008 Qtr 2: 0; 2008 Qtr 3: 0; 2008 Qtr 4: 0 | 396.6737
0 | 234330-Premium T8 with T12 40 Watt Baseline - Tr1 |  | 7 | Commercial | 14-MLI-Manufacturing–LightIndustry-LIGHT | 0 |  |  |  |  | 13.9589 | 13.1897 | 0 | 0 | 0 | 0.76922 | 30.1346 |  | kWh | 0.0093123 | -0.038961 | Commercial |  | Annual | [5 empty] | 11 | 0.96 |  |  |  | 0 | 0 | 76.4234 | 0 | 0 | 0 | 0 | 0 | 0 | 0 | 0 | 0 | 2006 Qtr 1: 0; 2006 Qtr 2: 0; 2006 Qtr 3: 0; 2006 Qtr 4: 0; 2007 Qtr 1: 0; 2007 Qtr 2: 0; 2007 Qtr 3: 76.4234; 2007 Qtr 4: 0; 2008 Qtr 1: 0; 2008 Qtr 2: 0; 2008 Qtr 3: 0; 2008 Qtr 4: 0 | 76.4234
0 | 234207-Lighting-8 Ft T-8 with Elec Ballast-Tr1 |  | 7 | Commercial | 14-MLI-Manufacturing–LightIndustry-LIGHT | 0 |  |  |  |  | 35.7163 | 21.9828 | 0 | 0 | 0 | 13.7335 | 24.9897 |  | kWh | 0.0077224 | -0.032309 | Commercial |  | Annual | [5 empty] | 11 | 0.96 |  |  |  | 0 | 0 | 3.6392 | 0 | 0 | 0 | 0 | 0 | 0 | 0 | 0 | 0 | 2006 Qtr 1: 0; 2006 Qtr 2: 0; 2006 Qtr 3: 0; 2006 Qtr 4: 0; 2007 Qtr 1: 0; 2007 Qtr 2: 0; 2007 Qtr 3: 3.6392; 2007 Qtr 4: 0; 2008 Qtr 1: 0; 2008 Qtr 2: 0; 2008 Qtr 3: 0; 2008 Qtr 4: 0 | 3.6392
0 | 234330-Premium T8 with T12 40 Watt Baseline - Tr1 |  | 7 | Commercial | 01-ALC-AllCommercial-IntLight | 0 |  |  |  |  | 13.9589 | 13.1897 | 0 | 0 | 0 | 0.76922 | 27.8282 |  | kWh | 0.0094846 | -0.045574 | Commercial |  | Annual | [5 empty] | 11 | 0.96 |  |  |  | 0 | 0 | 36.3921 | 0 | 0 | 0 | 0 | 0 | 0 | 0 | 0 | 0 | 2006 Qtr 1: 0; 2006 Qtr 2: 0; 2006 Qtr 3: 0; 2006 Qtr 4: 0; 2007 Qtr 1: 0; 2007 Qtr 2: 0; 2007 Qtr 3: 0; 2007 Qtr 4: 36.3921; 2008 Qtr 1: 0; 2008 Qtr 2: 0; 2008 Qtr 3: 0; 2008 Qtr 4: 0 | 36.3921
0 | 234343-Steam Trap Replacement- Commercial - Other |  | 7 | Commercial | 21-RSD-Restaurant–SitDown-PROC_OTH | 0 |  |  |  |  | 113.64 | 75 | 0 | 0 | 0 | 38.64 | 0 |  | kWh | 0 | 16.68 | Commercial |  | Annual | [5 empty] | 15 | 0.96 |  |  |  | 0 | 0 | 16 | 0 | 0 | 0 | 0 | 0 | 0 | 0 | 0 | 0 | 2006 Qtr 1: 0; 2006 Qtr 2: 0; 2006 Qtr 3: 0; 2006 Qtr 4: 0; 2007 Qtr 1: 0; 2007 Qtr 2: 0; 2007 Qtr 3: 0; 2007 Qtr 4: 16; 2008 Qtr 1: 0; 2008 Qtr 2: 0; 2008 Qtr 3: 0; 2008 Qtr 4: 0 | 16
0 | 234331-Premium T8 with T12 40 Watt Baseline - Tr2 |  | 7 | Commercial | 23-RTL-Retail–SingleStorylarge-LIT_INT | 0 |  |  |  |  | 13.9591 | 9.8923 | 0 | 0 | 0 | 4.0668 | 36.763 |  | kWh | 0.010985 | -0.05001 | Commercial |  | Annual | [5 empty] | 11 | 0.96 |  |  |  | 0 | 0 | 83.7018 | 0 | 0 | 0 | 0 | 0 | 0 | 0 | 0 | 0 | 2006 Qtr 1: 0; 2006 Qtr 2: 0; 2006 Qtr 3: 0; 2006 Qtr 4: 0; 2007 Qtr 1: 0; 2007 Qtr 2: 0; 2007 Qtr 3: 0; 2007 Qtr 4: 83.7018; 2008 Qtr 1: 0; 2008 Qtr 2: 0; 2008 Qtr 3: 0; 2008 Qtr 4: 0 | 83.7018
0 | 234170-Food Service - Griddle-Gas |  | 7 | Commercial | 21-RSD-Restaurant–SitDown-PROC_OTH | 0 |  |  |  |  | 4575 | 125 | 0 | 0 | 0 | 4450 | 0 |  | kWh | 0 | 88 | Commercial |  | Annual | [5 empty] | 12 | 0.96 |  |  |  | 0 | 0 | 1 | 0 | 0 | 0 | 0 | 0 | 0 | 0 | 0 | 0 | 2006 Qtr 1: 0; 2006 Qtr 2: 0; 2006 Qtr 3: 0; 2006 Qtr 4: 0; 2007 Qtr 1: 0; 2007 Qtr 2: 0; 2007 Qtr 3: 0; 2007 Qtr 4: 1; 2008 Qtr 1: 0; 2008 Qtr 2: 0; 2008 Qtr 3: 0; 2008 Qtr 4: 0 | 1
0 | 234343-Steam Trap Replacement- Commercial - Other |  | 7 | Commercial | 21-RSD-Restaurant–SitDown-PROC_OTH | 0 |  |  |  |  | 113.64 | 75 | 0 | 0 | 0 | 38.64 | 0 |  | kWh | 0 | 16.68 | Commercial |  | Annual | [5 empty] | 15 | 0.96 |  |  |  | 0 | 0 | 47 | 0 | 0 | 0 | 0 | 0 | 0 | 0 | 0 | 0 | 2006 Qtr 1: 0; 2006 Qtr 2: 0; 2006 Qtr 3: 0; 2006 Qtr 4: 0; 2007 Qtr 1: 0; 2007 Qtr 2: 0; 2007 Qtr 3: 0; 2007 Qtr 4: 47; 2008 Qtr 1: 0; 2008 Qtr 2: 0; 2008 Qtr 3: 0; 2008 Qtr 4: 0 | 47
0 | 234343-Steam Trap Replacement- Commercial - Other |  | 7 | Commercial | 21-RSD-Restaurant–SitDown-PROC_OTH | 0 |  |  |  |  | 113.64 | 75 | 0 | 0 | 0 | 38.64 | 0 |  | kWh | 0 | 16.68 | Commercial |  | Annual | [5 empty] | 15 | 0.96 |  |  |  | 0 | 0 | 19 | 0 | 0 | 0 | 0 | 0 | 0 | 0 | 0 | 0 | 2006 Qtr 1: 0; 2006 Qtr 2: 0; 2006 Qtr 3: 0; 2006 Qtr 4: 0; 2007 Qtr 1: 0; 2007 Qtr 2: 0; 2007 Qtr 3: 0; 2007 Qtr 4: 19; 2008 Qtr 1: 0; 2008 Qtr 2: 0; 2008 Qtr 3: 0; 2008 Qtr 4: 0 | 19
0 | 234343-Steam Trap Replacement- Commercial - Other |  | 7 | Commercial | 21-RSD-Restaurant–SitDown-PROC_OTH | 0 |  |  |  |  | 113.64 | 75 | 0 | 0 | 0 | 38.64 | 0 |  | kWh | 0 | 16.68 | Commercial |  | Annual | [5 empty] | 15 | 0.96 |  |  |  | 0 | 0 | 17 | 0 | 0 | 0 | 0 | 0 | 0 | 0 | 0 | 0 | 2006 Qtr 1: 0; 2006 Qtr 2: 0; 2006 Qtr 3: 0; 2006 Qtr 4: 0; 2007 Qtr 1: 0; 2007 Qtr 2: 0; 2007 Qtr 3: 0; 2007 Qtr 4: 17; 2008 Qtr 1: 0; 2008 Qtr 2: 0; 2008 Qtr 3: 0; 2008 Qtr 4: 0 | 17
0 | 234343-Steam Trap Replacement- Commercial - Other |  | 7 | Commercial | 21-RSD-Restaurant–SitDown-PROC_OTH | 0 |  |  |  |  | 113.64 | 75 | 0 | 0 | 0 | 38.64 | 0 |  | kWh | 0 | 16.68 | Commercial |  | Annual | [5 empty] | 15 | 0.96 |  |  |  | 0 | 0 | 24 | 0 | 0 | 0 | 0 | 0 | 0 | 0 | 0 | 0 | 2006 Qtr 1: 0; 2006 Qtr 2: 0; 2006 Qtr 3: 0; 2006 Qtr 4: 0; 2007 Qtr 1: 0; 2007 Qtr 2: 0; 2007 Qtr 3: 0; 2007 Qtr 4: 24; 2008 Qtr 1: 0; 2008 Qtr 2: 0; 2008 Qtr 3: 0; 2008 Qtr 4: 0 | 24
0 | 234343-Steam Trap Replacement- Commercial - Other |  | 7 | Commercial | 21-RSD-Restaurant–SitDown-PROC_OTH | 0 |  |  |  |  | 113.64 | 75 | 0 | 0 | 0 | 38.64 | 0 |  | kWh | 0 | 16.68 | Commercial |  | Annual | [5 empty] | 15 | 0.96 |  |  |  | 0 | 0 | 21 | 0 | 0 | 0 | 0 | 0 | 0 | 0 | 0 | 0 | 2006 Qtr 1: 0; 2006 Qtr 2: 0; 2006 Qtr 3: 0; 2006 Qtr 4: 0; 2007 Qtr 1: 0; 2007 Qtr 2: 0; 2007 Qtr 3: 0; 2007 Qtr 4: 21; 2008 Qtr 1: 0; 2008 Qtr 2: 0; 2008 Qtr 3: 0; 2008 Qtr 4: 0 | 21
0 | 234330-Premium T8 with T12 40 Watt Baseline - Tr1 |  | 7 | Commercial | 01-ALC-AllCommercial-IntLight | 0 |  |  |  |  | 13.9589 | 13.1897 | 0 | 0 | 0 | 0.76922 | 40.547 |  | kWh | 0.0073476 | -0.066403 | Commercial |  | Annual | [5 empty] | 11 | 0.96 |  |  |  | 0 | 0 | 23.6549 | 0 | 0 | 0 | 0 | 0 | 0 | 0 | 0 | 0 | 2006 Qtr 1: 0; 2006 Qtr 2: 0; 2006 Qtr 3: 0; 2006 Qtr 4: 0; 2007 Qtr 1: 0; 2007 Qtr 2: 0; 2007 Qtr 3: 0; 2007 Qtr 4: 23.6549; 2008 Qtr 1: 0; 2008 Qtr 2: 0; 2008 Qtr 3: 0; 2008 Qtr 4: 0 | 23.6549
0 | 234303-Lighting-Remove 4 Ft Lamp (De-Lamp) - Tr1 | COFL00AVDEL01 | 7 | Commercial | 01-ALC-AllCommercial-IntLight | 0 |  |  |  |  | 28.2518 | 16.4871 | 0 | 0 | 0 | 11.7647 | 134.827 |  | kWh | 0.024432 | -0.2208 | Commercial |  | Annual | [5 empty] | 11 | 0.96 |  |  |  | 0 | 0 | 23.6549 | 0 | 0 | 0 | 0 | 0 | 0 | 0 | 0 | 0 | 2006 Qtr 1: 0; 2006 Qtr 2: 0; 2006 Qtr 3: 0; 2006 Qtr 4: 0; 2007 Qtr 1: 0; 2007 Qtr 2: 0; 2007 Qtr 3: 0; 2007 Qtr 4: 23.6549; 2008 Qtr 1: 0; 2008 Qtr 2: 0; 2008 Qtr 3: 0; 2008 Qtr 4: 0 | 23.6549
0 | 234330-Premium T8 with T12 40 Watt Baseline - Tr1 |  | 10 | Commercial | 01-ALC-AllCommercial-IntLight | 0 |  |  |  |  | 13.9589 | 13.1897 | 0 | 0 | 0 | 0.76922 | 40.547 |  | kWh | 0.0073476 | -0.066403 | Commercial |  | Annual | [5 empty] | 11 | 0.96 |  |  |  | 0 | 0 | 27.2941 | 0 | 0 | 0 | 0 | 0 | 0 | 0 | 0 | 0 | 2006 Qtr 1: 0; 2006 Qtr 2: 0; 2006 Qtr 3: 0; 2006 Qtr 4: 0; 2007 Qtr 1: 0; 2007 Qtr 2: 0; 2007 Qtr 3: 0; 2007 Qtr 4: 27.2941; 2008 Qtr 1: 0; 2008 Qtr 2: 0; 2008 Qtr 3: 0; 2008 Qtr 4: 0 | 27.2941
0 | 234303-Lighting-Remove 4 Ft Lamp (De-Lamp) - Tr1 | COFL00AVDEL01 | 10 | Commercial | 01-ALC-AllCommercial-IntLight | 0 |  |  |  |  | 28.2518 | 16.4871 | 0 | 0 | 0 | 11.7647 | 134.827 |  | kWh | 0.024432 | -0.2208 | Commercial |  | Annual | [5 empty] | 11 | 0.96 |  |  |  | 0 | 0 | 27.2941 | 0 | 0 | 0 | 0 | 0 | 0 | 0 | 0 | 0 | 2006 Qtr 1: 0; 2006 Qtr 2: 0; 2006 Qtr 3: 0; 2006 Qtr 4: 0; 2007 Qtr 1: 0; 2007 Qtr 2: 0; 2007 Qtr 3: 0; 2007 Qtr 4: 27.2941; 2008 Qtr 1: 0; 2008 Qtr 2: 0; 2008 Qtr 3: 0; 2008 Qtr 4: 0 | 27.2941
0 | 234330-Premium T8 with T12 40 Watt Baseline - Tr1 |  | 7 | Commercial | 01-ALC-AllCommercial-IntLight | 0 |  |  |  |  | 13.9589 | 13.1897 | 0 | 0 | 0 | 0.76922 | 32.1182 |  | kWh | 0.010339 | -0.052599 | Commercial |  | Annual | [5 empty] | 11 | 0.96 |  |  |  | 0 | 0 | 131.0115 | 0 | 0 | 0 | 0 | 0 | 0 | 0 | 0 | 0 | 2006 Qtr 1: 0; 2006 Qtr 2: 0; 2006 Qtr 3: 0; 2006 Qtr 4: 0; 2007 Qtr 1: 0; 2007 Qtr 2: 0; 2007 Qtr 3: 0; 2007 Qtr 4: 131.0115; 2008 Qtr 1: 0; 2008 Qtr 2: 0; 2008 Qtr 3: 0; 2008 Qtr 4: 0 | 131.0115
0 | 234330-Premium T8 with T12 40 Watt Baseline - Tr1 |  | 7 | Commercial | 01-ALC-AllCommercial-IntLight | 0 |  |  |  |  | 13.9589 | 13.1897 | 0 | 0 | 0 | 0.76922 | 32.1182 |  | kWh | 0.010339 | -0.052599 | Commercial |  | Annual | [5 empty] | 11 | 0.96 |  |  |  | 0 | 0 | 47.3097 | 0 | 0 | 0 | 0 | 0 | 0 | 0 | 0 | 0 | 2006 Qtr 1: 0; 2006 Qtr 2: 0; 2006 Qtr 3: 0; 2006 Qtr 4: 0; 2007 Qtr 1: 0; 2007 Qtr 2: 0; 2007 Qtr 3: 0; 2007 Qtr 4: 47.3097; 2008 Qtr 1: 0; 2008 Qtr 2: 0; 2008 Qtr 3: 0; 2008 Qtr 4: 0 | 47.3097
0 | 234331-Premium T8 with T12 40 Watt Baseline - Tr2 |  | 7 | Commercial | 01-ALC-AllCommercial-IntLight | 0 |  |  |  |  | 13.9591 | 9.8923 | 0 | 0 | 0 | 4.0668 | 35.8564 |  | kWh | 0.010832 | -0.058721 | Commercial |  | Annual | [5 empty] | 11 | 0.96 |  |  |  | 0 | 0 | 70.9646 | 0 | 0 | 0 | 0 | 0 | 0 | 0 | 0 | 0 | 2006 Qtr 1: 0; 2006 Qtr 2: 0; 2006 Qtr 3: 0; 2006 Qtr 4: 0; 2007 Qtr 1: 0; 2007 Qtr 2: 0; 2007 Qtr 3: 0; 2007 Qtr 4: 70.9646; 2008 Qtr 1: 0; 2008 Qtr 2: 0; 2008 Qtr 3: 0; 2008 Qtr 4: 0 | 70.9646
0 | 234330-Premium T8 with T12 40 Watt Baseline - Tr1 |  | 7 | Commercial | 01-ALC-AllCommercial-IntLight | 0 |  |  |  |  | 13.9589 | 13.1897 | 0 | 0 | 0 | 0.76922 | 34.727 |  | kWh | 0.010491 | -0.056872 | Commercial |  | Annual | [5 empty] | 11 | 0.96 |  |  |  | 0 | 0 | 20.0156 | 0 | 0 | 0 | 0 | 0 | 0 | 0 | 0 | 0 | 2006 Qtr 1: 0; 2006 Qtr 2: 0; 2006 Qtr 3: 0; 2006 Qtr 4: 0; 2007 Qtr 1: 0; 2007 Qtr 2: 0; 2007 Qtr 3: 0; 2007 Qtr 4: 20.0156; 2008 Qtr 1: 0; 2008 Qtr 2: 0; 2008 Qtr 3: 0; 2008 Qtr 4: 0 | 20.0156
0 | 234343-Steam Trap Replacement- Commercial - Other |  | 7 | Commercial | 21-RSD-Restaurant–SitDown-PROC_OTH | 0 |  |  |  |  | 113.64 | 75 | 0 | 0 | 0 | 38.64 | 0 |  | kWh | 0 | 16.68 | Commercial |  | Annual | [5 empty] | 15 | 0.96 |  |  |  | 0 | 0 | 63 | 0 | 0 | 0 | 0 | 0 | 0 | 0 | 0 | 0 | 2006 Qtr 1: 0; 2006 Qtr 2: 0; 2006 Qtr 3: 0; 2006 Qtr 4: 0; 2007 Qtr 1: 0; 2007 Qtr 2: 0; 2007 Qtr 3: 63; 2007 Qtr 4: 0; 2008 Qtr 1: 0; 2008 Qtr 2: 0; 2008 Qtr 3: 0; 2008 Qtr 4: 0 | 63
0 | 234343-Steam Trap Replacement- Commercial - Other |  | 7 | Commercial | 21-RSD-Restaurant–SitDown-PROC_OTH | 0 |  |  |  |  | 113.64 | 75 | 0 | 0 | 0 | 38.64 | 0 |  | kWh | 0 | 16.68 | Commercial |  | Annual | [5 empty] | 15 | 0.96 |  |  |  | 0 | 0 | 25 | 0 | 0 | 0 | 0 | 0 | 0 | 0 | 0 | 0 | 2006 Qtr 1: 0; 2006 Qtr 2: 0; 2006 Qtr 3: 0; 2006 Qtr 4: 0; 2007 Qtr 1: 0; 2007 Qtr 2: 0; 2007 Qtr 3: 25; 2007 Qtr 4: 0; 2008 Qtr 1: 0; 2008 Qtr 2: 0; 2008 Qtr 3: 0; 2008 Qtr 4: 0 | 25
0 | 234343-Steam Trap Replacement- Commercial - Other |  | 7 | Commercial | 21-RSD-Restaurant–SitDown-PROC_OTH | 0 |  |  |  |  | 113.64 | 75 | 0 | 0 | 0 | 38.64 | 0 |  | kWh | 0 | 16.68 | Commercial |  | Annual | [5 empty] | 15 | 0.96 |  |  |  | 0 | 0 | 19 | 0 | 0 | 0 | 0 | 0 | 0 | 0 | 0 | 0 | 2006 Qtr 1: 0; 2006 Qtr 2: 0; 2006 Qtr 3: 0; 2006 Qtr 4: 0; 2007 Qtr 1: 0; 2007 Qtr 2: 0; 2007 Qtr 3: 19; 2007 Qtr 4: 0; 2008 Qtr 1: 0; 2008 Qtr 2: 0; 2008 Qtr 3: 0; 2008 Qtr 4: 0 | 19
0 | 234343-Steam Trap Replacement- Commercial - Other |  | 7 | Commercial | 21-RSD-Restaurant–SitDown-PROC_OTH | 0 |  |  |  |  | 113.64 | 75 | 0 | 0 | 0 | 38.64 | 0 |  | kWh | 0 | 16.68 | Commercial |  | Annual | [5 empty] | 15 | 0.96 |  |  |  | 0 | 0 | 14 | 0 | 0 | 0 | 0 | 0 | 0 | 0 | 0 | 0 | 2006 Qtr 1: 0; 2006 Qtr 2: 0; 2006 Qtr 3: 0; 2006 Qtr 4: 0; 2007 Qtr 1: 0; 2007 Qtr 2: 0; 2007 Qtr 3: 0; 2007 Qtr 4: 14; 2008 Qtr 1: 0; 2008 Qtr 2: 0; 2008 Qtr 3: 0; 2008 Qtr 4: 0 | 14
0 | 234330-Premium T8 with T12 40 Watt Baseline - Tr1 |  | 7 | Commercial | 01-ALC-AllCommercial-IntLight | 0 |  |  |  |  | 13.9589 | 13.1897 | 0 | 0 | 0 | 0.76922 | 30.14 |  | kWh | 0.0093405 | -0.04936 | Commercial |  | Annual | [5 empty] | 11 | 0.96 |  |  |  | 0 | 0 | 30.9333 | 0 | 0 | 0 | 0 | 0 | 0 | 0 | 0 | 0 | 2006 Qtr 1: 0; 2006 Qtr 2: 0; 2006 Qtr 3: 0; 2006 Qtr 4: 0; 2007 Qtr 1: 0; 2007 Qtr 2: 0; 2007 Qtr 3: 0; 2007 Qtr 4: 30.9333; 2008 Qtr 1: 0; 2008 Qtr 2: 0; 2008 Qtr 3: 0; 2008 Qtr 4: 0 | 30.9333
0 | 234303-Lighting-Remove 4 Ft Lamp (De-Lamp) - Tr1 | COFL00AVDEL01 | 7 | Commercial | 01-ALC-AllCommercial-IntLight | 0 |  |  |  |  | 28.2518 | 16.4871 | 0 | 0 | 0 | 11.7647 | 100.2216 |  | kWh | 0.031059 | -0.16413 | Commercial |  | Annual | [5 empty] | 11 | 0.96 |  |  |  | 0 | 0 | 30.9333 | 0 | 0 | 0 | 0 | 0 | 0 | 0 | 0 | 0 | 2006 Qtr 1: 0; 2006 Qtr 2: 0; 2006 Qtr 3: 0; 2006 Qtr 4: 0; 2007 Qtr 1: 0; 2007 Qtr 2: 0; 2007 Qtr 3: 0; 2007 Qtr 4: 30.9333; 2008 Qtr 1: 0; 2008 Qtr 2: 0; 2008 Qtr 3: 0; 2008 Qtr 4: 0 | 30.9333
0 | 234303-Lighting-Remove 4 Ft Lamp (De-Lamp) - Tr1 | COFL00AVDEL01 | 7 | Commercial | 01-ALC-AllCommercial-IntLight | 0 |  |  |  |  | 28.2518 | 16.4871 | 0 | 0 | 0 | 11.7647 | 134.827 |  | kWh | 0.024432 | -0.2208 | Commercial |  | Annual | [5 empty] | 11 | 0.96 |  |  |  | 0 | 0 | 21.8353 | 0 | 0 | 0 | 0 | 0 | 0 | 0 | 0 | 0 | 2006 Qtr 1: 0; 2006 Qtr 2: 0; 2006 Qtr 3: 0; 2006 Qtr 4: 0; 2007 Qtr 1: 0; 2007 Qtr 2: 0; 2007 Qtr 3: 0; 2007 Qtr 4: 21.8353; 2008 Qtr 1: 0; 2008 Qtr 2: 0; 2008 Qtr 3: 0; 2008 Qtr 4: 0 | 21.8353
0 | 234330-Premium T8 with T12 40 Watt Baseline - Tr1 |  | 7 | Commercial | 01-ALC-AllCommercial-IntLight | 0 |  |  |  |  | 13.9589 | 13.1897 | 0 | 0 | 0 | 0.76922 | 40.547 |  | kWh | 0.0073476 | -0.066403 | Commercial |  | Annual | [5 empty] | 11 | 0.96 |  |  |  | 0 | 0 | 21.8353 | 0 | 0 | 0 | 0 | 0 | 0 | 0 | 0 | 0 | 2006 Qtr 1: 0; 2006 Qtr 2: 0; 2006 Qtr 3: 0; 2006 Qtr 4: 0; 2007 Qtr 1: 0; 2007 Qtr 2: 0; 2007 Qtr 3: 0; 2007 Qtr 4: 21.8353; 2008 Qtr 1: 0; 2008 Qtr 2: 0; 2008 Qtr 3: 0; 2008 Qtr 4: 0 | 21.8353
0 | 234330-Premium T8 with T12 40 Watt Baseline - Tr1 |  | 7 | Commercial | 01-ALC-AllCommercial-IntLight | 0 |  |  |  |  | 13.9589 | 13.1897 | 0 | 0 | 0 | 0.76922 | 40.547 |  | kWh | 0.0073476 | -0.066403 | Commercial |  | Annual | [5 empty] | 11 | 0.96 |  |  |  | 0 | 0 | 32.7529 | 0 | 0 | 0 | 0 | 0 | 0 | 0 | 0 | 0 | 2006 Qtr 1: 0; 2006 Qtr 2: 0; 2006 Qtr 3: 0; 2006 Qtr 4: 0; 2007 Qtr 1: 0; 2007 Qtr 2: 0; 2007 Qtr 3: 0; 2007 Qtr 4: 32.7529; 2008 Qtr 1: 0; 2008 Qtr 2: 0; 2008 Qtr 3: 0; 2008 Qtr 4: 0 | 32.7529
0 | 234303-Lighting-Remove 4 Ft Lamp (De-Lamp) - Tr1 | COFL00AVDEL01 | 7 | Commercial | 01-ALC-AllCommercial-IntLight | 0 |  |  |  |  | 28.2518 | 16.4871 | 0 | 0 | 0 | 11.7647 | 134.827 |  | kWh | 0.024432 | -0.2208 | Commercial |  | Annual | [5 empty] | 11 | 0.96 |  |  |  | 0 | 0 | 32.7529 | 0 | 0 | 0 | 0 | 0 | 0 | 0 | 0 | 0 | 2006 Qtr 1: 0; 2006 Qtr 2: 0; 2006 Qtr 3: 0; 2006 Qtr 4: 0; 2007 Qtr 1: 0; 2007 Qtr 2: 0; 2007 Qtr 3: 0; 2007 Qtr 4: 32.7529; 2008 Qtr 1: 0; 2008 Qtr 2: 0; 2008 Qtr 3: 0; 2008 Qtr 4: 0 | 32.7529
0 | 234303-Lighting-Remove 4 Ft Lamp (De-Lamp) - Tr1 | COFL00AVDEL01 | 10 | Commercial | 01-ALC-AllCommercial-IntLight | 0 |  |  |  |  | 28.2518 | 16.4871 | 0 | 0 | 0 | 11.7647 | 115.4744 |  | kWh | 0.034885 | -0.18911 | Commercial |  | Annual | [5 empty] | 11 | 0.96 |  |  |  | 0 | 0 | 10.0078 | 0 | 0 | 0 | 0 | 0 | 0 | 0 | 0 | 0 | 2006 Qtr 1: 0; 2006 Qtr 2: 0; 2006 Qtr 3: 0; 2006 Qtr 4: 0; 2007 Qtr 1: 0; 2007 Qtr 2: 0; 2007 Qtr 3: 0; 2007 Qtr 4: 10.0078; 2008 Qtr 1: 0; 2008 Qtr 2: 0; 2008 Qtr 3: 0; 2008 Qtr 4: 0 | 10.0078
0 | 234330-Premium T8 with T12 40 Watt Baseline - Tr1 |  | 10 | Commercial | 01-ALC-AllCommercial-IntLight | 0 |  |  |  |  | 13.9589 | 13.1897 | 0 | 0 | 0 | 0.76922 | 34.727 |  | kWh | 0.010491 | -0.056872 | Commercial |  | Annual | [5 empty] | 11 | 0.96 |  |  |  | 0 | 0 | 20.0156 | 0 | 0 | 0 | 0 | 0 | 0 | 0 | 0 | 0 | 2006 Qtr 1: 0; 2006 Qtr 2: 0; 2006 Qtr 3: 0; 2006 Qtr 4: 0; 2007 Qtr 1: 0; 2007 Qtr 2: 0; 2007 Qtr 3: 0; 2007 Qtr 4: 20.0156; 2008 Qtr 1: 0; 2008 Qtr 2: 0; 2008 Qtr 3: 0; 2008 Qtr 4: 0 | 20.0156
0 | 234303-Lighting-Remove 4 Ft Lamp (De-Lamp) - Tr1 | COFL00AVDEL01 | 10 | Commercial | 01-ALC-AllCommercial-IntLight | 0 |  |  |  |  | 28.2518 | 16.4871 | 0 | 0 | 0 | 11.7647 | 134.827 |  | kWh | 0.024432 | -0.2208 | Commercial |  | Annual | [5 empty] | 11 | 0.96 |  |  |  | 0 | 0 | 18.196 | 0 | 0 | 0 | 0 | 0 | 0 | 0 | 0 | 0 | 2006 Qtr 1: 0; 2006 Qtr 2: 0; 2006 Qtr 3: 0; 2006 Qtr 4: 0; 2007 Qtr 1: 0; 2007 Qtr 2: 0; 2007 Qtr 3: 0; 2007 Qtr 4: 18.196; 2008 Qtr 1: 0; 2008 Qtr 2: 0; 2008 Qtr 3: 0; 2008 Qtr 4: 0 | 18.196
0 | 234330-Premium T8 with T12 40 Watt Baseline - Tr1 |  | 10 | Commercial | 01-ALC-AllCommercial-IntLight | 0 |  |  |  |  | 13.9589 | 13.1897 | 0 | 0 | 0 | 0.76922 | 40.547 |  | kWh | 0.0073476 | -0.066403 | Commercial |  | Annual | [5 empty] | 11 | 0.96 |  |  |  | 0 | 0 | 18.196 | 0 | 0 | 0 | 0 | 0 | 0 | 0 | 0 | 0 | 2006 Qtr 1: 0; 2006 Qtr 2: 0; 2006 Qtr 3: 0; 2006 Qtr 4: 0; 2007 Qtr 1: 0; 2007 Qtr 2: 0; 2007 Qtr 3: 0; 2007 Qtr 4: 18.196; 2008 Qtr 1: 0; 2008 Qtr 2: 0; 2008 Qtr 3: 0; 2008 Qtr 4: 0 | 18.196
0 | 234002-A/C-Reflective Window Film Coastal |  | System | Commercial | 01-ALC-AllCommercial-Cooling | 0 |  |  |  |  | 3.12 | 2 | 0 | 0 | 0 | 1.12 | 12.44 |  | kWh | 0.0023 | 0 | Commercial |  | Annual | [5 empty] | 10 | 0.96 |  |  |  | 0 | 0 | 571 | 0 | 0 | 0 | 0 | 0 | 0 | 0 | 0 | 0 | 2006 Qtr 1: 0; 2006 Qtr 2: 0; 2006 Qtr 3: 0; 2006 Qtr 4: 0; 2007 Qtr 1: 0; 2007 Qtr 2: 0; 2007 Qtr 3: 0; 2007 Qtr 4: 571; 2008 Qtr 1: 0; 2008 Qtr 2: 0; 2008 Qtr 3: 0; 2008 Qtr 4: 0 | 571
0 | 234330-Premium T8 with T12 40 Watt Baseline - Tr1 |  | 10 | Commercial | 01-ALC-AllCommercial-IntLight | 0 |  |  |  |  | 13.9589 | 13.1897 | 0 | 0 | 0 | 0.76922 | 32.1182 |  | kWh | 0.010339 | -0.052599 | Commercial |  | Annual | [5 empty] | 11 | 0.96 |  |  |  | 0 | 0 | 138.2899 | 0 | 0 | 0 | 0 | 0 | 0 | 0 | 0 | 0 | 2006 Qtr 1: 0; 2006 Qtr 2: 0; 2006 Qtr 3: 0; 2006 Qtr 4: 0; 2007 Qtr 1: 0; 2007 Qtr 2: 0; 2007 Qtr 3: 0; 2007 Qtr 4: 138.2899; 2008 Qtr 1: 0; 2008 Qtr 2: 0; 2008 Qtr 3: 0; 2008 Qtr 4: 0 | 138.2899
0 | 234330-Premium T8 with T12 40 Watt Baseline - Tr1 |  | 10 | Commercial | 01-ALC-AllCommercial-IntLight | 0 |  |  |  |  | 13.9589 | 13.1897 | 0 | 0 | 0 | 0.76922 | 34.727 |  | kWh | 0.010491 | -0.056872 | Commercial |  | Annual | [5 empty] | 11 | 0.96 |  |  |  | 0 | 0 | 80.0626 | 0 | 0 | 0 | 0 | 0 | 0 | 0 | 0 | 0 | 2006 Qtr 1: 0; 2006 Qtr 2: 0; 2006 Qtr 3: 0; 2006 Qtr 4: 0; 2007 Qtr 1: 0; 2007 Qtr 2: 0; 2007 Qtr 3: 0; 2007 Qtr 4: 80.0626; 2008 Qtr 1: 0; 2008 Qtr 2: 0; 2008 Qtr 3: 0; 2008 Qtr 4: 0 | 80.0626
0 | 234343-Steam Trap Replacement- Commercial - Other |  | 10 | Commercial | 21-RSD-Restaurant–SitDown-PROC_OTH | 0 |  |  |  |  | 113.64 | 75 | 0 | 0 | 0 | 38.64 | 0 |  | kWh | 0 | 16.68 | Commercial |  | Annual | [5 empty] | 15 | 0.96 |  |  |  | 0 | 0 | 16 | 0 | 0 | 0 | 0 | 0 | 0 | 0 | 0 | 0 | 2006 Qtr 1: 0; 2006 Qtr 2: 0; 2006 Qtr 3: 0; 2006 Qtr 4: 0; 2007 Qtr 1: 0; 2007 Qtr 2: 0; 2007 Qtr 3: 0; 2007 Qtr 4: 16; 2008 Qtr 1: 0; 2008 Qtr 2: 0; 2008 Qtr 3: 0; 2008 Qtr 4: 0 | 16
0 | 234343-Steam Trap Replacement- Commercial - Other |  | 10 | Commercial | 21-RSD-Restaurant–SitDown-PROC_OTH | 0 |  |  |  |  | 113.64 | 75 | 0 | 0 | 0 | 38.64 | 0 |  | kWh | 0 | 16.68 | Commercial |  | Annual | [5 empty] | 15 | 0.96 |  |  |  | 0 | 0 | 14 | 0 | 0 | 0 | 0 | 0 | 0 | 0 | 0 | 0 | 2006 Qtr 1: 0; 2006 Qtr 2: 0; 2006 Qtr 3: 0; 2006 Qtr 4: 0; 2007 Qtr 1: 0; 2007 Qtr 2: 0; 2007 Qtr 3: 0; 2007 Qtr 4: 14; 2008 Qtr 1: 0; 2008 Qtr 2: 0; 2008 Qtr 3: 0; 2008 Qtr 4: 0 | 14
0 | 234343-Steam Trap Replacement- Commercial - Other |  | 10 | Commercial | 21-RSD-Restaurant–SitDown-PROC_OTH | 0 |  |  |  |  | 113.64 | 75 | 0 | 0 | 0 | 38.64 | 0 |  | kWh | 0 | 16.68 | Commercial |  | Annual | [5 empty] | 15 | 0.96 |  |  |  | 0 | 0 | 10 | 0 | 0 | 0 | 0 | 0 | 0 | 0 | 0 | 0 | 2006 Qtr 1: 0; 2006 Qtr 2: 0; 2006 Qtr 3: 0; 2006 Qtr 4: 0; 2007 Qtr 1: 0; 2007 Qtr 2: 0; 2007 Qtr 3: 0; 2007 Qtr 4: 10; 2008 Qtr 1: 0; 2008 Qtr 2: 0; 2008 Qtr 3: 0; 2008 Qtr 4: 0 | 10
0 | 234343-Steam Trap Replacement- Commercial - Other |  | 7 | Commercial | 21-RSD-Restaurant–SitDown-PROC_OTH | 0 |  |  |  |  | 113.64 | 75 | 0 | 0 | 0 | 38.64 | 0 |  | kWh | 0 | 16.68 | Commercial |  | Annual | [5 empty] | 15 | 0.96 |  |  |  | 0 | 0 | 20 | 0 | 0 | 0 | 0 | 0 | 0 | 0 | 0 | 0 | 2006 Qtr 1: 0; 2006 Qtr 2: 0; 2006 Qtr 3: 0; 2006 Qtr 4: 0; 2007 Qtr 1: 0; 2007 Qtr 2: 0; 2007 Qtr 3: 0; 2007 Qtr 4: 20; 2008 Qtr 1: 0; 2008 Qtr 2: 0; 2008 Qtr 3: 0; 2008 Qtr 4: 0 | 20
0 | 234343-Steam Trap Replacement- Commercial - Other |  | 7 | Commercial | 21-RSD-Restaurant–SitDown-PROC_OTH | 0 |  |  |  |  | 113.64 | 75 | 0 | 0 | 0 | 38.64 | 0 |  | kWh | 0 | 16.68 | Commercial |  | Annual | [5 empty] | 15 | 0.96 |  |  |  | 0 | 0 | 19 | 0 | 0 | 0 | 0 | 0 | 0 | 0 | 0 | 0 | 2006 Qtr 1: 0; 2006 Qtr 2: 0; 2006 Qtr 3: 0; 2006 Qtr 4: 0; 2007 Qtr 1: 0; 2007 Qtr 2: 0; 2007 Qtr 3: 19; 2007 Qtr 4: 0; 2008 Qtr 1: 0; 2008 Qtr 2: 0; 2008 Qtr 3: 0; 2008 Qtr 4: 0 | 19
0 | 234343-Steam Trap Replacement- Commercial - Other |  | 7 | Commercial | 21-RSD-Restaurant–SitDown-PROC_OTH | 0 |  |  |  |  | 113.64 | 75 | 0 | 0 | 0 | 38.64 | 0 |  | kWh | 0 | 16.68 | Commercial |  | Annual | [5 empty] | 15 | 0.96 |  |  |  | 0 | 0 | 11 | 0 | 0 | 0 | 0 | 0 | 0 | 0 | 0 | 0 | 2006 Qtr 1: 0; 2006 Qtr 2: 0; 2006 Qtr 3: 0; 2006 Qtr 4: 0; 2007 Qtr 1: 0; 2007 Qtr 2: 0; 2007 Qtr 3: 11; 2007 Qtr 4: 0; 2008 Qtr 1: 0; 2008 Qtr 2: 0; 2008 Qtr 3: 0; 2008 Qtr 4: 0 | 11
0 | 234343-Steam Trap Replacement- Commercial - Other |  | 7 | Commercial | 21-RSD-Restaurant–SitDown-PROC_OTH | 0 |  |  |  |  | 113.64 | 75 | 0 | 0 | 0 | 38.64 | 0 |  | kWh | 0 | 16.68 | Commercial |  | Annual | [5 empty] | 15 | 0.96 |  |  |  | 0 | 0 | 15 | 0 | 0 | 0 | 0 | 0 | 0 | 0 | 0 | 0 | 2006 Qtr 1: 0; 2006 Qtr 2: 0; 2006 Qtr 3: 0; 2006 Qtr 4: 0; 2007 Qtr 1: 0; 2007 Qtr 2: 0; 2007 Qtr 3: 15; 2007 Qtr 4: 0; 2008 Qtr 1: 0; 2008 Qtr 2: 0; 2008 Qtr 3: 0; 2008 Qtr 4: 0 | 15
0 | 234343-Steam Trap Replacement- Commercial - Other |  | 7 | Commercial | 21-RSD-Restaurant–SitDown-PROC_OTH | 0 |  |  |  |  | 113.64 | 75 | 0 | 0 | 0 | 38.64 | 0 |  | kWh | 0 | 16.68 | Commercial |  | Annual | [5 empty] | 15 | 0.96 |  |  |  | 0 | 0 | 23 | 0 | 0 | 0 | 0 | 0 | 0 | 0 | 0 | 0 | 2006 Qtr 1: 0; 2006 Qtr 2: 0; 2006 Qtr 3: 0; 2006 Qtr 4: 0; 2007 Qtr 1: 0; 2007 Qtr 2: 0; 2007 Qtr 3: 0; 2007 Qtr 4: 23; 2008 Qtr 1: 0; 2008 Qtr 2: 0; 2008 Qtr 3: 0; 2008 Qtr 4: 0 | 23
0 | 234330-Premium T8 with T12 40 Watt Baseline - Tr1 |  | 10 | Commercial | 01-ALC-AllCommercial-IntLight | 0 |  |  |  |  | 13.9589 | 13.1897 | 0 | 0 | 0 | 0.76922 | 34.727 |  | kWh | 0.010491 | -0.056872 | Commercial |  | Annual | [5 empty] | 11 | 0.96 |  |  |  | 0 | 0 | 16.3764 | 0 | 0 | 0 | 0 | 0 | 0 | 0 | 0 | 0 | 2006 Qtr 1: 0; 2006 Qtr 2: 0; 2006 Qtr 3: 0; 2006 Qtr 4: 0; 2007 Qtr 1: 0; 2007 Qtr 2: 0; 2007 Qtr 3: 0; 2007 Qtr 4: 16.3764; 2008 Qtr 1: 0; 2008 Qtr 2: 0; 2008 Qtr 3: 0; 2008 Qtr 4: 0 | 16.3764
0 | 234330-Premium T8 with T12 40 Watt Baseline - Tr1 |  | 7 | Commercial | 01-ALC-AllCommercial-IntLight | 0 |  |  |  |  | 13.9589 | 13.1897 | 0 | 0 | 0 | 0.76922 | 34.727 |  | kWh | 0.010491 | -0.056872 | Commercial |  | Annual | [5 empty] | 11 | 0.96 |  |  |  | 0 | 0 | 45.4901 | 0 | 0 | 0 | 0 | 0 | 0 | 0 | 0 | 0 | 2006 Qtr 1: 0; 2006 Qtr 2: 0; 2006 Qtr 3: 0; 2006 Qtr 4: 0; 2007 Qtr 1: 0; 2007 Qtr 2: 0; 2007 Qtr 3: 0; 2007 Qtr 4: 45.4901; 2008 Qtr 1: 0; 2008 Qtr 2: 0; 2008 Qtr 3: 0; 2008 Qtr 4: 0 | 45.4901
0 | 234303-Lighting-Remove 4 Ft Lamp (De-Lamp) - Tr1 | COFL00AVDEL01 | 7 | Commercial | 01-ALC-AllCommercial-IntLight | 0 |  |  |  |  | 28.2518 | 16.4871 | 0 | 0 | 0 | 11.7647 | 115.4744 |  | kWh | 0.034885 | -0.18911 | Commercial |  | Annual | [5 empty] | 11 | 0.96 |  |  |  | 0 | 0 | 4.549 | 0 | 0 | 0 | 0 | 0 | 0 | 0 | 0 | 0 | 2006 Qtr 1: 0; 2006 Qtr 2: 0; 2006 Qtr 3: 0; 2006 Qtr 4: 0; 2007 Qtr 1: 0; 2007 Qtr 2: 0; 2007 Qtr 3: 0; 2007 Qtr 4: 4.549; 2008 Qtr 1: 0; 2008 Qtr 2: 0; 2008 Qtr 3: 0; 2008 Qtr 4: 0 | 4.549
0 | 234330-Premium T8 with T12 40 Watt Baseline - Tr1 |  | 7 | Commercial | 01-ALC-AllCommercial-IntLight | 0 |  |  |  |  | 13.9589 | 13.1897 | 0 | 0 | 0 | 0.76922 | 34.727 |  | kWh | 0.010491 | -0.056872 | Commercial |  | Annual | [5 empty] | 11 | 0.96 |  |  |  | 0 | 0 | 70.9646 | 0 | 0 | 0 | 0 | 0 | 0 | 0 | 0 | 0 | 2006 Qtr 1: 0; 2006 Qtr 2: 0; 2006 Qtr 3: 0; 2006 Qtr 4: 0; 2007 Qtr 1: 0; 2007 Qtr 2: 0; 2007 Qtr 3: 0; 2007 Qtr 4: 70.9646; 2008 Qtr 1: 0; 2008 Qtr 2: 0; 2008 Qtr 3: 0; 2008 Qtr 4: 0 | 70.9646
0 | 234303-Lighting-Remove 4 Ft Lamp (De-Lamp) - Tr1 | COFL00AVDEL01 | 7 | Commercial | 01-ALC-AllCommercial-IntLight | 0 |  |  |  |  | 28.2518 | 16.4871 | 0 | 0 | 0 | 11.7647 | 115.4744 |  | kWh | 0.034885 | -0.18911 | Commercial |  | Annual | [5 empty] | 11 | 0.96 |  |  |  | 0 | 0 | 6.3686 | 0 | 0 | 0 | 0 | 0 | 0 | 0 | 0 | 0 | 2006 Qtr 1: 0; 2006 Qtr 2: 0; 2006 Qtr 3: 0; 2006 Qtr 4: 0; 2007 Qtr 1: 0; 2007 Qtr 2: 0; 2007 Qtr 3: 0; 2007 Qtr 4: 6.3686; 2008 Qtr 1: 0; 2008 Qtr 2: 0; 2008 Qtr 3: 0; 2008 Qtr 4: 0 | 6.3686
0 | 234330-Premium T8 with T12 40 Watt Baseline - Tr1 |  | 7 | Commercial | 01-ALC-AllCommercial-IntLight | 0 |  |  |  |  | 13.9589 | 13.1897 | 0 | 0 | 0 | 0.76922 | 65.4159 |  | kWh | 0.012906 | -0.10713 | Commercial |  | Annual | [5 empty] | 11 | 0.96 |  |  |  | 0 | 0 | 87.341 | 0 | 0 | 0 | 0 | 0 | 0 | 0 | 0 | 0 | 2006 Qtr 1: 0; 2006 Qtr 2: 0; 2006 Qtr 3: 0; 2006 Qtr 4: 0; 2007 Qtr 1: 0; 2007 Qtr 2: 0; 2007 Qtr 3: 0; 2007 Qtr 4: 87.341; 2008 Qtr 1: 0; 2008 Qtr 2: 0; 2008 Qtr 3: 0; 2008 Qtr 4: 0 | 87.341
0 | 234207-Lighting-8 Ft T-8 with Elec Ballast-Tr1 |  | 7 | Commercial | 01-ALC-AllCommercial-IntLight | 0 |  |  |  |  | 35.7163 | 21.9828 | 0 | 0 | 0 | 13.7335 | 54.2473 |  | kWh | 0.010702 | -0.08884 | Commercial |  | Annual | [5 empty] | 11 | 0.96 |  |  |  | 0 | 0 | 4.549 | 0 | 0 | 0 | 0 | 0 | 0 | 0 | 0 | 0 | 2006 Qtr 1: 0; 2006 Qtr 2: 0; 2006 Qtr 3: 0; 2006 Qtr 4: 0; 2007 Qtr 1: 0; 2007 Qtr 2: 0; 2007 Qtr 3: 0; 2007 Qtr 4: 4.549; 2008 Qtr 1: 0; 2008 Qtr 2: 0; 2008 Qtr 3: 0; 2008 Qtr 4: 0 | 4.549
0 | 234303-Lighting-Remove 4 Ft Lamp (De-Lamp) - Tr1 | COFL00AVDEL01 | 7 | Commercial | 01-ALC-AllCommercial-IntLight | 0 |  |  |  |  | 28.2518 | 16.4871 | 0 | 0 | 0 | 11.7647 | 217.5212 |  | kWh | 0.042914 | -0.35623 | Commercial |  | Annual | [5 empty] | 11 | 0.96 |  |  |  | 0 | 0 | 87.341 | 0 | 0 | 0 | 0 | 0 | 0 | 0 | 0 | 0 | 2006 Qtr 1: 0; 2006 Qtr 2: 0; 2006 Qtr 3: 0; 2006 Qtr 4: 0; 2007 Qtr 1: 0; 2007 Qtr 2: 0; 2007 Qtr 3: 0; 2007 Qtr 4: 87.341; 2008 Qtr 1: 0; 2008 Qtr 2: 0; 2008 Qtr 3: 0; 2008 Qtr 4: 0 | 87.341
0 | 234303-Lighting-Remove 4 Ft Lamp (De-Lamp) - Tr1 | COFL00AVDEL01 | 7 | Commercial | 01-ALC-AllCommercial-IntLight | 0 |  |  |  |  | 28.2518 | 16.4871 | 0 | 0 | 0 | 11.7647 | 100.2216 |  | kWh | 0.031059 | -0.16413 | Commercial |  | Annual | [5 empty] | 11 | 0.96 |  |  |  | 0 | 0 | 16.3764 | 0 | 0 | 0 | 0 | 0 | 0 | 0 | 0 | 0 | 2006 Qtr 1: 0; 2006 Qtr 2: 0; 2006 Qtr 3: 0; 2006 Qtr 4: 0; 2007 Qtr 1: 0; 2007 Qtr 2: 0; 2007 Qtr 3: 16.3764; 2007 Qtr 4: 0; 2008 Qtr 1: 0; 2008 Qtr 2: 0; 2008 Qtr 3: 0; 2008 Qtr 4: 0 | 16.3764
0 | 234330-Premium T8 with T12 40 Watt Baseline - Tr1 |  | 7 | Commercial | 01-ALC-AllCommercial-IntLight | 0 |  |  |  |  | 13.9589 | 13.1897 | 0 | 0 | 0 | 0.76922 | 30.14 |  | kWh | 0.0093405 | -0.04936 | Commercial |  | Annual | [5 empty] | 11 | 0.96 |  |  |  | 0 | 0 | 365.7405 | 0 | 0 | 0 | 0 | 0 | 0 | 0 | 0 | 0 | 2006 Qtr 1: 0; 2006 Qtr 2: 0; 2006 Qtr 3: 0; 2006 Qtr 4: 0; 2007 Qtr 1: 0; 2007 Qtr 2: 0; 2007 Qtr 3: 365.7405; 2007 Qtr 4: 0; 2008 Qtr 1: 0; 2008 Qtr 2: 0; 2008 Qtr 3: 0; 2008 Qtr 4: 0 | 365.7405
0 | 234331-Premium T8 with T12 40 Watt Baseline - Tr2 |  | 7 | Commercial | 01-ALC-AllCommercial-IntLight | 0 |  |  |  |  | 13.9591 | 9.8923 | 0 | 0 | 0 | 4.0668 | 31.1202 |  | kWh | 0.0096442 | -0.050965 | Commercial |  | Annual | [5 empty] | 11 | 0.96 |  |  |  | 0 | 0 | 20.0156 | 0 | 0 | 0 | 0 | 0 | 0 | 0 | 0 | 0 | 2006 Qtr 1: 0; 2006 Qtr 2: 0; 2006 Qtr 3: 0; 2006 Qtr 4: 0; 2007 Qtr 1: 0; 2007 Qtr 2: 0; 2007 Qtr 3: 0; 2007 Qtr 4: 20.0156; 2008 Qtr 1: 0; 2008 Qtr 2: 0; 2008 Qtr 3: 0; 2008 Qtr 4: 0 | 20.0156
0 | 234304-Lighting-Remove 4 Ft Lamp (De-Lamp) - Tr2 | COFL00AVDEL01 | 7 | Commercial | 01-ALC-AllCommercial-IntLight | 0 |  |  |  |  | 28.2538 | 12.3653 | 0 | 0 | 0 | 15.8885 | 100.2216 |  | kWh | 0.031059 | -0.16413 | Commercial |  | Annual | [5 empty] | 11 | 0.96 |  |  |  | 0 | 0 | 20.0156 | 0 | 0 | 0 | 0 | 0 | 0 | 0 | 0 | 0 | 2006 Qtr 1: 0; 2006 Qtr 2: 0; 2006 Qtr 3: 0; 2006 Qtr 4: 0; 2007 Qtr 1: 0; 2007 Qtr 2: 0; 2007 Qtr 3: 0; 2007 Qtr 4: 20.0156; 2008 Qtr 1: 0; 2008 Qtr 2: 0; 2008 Qtr 3: 0; 2008 Qtr 4: 0 | 20.0156
0 | 234343-Steam Trap Replacement- Commercial - Other |  | 10 | Commercial | 21-RSD-Restaurant–SitDown-PROC_OTH | 0 |  |  |  |  | 113.64 | 75 | 0 | 0 | 0 | 38.64 | 0 |  | kWh | 0 | 16.68 | Commercial |  | Annual | [5 empty] | 15 | 0.96 |  |  |  | 0 | 0 | 15 | 0 | 0 | 0 | 0 | 0 | 0 | 0 | 0 | 0 | 2006 Qtr 1: 0; 2006 Qtr 2: 0; 2006 Qtr 3: 0; 2006 Qtr 4: 0; 2007 Qtr 1: 0; 2007 Qtr 2: 0; 2007 Qtr 3: 15; 2007 Qtr 4: 0; 2008 Qtr 1: 0; 2008 Qtr 2: 0; 2008 Qtr 3: 0; 2008 Qtr 4: 0 | 15
0 | 234343-Steam Trap Replacement- Commercial - Other |  | 7 | Commercial | 21-RSD-Restaurant–SitDown-PROC_OTH | 0 |  |  |  |  | 113.64 | 75 | 0 | 0 | 0 | 38.64 | 0 |  | kWh | 0 | 16.68 | Commercial |  | Annual | [5 empty] | 15 | 0.96 |  |  |  | 0 | 0 | 16 | 0 | 0 | 0 | 0 | 0 | 0 | 0 | 0 | 0 | 2006 Qtr 1: 0; 2006 Qtr 2: 0; 2006 Qtr 3: 0; 2006 Qtr 4: 0; 2007 Qtr 1: 0; 2007 Qtr 2: 0; 2007 Qtr 3: 16; 2007 Qtr 4: 0; 2008 Qtr 1: 0; 2008 Qtr 2: 0; 2008 Qtr 3: 0; 2008 Qtr 4: 0 | 16
0 | 234343-Steam Trap Replacement- Commercial - Other |  | 7 | Commercial | 21-RSD-Restaurant–SitDown-PROC_OTH | 0 |  |  |  |  | 113.64 | 75 | 0 | 0 | 0 | 38.64 | 0 |  | kWh | 0 | 16.68 | Commercial |  | Annual | [5 empty] | 15 | 0.96 |  |  |  | 0 | 0 | 13 | 0 | 0 | 0 | 0 | 0 | 0 | 0 | 0 | 0 | 2006 Qtr 1: 0; 2006 Qtr 2: 0; 2006 Qtr 3: 0; 2006 Qtr 4: 0; 2007 Qtr 1: 0; 2007 Qtr 2: 0; 2007 Qtr 3: 13; 2007 Qtr 4: 0; 2008 Qtr 1: 0; 2008 Qtr 2: 0; 2008 Qtr 3: 0; 2008 Qtr 4: 0 | 13
0 | 234343-Steam Trap Replacement- Commercial - Other |  | 10 | Commercial | 21-RSD-Restaurant–SitDown-PROC_OTH | 0 |  |  |  |  | 113.64 | 75 | 0 | 0 | 0 | 38.64 | 0 |  | kWh | 0 | 16.68 | Commercial |  | Annual | [5 empty] | 15 | 0.96 |  |  |  | 0 | 0 | 16 | 0 | 0 | 0 | 0 | 0 | 0 | 0 | 0 | 0 | 2006 Qtr 1: 0; 2006 Qtr 2: 0; 2006 Qtr 3: 0; 2006 Qtr 4: 0; 2007 Qtr 1: 0; 2007 Qtr 2: 0; 2007 Qtr 3: 16; 2007 Qtr 4: 0; 2008 Qtr 1: 0; 2008 Qtr 2: 0; 2008 Qtr 3: 0; 2008 Qtr 4: 0 | 16
0 | 234343-Steam Trap Replacement- Commercial - Other |  | 10 | Commercial | 21-RSD-Restaurant–SitDown-PROC_OTH | 0 |  |  |  |  | 113.64 | 75 | 0 | 0 | 0 | 38.64 | 0 |  | kWh | 0 | 16.68 | Commercial |  | Annual | [5 empty] | 15 | 0.96 |  |  |  | 0 | 0 | 15 | 0 | 0 | 0 | 0 | 0 | 0 | 0 | 0 | 0 | 2006 Qtr 1: 0; 2006 Qtr 2: 0; 2006 Qtr 3: 0; 2006 Qtr 4: 0; 2007 Qtr 1: 0; 2007 Qtr 2: 0; 2007 Qtr 3: 15; 2007 Qtr 4: 0; 2008 Qtr 1: 0; 2008 Qtr 2: 0; 2008 Qtr 3: 0; 2008 Qtr 4: 0 | 15
0 | 234343-Steam Trap Replacement- Commercial - Other |  | 10 | Commercial | 21-RSD-Restaurant–SitDown-PROC_OTH | 0 |  |  |  |  | 113.64 | 75 | 0 | 0 | 0 | 38.64 | 0 |  | kWh | 0 | 16.68 | Commercial |  | Annual | [5 empty] | 15 | 0.96 |  |  |  | 0 | 0 | 16 | 0 | 0 | 0 | 0 | 0 | 0 | 0 | 0 | 0 | 2006 Qtr 1: 0; 2006 Qtr 2: 0; 2006 Qtr 3: 0; 2006 Qtr 4: 0; 2007 Qtr 1: 0; 2007 Qtr 2: 0; 2007 Qtr 3: 16; 2007 Qtr 4: 0; 2008 Qtr 1: 0; 2008 Qtr 2: 0; 2008 Qtr 3: 0; 2008 Qtr 4: 0 | 16
0 | 234343-Steam Trap Replacement- Commercial - Other |  | 7 | Commercial | 21-RSD-Restaurant–SitDown-PROC_OTH | 0 |  |  |  |  | 113.64 | 75 | 0 | 0 | 0 | 38.64 | 0 |  | kWh | 0 | 16.68 | Commercial |  | Annual | [5 empty] | 15 | 0.96 |  |  |  | 0 | 0 | 23 | 0 | 0 | 0 | 0 | 0 | 0 | 0 | 0 | 0 | 2006 Qtr 1: 0; 2006 Qtr 2: 0; 2006 Qtr 3: 0; 2006 Qtr 4: 0; 2007 Qtr 1: 0; 2007 Qtr 2: 0; 2007 Qtr 3: 0; 2007 Qtr 4: 23; 2008 Qtr 1: 0; 2008 Qtr 2: 0; 2008 Qtr 3: 0; 2008 Qtr 4: 0 | 23
0 | 234331-Premium T8 with T12 40 Watt Baseline - Tr2 |  | System | Commercial | 01-ALC-AllCommercial-IntLight | 0 |  |  |  |  | 13.9591 | 9.8923 | 0 | 0 | 0 | 4.0668 | 31.1202 |  | kWh | 0.0096442 | -0.050965 | Commercial |  | Annual | [5 empty] | 11 | 0.96 |  |  |  | 0 | 0 | 12.7372 | 0 | 0 | 0 | 0 | 0 | 0 | 0 | 0 | 0 | 2006 Qtr 1: 0; 2006 Qtr 2: 0; 2006 Qtr 3: 0; 2006 Qtr 4: 0; 2007 Qtr 1: 0; 2007 Qtr 2: 0; 2007 Qtr 3: 0; 2007 Qtr 4: 12.7372; 2008 Qtr 1: 0; 2008 Qtr 2: 0; 2008 Qtr 3: 0; 2008 Qtr 4: 0 | 12.7372
0 | 234304-Lighting-Remove 4 Ft Lamp (De-Lamp) - Tr2 | COFL00AVDEL01 | System | Commercial | 01-ALC-AllCommercial-IntLight | 0 |  |  |  |  | 28.2538 | 12.3653 | 0 | 0 | 0 | 15.8885 | 100.2216 |  | kWh | 0.031059 | -0.16413 | Commercial |  | Annual | [5 empty] | 11 | 0.96 |  |  |  | 0 | 0 | 12.7372 | 0 | 0 | 0 | 0 | 0 | 0 | 0 | 0 | 0 | 2006 Qtr 1: 0; 2006 Qtr 2: 0; 2006 Qtr 3: 0; 2006 Qtr 4: 0; 2007 Qtr 1: 0; 2007 Qtr 2: 0; 2007 Qtr 3: 0; 2007 Qtr 4: 12.7372; 2008 Qtr 1: 0; 2008 Qtr 2: 0; 2008 Qtr 3: 0; 2008 Qtr 4: 0 | 12.7372
0 | 234307-Lighting-Remove 8 Ft Lamp (De-Lamp) - Tr2 | CRTL00AVDEL02 | System | Commercial | 01-ALC-AllCommercial-IntLight | 0 |  |  |  |  | 28.4684 | 16.4871 | 0 | 0 | 0 | 11.9813 | 165.4025 |  | kWh | 0.051259 | -0.27088 | Commercial |  | Annual | [5 empty] | 11 | 0.96 |  |  |  | 0 | 0 | 1.8196 | 0 | 0 | 0 | 0 | 0 | 0 | 0 | 0 | 0 | 2006 Qtr 1: 0; 2006 Qtr 2: 0; 2006 Qtr 3: 0; 2006 Qtr 4: 0; 2007 Qtr 1: 0; 2007 Qtr 2: 0; 2007 Qtr 3: 0; 2007 Qtr 4: 1.8196; 2008 Qtr 1: 0; 2008 Qtr 2: 0; 2008 Qtr 3: 0; 2008 Qtr 4: 0 | 1.8196
0 | 234295-Lighting-Occupancy Sensor-Wallbox Lghtng Snsr-Tr2 | CALC00AVOCC01 | System | Commercial | 01-ALC-AllCommercial-IntLight | 0 |  |  |  |  | 42.2833 | 30 | 0 | 0 | 0 | 12.2833 | 213.759 |  | kWh | 0.17617 | 0 | Commercial |  | Annual | [5 empty] | 8 | 0.96 |  |  |  | 0 | 0 | 1 | 0 | 0 | 0 | 0 | 0 | 0 | 0 | 0 | 0 | 2006 Qtr 1: 0; 2006 Qtr 2: 0; 2006 Qtr 3: 0; 2006 Qtr 4: 0; 2007 Qtr 1: 0; 2007 Qtr 2: 0; 2007 Qtr 3: 0; 2007 Qtr 4: 1; 2008 Qtr 1: 0; 2008 Qtr 2: 0; 2008 Qtr 3: 0; 2008 Qtr 4: 0 | 1
0 | 234343-Steam Trap Replacement- Commercial - Other |  | 7 | Commercial | 21-RSD-Restaurant–SitDown-PROC_OTH | 0 |  |  |  |  | 113.64 | 75 | 0 | 0 | 0 | 38.64 | 0 |  | kWh | 0 | 16.68 | Commercial |  | Annual | [5 empty] | 15 | 0.96 |  |  |  | 0 | 0 | 14 | 0 | 0 | 0 | 0 | 0 | 0 | 0 | 0 | 0 | 2006 Qtr 1: 0; 2006 Qtr 2: 0; 2006 Qtr 3: 0; 2006 Qtr 4: 0; 2007 Qtr 1: 0; 2007 Qtr 2: 0; 2007 Qtr 3: 14; 2007 Qtr 4: 0; 2008 Qtr 1: 0; 2008 Qtr 2: 0; 2008 Qtr 3: 0; 2008 Qtr 4: 0 | 14
0 | 234175-Food Service - Ice Machine Air-Cooled 201-300 |  | 10 | Commercial | 01-ALC-AllCommercial-Refrig | 0 |  |  |  |  | 312 | 600 | 0 | 0 | 0 | -288 | 2281.25 |  | kWh | 0.26042 | 0 | Commercial |  | Annual | [5 empty] | 12 | 0.96 |  |  |  | 0 | 0 | 1 | 0 | 0 | 0 | 0 | 0 | 0 | 0 | 0 | 0 | 2006 Qtr 1: 0; 2006 Qtr 2: 0; 2006 Qtr 3: 0; 2006 Qtr 4: 0; 2007 Qtr 1: 0; 2007 Qtr 2: 0; 2007 Qtr 3: 0; 2007 Qtr 4: 1; 2008 Qtr 1: 0; 2008 Qtr 2: 0; 2008 Qtr 3: 0; 2008 Qtr 4: 0 | 1
0 | 234343-Steam Trap Replacement- Commercial - Other |  | 7 | Commercial | 21-RSD-Restaurant–SitDown-PROC_OTH | 0 |  |  |  |  | 113.64 | 75 | 0 | 0 | 0 | 38.64 | 0 |  | kWh | 0 | 16.68 | Commercial |  | Annual | [5 empty] | 15 | 0.96 |  |  |  | 0 | 0 | 19 | 0 | 0 | 0 | 0 | 0 | 0 | 0 | 0 | 0 | 2006 Qtr 1: 0; 2006 Qtr 2: 0; 2006 Qtr 3: 0; 2006 Qtr 4: 0; 2007 Qtr 1: 0; 2007 Qtr 2: 0; 2007 Qtr 3: 19; 2007 Qtr 4: 0; 2008 Qtr 1: 0; 2008 Qtr 2: 0; 2008 Qtr 3: 0; 2008 Qtr 4: 0 | 19
0 | 234343-Steam Trap Replacement- Commercial - Other |  | 7 | Commercial | 21-RSD-Restaurant–SitDown-PROC_OTH | 0 |  |  |  |  | 113.64 | 75 | 0 | 0 | 0 | 38.64 | 0 |  | kWh | 0 | 16.68 | Commercial |  | Annual | [5 empty] | 15 | 0.96 |  |  |  | 0 | 0 | 22 | 0 | 0 | 0 | 0 | 0 | 0 | 0 | 0 | 0 | 2006 Qtr 1: 0; 2006 Qtr 2: 0; 2006 Qtr 3: 0; 2006 Qtr 4: 0; 2007 Qtr 1: 0; 2007 Qtr 2: 0; 2007 Qtr 3: 22; 2007 Qtr 4: 0; 2008 Qtr 1: 0; 2008 Qtr 2: 0; 2008 Qtr 3: 0; 2008 Qtr 4: 0 | 22
0 | 234343-Steam Trap Replacement- Commercial - Other |  | 7 | Commercial | 21-RSD-Restaurant–SitDown-PROC_OTH | 0 |  |  |  |  | 113.64 | 75 | 0 | 0 | 0 | 38.64 | 0 |  | kWh | 0 | 16.68 | Commercial |  | Annual | [5 empty] | 15 | 0.96 |  |  |  | 0 | 0 | 19 | 0 | 0 | 0 | 0 | 0 | 0 | 0 | 0 | 0 | 2006 Qtr 1: 0; 2006 Qtr 2: 0; 2006 Qtr 3: 0; 2006 Qtr 4: 0; 2007 Qtr 1: 0; 2007 Qtr 2: 0; 2007 Qtr 3: 19; 2007 Qtr 4: 0; 2008 Qtr 1: 0; 2008 Qtr 2: 0; 2008 Qtr 3: 0; 2008 Qtr 4: 0 | 19
0 | 234059-Motors - VFD - HVAC Fans (per Hp) |  | 7 | Commercial | 01-ALC-AllCommercial-Vent/Fan | 0 |  |  |  |  | 202 | 100 | 0 | 0 | 0 | 102 | 753 |  | kWh | 0 | 0 | Commercial |  | Annual | [5 empty] | 15 | 0.96 |  |  |  | 0 | 0 | 15 | 0 | 0 | 0 | 0 | 0 | 0 | 0 | 0 | 0 | 2006 Qtr 1: 0; 2006 Qtr 2: 0; 2006 Qtr 3: 0; 2006 Qtr 4: 0; 2007 Qtr 1: 0; 2007 Qtr 2: 0; 2007 Qtr 3: 0; 2007 Qtr 4: 15; 2008 Qtr 1: 0; 2008 Qtr 2: 0; 2008 Qtr 3: 0; 2008 Qtr 4: 0 | 15
0 | 234343-Steam Trap Replacement- Commercial - Other |  | 7 | Commercial | 21-RSD-Restaurant–SitDown-PROC_OTH | 0 |  |  |  |  | 113.64 | 75 | 0 | 0 | 0 | 38.64 | 0 |  | kWh | 0 | 16.68 | Commercial |  | Annual | [5 empty] | 15 | 0.96 |  |  |  | 0 | 0 | 19 | 0 | 0 | 0 | 0 | 0 | 0 | 0 | 0 | 0 | 2006 Qtr 1: 0; 2006 Qtr 2: 0; 2006 Qtr 3: 0; 2006 Qtr 4: 0; 2007 Qtr 1: 0; 2007 Qtr 2: 0; 2007 Qtr 3: 19; 2007 Qtr 4: 0; 2008 Qtr 1: 0; 2008 Qtr 2: 0; 2008 Qtr 3: 0; 2008 Qtr 4: 0 | 19
0 | 234343-Steam Trap Replacement- Commercial - Other |  | 7 | Commercial | 21-RSD-Restaurant–SitDown-PROC_OTH | 0 |  |  |  |  | 113.64 | 75 | 0 | 0 | 0 | 38.64 | 0 |  | kWh | 0 | 16.68 | Commercial |  | Annual | [5 empty] | 15 | 0.96 |  |  |  | 0 | 0 | 28 | 0 | 0 | 0 | 0 | 0 | 0 | 0 | 0 | 0 | 2006 Qtr 1: 0; 2006 Qtr 2: 0; 2006 Qtr 3: 0; 2006 Qtr 4: 0; 2007 Qtr 1: 0; 2007 Qtr 2: 0; 2007 Qtr 3: 28; 2007 Qtr 4: 0; 2008 Qtr 1: 0; 2008 Qtr 2: 0; 2008 Qtr 3: 0; 2008 Qtr 4: 0 | 28
0 | 234343-Steam Trap Replacement- Commercial - Other |  | 7 | Commercial | 21-RSD-Restaurant–SitDown-PROC_OTH | 0 |  |  |  |  | 113.64 | 75 | 0 | 0 | 0 | 38.64 | 0 |  | kWh | 0 | 16.68 | Commercial |  | Annual | [5 empty] | 15 | 0.96 |  |  |  | 0 | 0 | 23 | 0 | 0 | 0 | 0 | 0 | 0 | 0 | 0 | 0 | 2006 Qtr 1: 0; 2006 Qtr 2: 0; 2006 Qtr 3: 0; 2006 Qtr 4: 0; 2007 Qtr 1: 0; 2007 Qtr 2: 0; 2007 Qtr 3: 23; 2007 Qtr 4: 0; 2008 Qtr 1: 0; 2008 Qtr 2: 0; 2008 Qtr 3: 0; 2008 Qtr 4: 0 | 23
0 | 234332-Premium T8 with T12 40 Watt Baseline - Tr3 |  | 7 | Commercial | 14-MLI-Manufacturing–LightIndustry-LIGHT | 0 |  |  |  |  | 13.9591 | 7.1444 | 0 | 0 | 0 | 6.8147 | 28.1746 |  | kWh | 0.0087066 | -0.036427 | Commercial |  | Annual | [5 empty] | 11 | 0.96 |  |  |  | 0 | 0 | 94.6194 | 0 | 0 | 0 | 0 | 0 | 0 | 0 | 0 | 0 | 2006 Qtr 1: 0; 2006 Qtr 2: 0; 2006 Qtr 3: 0; 2006 Qtr 4: 0; 2007 Qtr 1: 0; 2007 Qtr 2: 0; 2007 Qtr 3: 0; 2007 Qtr 4: 94.6194; 2008 Qtr 1: 0; 2008 Qtr 2: 0; 2008 Qtr 3: 0; 2008 Qtr 4: 0 | 94.6194
0 | 234330-Premium T8 with T12 40 Watt Baseline - Tr1 |  | 7 | Commercial | 01-ALC-AllCommercial-IntLight | 0 |  |  |  |  | 13.9589 | 13.1897 | 0 | 0 | 0 | 0.76922 | 38.5499 |  | kWh | 0.01239 | -0.063133 | Commercial |  | Annual | [5 empty] | 11 | 0.96 |  |  |  | 0 | 0 | 41.8509 | 0 | 0 | 0 | 0 | 0 | 0 | 0 | 0 | 0 | 2006 Qtr 1: 0; 2006 Qtr 2: 0; 2006 Qtr 3: 0; 2006 Qtr 4: 0; 2007 Qtr 1: 0; 2007 Qtr 2: 0; 2007 Qtr 3: 0; 2007 Qtr 4: 41.8509; 2008 Qtr 1: 0; 2008 Qtr 2: 0; 2008 Qtr 3: 0; 2008 Qtr 4: 0 | 41.8509
0 | 234207-Lighting-8 Ft T-8 with Elec Ballast-Tr1 |  | 7 | Commercial | 01-ALC-AllCommercial-IntLight | 0 |  |  |  |  | 35.7163 | 21.9828 | 0 | 0 | 0 | 13.7335 | 31.9682 |  | kWh | 0.010275 | -0.052354 | Commercial |  | Annual | [5 empty] | 11 | 0.96 |  |  |  | 0 | 0 | 1.8196 | 0 | 0 | 0 | 0 | 0 | 0 | 0 | 0 | 0 | 2006 Qtr 1: 0; 2006 Qtr 2: 0; 2006 Qtr 3: 0; 2006 Qtr 4: 0; 2007 Qtr 1: 0; 2007 Qtr 2: 0; 2007 Qtr 3: 0; 2007 Qtr 4: 1.8196; 2008 Qtr 1: 0; 2008 Qtr 2: 0; 2008 Qtr 3: 0; 2008 Qtr 4: 0 | 1.8196
0 | 234330-Premium T8 with T12 40 Watt Baseline - Tr1 |  | 7 | Commercial | 01-ALC-AllCommercial-IntLight | 0 |  |  |  |  | 13.9589 | 13.1897 | 0 | 0 | 0 | 0.76922 | 65.4159 |  | kWh | 0.012906 | -0.10713 | Commercial |  | Annual | [5 empty] | 11 | 0.96 |  |  |  | 0 | 0 | 200.1565 | 0 | 0 | 0 | 0 | 0 | 0 | 0 | 0 | 0 | 2006 Qtr 1: 0; 2006 Qtr 2: 0; 2006 Qtr 3: 0; 2006 Qtr 4: 0; 2007 Qtr 1: 0; 2007 Qtr 2: 0; 2007 Qtr 3: 0; 2007 Qtr 4: 200.1565; 2008 Qtr 1: 0; 2008 Qtr 2: 0; 2008 Qtr 3: 0; 2008 Qtr 4: 0 | 200.1565
0 | 234330-Premium T8 with T12 40 Watt Baseline - Tr1 |  | 7 | Commercial | 14-MLI-Manufacturing–LightIndustry-LIGHT | 0 |  |  |  |  | 13.9589 | 13.1897 | 0 | 0 | 0 | 0.76922 | 30.1346 |  | kWh | 0.0093123 | -0.038961 | Commercial |  | Annual | [5 empty] | 11 | 0.96 |  |  |  | 0 | 0 | 178.3212 | 0 | 0 | 0 | 0 | 0 | 0 | 0 | 0 | 0 | 2006 Qtr 1: 0; 2006 Qtr 2: 0; 2006 Qtr 3: 0; 2006 Qtr 4: 0; 2007 Qtr 1: 0; 2007 Qtr 2: 0; 2007 Qtr 3: 0; 2007 Qtr 4: 178.3212; 2008 Qtr 1: 0; 2008 Qtr 2: 0; 2008 Qtr 3: 0; 2008 Qtr 4: 0 | 178.3212
0 | 234331-Premium T8 with T12 40 Watt Baseline - Tr2 |  | 10 | Commercial | 01-ALC-AllCommercial-IntLight | 0 |  |  |  |  | 13.9591 | 9.8923 | 0 | 0 | 0 | 4.0668 | 31.1202 |  | kWh | 0.0096442 | -0.050965 | Commercial |  | Annual | [5 empty] | 11 | 0.96 |  |  |  | 0 | 0 | 18.196 | 0 | 0 | 0 | 0 | 0 | 0 | 0 | 0 | 0 | 2006 Qtr 1: 0; 2006 Qtr 2: 0; 2006 Qtr 3: 0; 2006 Qtr 4: 0; 2007 Qtr 1: 0; 2007 Qtr 2: 0; 2007 Qtr 3: 0; 2007 Qtr 4: 18.196; 2008 Qtr 1: 0; 2008 Qtr 2: 0; 2008 Qtr 3: 0; 2008 Qtr 4: 0 | 18.196
0 | 234304-Lighting-Remove 4 Ft Lamp (De-Lamp) - Tr2 | COFL00AVDEL01 | 10 | Commercial | 01-ALC-AllCommercial-IntLight | 0 |  |  |  |  | 28.2538 | 12.3653 | 0 | 0 | 0 | 15.8885 | 100.2216 |  | kWh | 0.031059 | -0.16413 | Commercial |  | Annual | [5 empty] | 11 | 0.96 |  |  |  | 0 | 0 | 18.196 | 0 | 0 | 0 | 0 | 0 | 0 | 0 | 0 | 0 | 2006 Qtr 1: 0; 2006 Qtr 2: 0; 2006 Qtr 3: 0; 2006 Qtr 4: 0; 2007 Qtr 1: 0; 2007 Qtr 2: 0; 2007 Qtr 3: 0; 2007 Qtr 4: 18.196; 2008 Qtr 1: 0; 2008 Qtr 2: 0; 2008 Qtr 3: 0; 2008 Qtr 4: 0 | 18.196
0 | 234049-Lighting-LED Exit Sign New Sign | CALC00AVETS01 | 7 | Commercial | 02-ASM-Assembly-Exit | 0 |  |  |  |  | 65.3696 | 45 | 0 | 0 | 0 | 20.3696 | 351.311 |  | kWh | 0 | 0 | Commercial |  | Annual | [5 empty] | 16 | 0.96 |  |  |  | 0 | 0 | 1 | 0 | 0 | 0 | 0 | 0 | 0 | 0 | 0 | 0 | 2006 Qtr 1: 0; 2006 Qtr 2: 0; 2006 Qtr 3: 0; 2006 Qtr 4: 0; 2007 Qtr 1: 0; 2007 Qtr 2: 0; 2007 Qtr 3: 1; 2007 Qtr 4: 0; 2008 Qtr 1: 0; 2008 Qtr 2: 0; 2008 Qtr 3: 0; 2008 Qtr 4: 0 | 1
0 | 234331-Premium T8 with T12 40 Watt Baseline - Tr2 |  | 7 | Commercial | 01-ALC-AllCommercial-IntLight | 0 |  |  |  |  | 13.9591 | 9.8923 | 0 | 0 | 0 | 4.0668 | 39.8138 |  | kWh | 0.011619 | -0.065202 | Commercial |  | Annual | [5 empty] | 11 | 0.96 |  |  |  | 0 | 0 | 47.3097 | 0 | 0 | 0 | 0 | 0 | 0 | 0 | 0 | 0 | 2006 Qtr 1: 0; 2006 Qtr 2: 0; 2006 Qtr 3: 0; 2006 Qtr 4: 0; 2007 Qtr 1: 0; 2007 Qtr 2: 0; 2007 Qtr 3: 47.3097; 2007 Qtr 4: 0; 2008 Qtr 1: 0; 2008 Qtr 2: 0; 2008 Qtr 3: 0; 2008 Qtr 4: 0 | 47.3097
0 | 234304-Lighting-Remove 4 Ft Lamp (De-Lamp) - Tr2 | COFL00AVDEL01 | 7 | Commercial | 01-ALC-AllCommercial-IntLight | 0 |  |  |  |  | 28.2538 | 12.3653 | 0 | 0 | 0 | 15.8885 | 128.2193 |  | kWh | 0.037419 | -0.20998 | Commercial |  | Annual | [5 empty] | 11 | 0.96 |  |  |  | 0 | 0 | 32.7529 | 0 | 0 | 0 | 0 | 0 | 0 | 0 | 0 | 0 | 2006 Qtr 1: 0; 2006 Qtr 2: 0; 2006 Qtr 3: 0; 2006 Qtr 4: 0; 2007 Qtr 1: 0; 2007 Qtr 2: 0; 2007 Qtr 3: 32.7529; 2007 Qtr 4: 0; 2008 Qtr 1: 0; 2008 Qtr 2: 0; 2008 Qtr 3: 0; 2008 Qtr 4: 0 | 32.7529
0 | 234049-Lighting-LED Exit Sign New Sign | CALC00AVETS01 | 7 | Commercial | 02-ASM-Assembly-Exit | 0 |  |  |  |  | 65.3696 | 45 | 0 | 0 | 0 | 20.3696 | 351.311 |  | kWh | 0 | 0 | Commercial |  | Annual | [5 empty] | 16 | 0.96 |  |  |  | 0 | 0 | 1 | 0 | 0 | 0 | 0 | 0 | 0 | 0 | 0 | 0 | 2006 Qtr 1: 0; 2006 Qtr 2: 0; 2006 Qtr 3: 0; 2006 Qtr 4: 0; 2007 Qtr 1: 0; 2007 Qtr 2: 0; 2007 Qtr 3: 1; 2007 Qtr 4: 0; 2008 Qtr 1: 0; 2008 Qtr 2: 0; 2008 Qtr 3: 0; 2008 Qtr 4: 0 | 1
0 | 234330-Premium T8 with T12 40 Watt Baseline - Tr1 |  | 10 | Commercial | 21-RSD-Restaurant–SitDown-LIT_INT | 0 |  |  |  |  | 13.9589 | 13.1897 | 0 | 0 | 0 | 0.76922 | 49.6893 |  | kWh | 0.0099245 | -0.24127 | Commercial |  | Annual | [5 empty] | 11 | 0.96 |  |  |  | 0 | 0 | 38.2117 | 0 | 0 | 0 | 0 | 0 | 0 | 0 | 0 | 0 | 2006 Qtr 1: 0; 2006 Qtr 2: 0; 2006 Qtr 3: 0; 2006 Qtr 4: 0; 2007 Qtr 1: 0; 2007 Qtr 2: 0; 2007 Qtr 3: 0; 2007 Qtr 4: 38.2117; 2008 Qtr 1: 0; 2008 Qtr 2: 0; 2008 Qtr 3: 0; 2008 Qtr 4: 0 | 38.2117
0 | 234207-Lighting-8 Ft T-8 with Elec Ballast-Tr1 |  | 10 | Commercial | 21-RSD-Restaurant–SitDown-LIT_INT | 0 |  |  |  |  | 35.7163 | 21.9828 | 0 | 0 | 0 | 13.7335 | 41.2058 |  | kWh | 0.0082301 | -0.20008 | Commercial |  | Annual | [5 empty] | 11 | 0.96 |  |  |  | 0 | 0 | 20.0156 | 0 | 0 | 0 | 0 | 0 | 0 | 0 | 0 | 0 | 2006 Qtr 1: 0; 2006 Qtr 2: 0; 2006 Qtr 3: 0; 2006 Qtr 4: 0; 2007 Qtr 1: 0; 2007 Qtr 2: 0; 2007 Qtr 3: 0; 2007 Qtr 4: 20.0156; 2008 Qtr 1: 0; 2008 Qtr 2: 0; 2008 Qtr 3: 0; 2008 Qtr 4: 0 | 20.0156
0 | 234303-Lighting-Remove 4 Ft Lamp (De-Lamp) - Tr1 | COFL00AVDEL01 | 10 | Commercial | 21-RSD-Restaurant–SitDown-LIT_INT | 0 |  |  |  |  | 28.2518 | 16.4871 | 0 | 0 | 0 | 11.7647 | 165.2271 |  | kWh | 0.033001 | -0.80229 | Commercial |  | Annual | [5 empty] | 11 | 0.96 |  |  |  | 0 | 0 | 38.2117 | 0 | 0 | 0 | 0 | 0 | 0 | 0 | 0 | 0 | 2006 Qtr 1: 0; 2006 Qtr 2: 0; 2006 Qtr 3: 0; 2006 Qtr 4: 0; 2007 Qtr 1: 0; 2007 Qtr 2: 0; 2007 Qtr 3: 0; 2007 Qtr 4: 38.2117; 2008 Qtr 1: 0; 2008 Qtr 2: 0; 2008 Qtr 3: 0; 2008 Qtr 4: 0 | 38.2117
0 | 234331-Premium T8 with T12 40 Watt Baseline - Tr2 |  | 7 | Commercial | 01-ALC-AllCommercial-IntLight | 0 |  |  |  |  | 13.9591 | 9.8923 | 0 | 0 | 0 | 4.0668 | 39.8138 |  | kWh | 0.011619 | -0.065202 | Commercial |  | Annual | [5 empty] | 11 | 0.96 |  |  |  | 0 | 0 | 45.4901 | 0 | 0 | 0 | 0 | 0 | 0 | 0 | 0 | 0 | 2006 Qtr 1: 0; 2006 Qtr 2: 0; 2006 Qtr 3: 0; 2006 Qtr 4: 0; 2007 Qtr 1: 0; 2007 Qtr 2: 0; 2007 Qtr 3: 45.4901; 2007 Qtr 4: 0; 2008 Qtr 1: 0; 2008 Qtr 2: 0; 2008 Qtr 3: 0; 2008 Qtr 4: 0 | 45.4901
0 | 234304-Lighting-Remove 4 Ft Lamp (De-Lamp) - Tr2 | COFL00AVDEL01 | 7 | Commercial | 01-ALC-AllCommercial-IntLight | 0 |  |  |  |  | 28.2538 | 12.3653 | 0 | 0 | 0 | 15.8885 | 128.2193 |  | kWh | 0.037419 | -0.20998 | Commercial |  | Annual | [5 empty] | 11 | 0.96 |  |  |  | 0 | 0 | 38.2117 | 0 | 0 | 0 | 0 | 0 | 0 | 0 | 0 | 0 | 2006 Qtr 1: 0; 2006 Qtr 2: 0; 2006 Qtr 3: 0; 2006 Qtr 4: 0; 2007 Qtr 1: 0; 2007 Qtr 2: 0; 2007 Qtr 3: 38.2117; 2007 Qtr 4: 0; 2008 Qtr 1: 0; 2008 Qtr 2: 0; 2008 Qtr 3: 0; 2008 Qtr 4: 0 | 38.2117
0 | 234049-Lighting-LED Exit Sign New Sign | CALC00AVETS01 | 7 | Commercial | 02-ASM-Assembly-Exit | 0 |  |  |  |  | 65.3696 | 45 | 0 | 0 | 0 | 20.3696 | 351.311 |  | kWh | 0 | 0 | Commercial |  | Annual | [5 empty] | 16 | 0.96 |  |  |  | 0 | 0 | 1 | 0 | 0 | 0 | 0 | 0 | 0 | 0 | 0 | 0 | 2006 Qtr 1: 0; 2006 Qtr 2: 0; 2006 Qtr 3: 0; 2006 Qtr 4: 0; 2007 Qtr 1: 0; 2007 Qtr 2: 0; 2007 Qtr 3: 1; 2007 Qtr 4: 0; 2008 Qtr 1: 0; 2008 Qtr 2: 0; 2008 Qtr 3: 0; 2008 Qtr 4: 0 | 1
0 | 234331-Premium T8 with T12 40 Watt Baseline - Tr2 |  | 7 | Commercial | 01-ALC-AllCommercial-IntLight | 0 |  |  |  |  | 13.9591 | 9.8923 | 0 | 0 | 0 | 4.0668 | 39.8138 |  | kWh | 0.011619 | -0.065202 | Commercial |  | Annual | [5 empty] | 11 | 0.96 |  |  |  | 0 | 0 | 23.6549 | 0 | 0 | 0 | 0 | 0 | 0 | 0 | 0 | 0 | 2006 Qtr 1: 0; 2006 Qtr 2: 0; 2006 Qtr 3: 0; 2006 Qtr 4: 0; 2007 Qtr 1: 0; 2007 Qtr 2: 0; 2007 Qtr 3: 23.6549; 2007 Qtr 4: 0; 2008 Qtr 1: 0; 2008 Qtr 2: 0; 2008 Qtr 3: 0; 2008 Qtr 4: 0 | 23.6549
0 | 234304-Lighting-Remove 4 Ft Lamp (De-Lamp) - Tr2 | COFL00AVDEL01 | 7 | Commercial | 01-ALC-AllCommercial-IntLight | 0 |  |  |  |  | 28.2538 | 12.3653 | 0 | 0 | 0 | 15.8885 | 128.2193 |  | kWh | 0.037419 | -0.20998 | Commercial |  | Annual | [5 empty] | 11 | 0.96 |  |  |  | 0 | 0 | 19.1058 | 0 | 0 | 0 | 0 | 0 | 0 | 0 | 0 | 0 | 2006 Qtr 1: 0; 2006 Qtr 2: 0; 2006 Qtr 3: 0; 2006 Qtr 4: 0; 2007 Qtr 1: 0; 2007 Qtr 2: 0; 2007 Qtr 3: 19.1058; 2007 Qtr 4: 0; 2008 Qtr 1: 0; 2008 Qtr 2: 0; 2008 Qtr 3: 0; 2008 Qtr 4: 0 | 19.1058
0 | 234331-Premium T8 with T12 40 Watt Baseline - Tr2 |  | 7 | Commercial | 01-ALC-AllCommercial-IntLight | 0 |  |  |  |  | 13.9591 | 9.8923 | 0 | 0 | 0 | 4.0668 | 39.8138 |  | kWh | 0.011619 | -0.065202 | Commercial |  | Annual | [5 empty] | 11 | 0.96 |  |  |  | 0 | 0 | 9.098 | 0 | 0 | 0 | 0 | 0 | 0 | 0 | 0 | 0 | 2006 Qtr 1: 0; 2006 Qtr 2: 0; 2006 Qtr 3: 0; 2006 Qtr 4: 0; 2007 Qtr 1: 0; 2007 Qtr 2: 0; 2007 Qtr 3: 9.098; 2007 Qtr 4: 0; 2008 Qtr 1: 0; 2008 Qtr 2: 0; 2008 Qtr 3: 0; 2008 Qtr 4: 0 | 9.098
0 | 234304-Lighting-Remove 4 Ft Lamp (De-Lamp) - Tr2 | COFL00AVDEL01 | 7 | Commercial | 01-ALC-AllCommercial-IntLight | 0 |  |  |  |  | 28.2538 | 12.3653 | 0 | 0 | 0 | 15.8885 | 128.2193 |  | kWh | 0.037419 | -0.20998 | Commercial |  | Annual | [5 empty] | 11 | 0.96 |  |  |  | 0 | 0 | 9.098 | 0 | 0 | 0 | 0 | 0 | 0 | 0 | 0 | 0 | 2006 Qtr 1: 0; 2006 Qtr 2: 0; 2006 Qtr 3: 0; 2006 Qtr 4: 0; 2007 Qtr 1: 0; 2007 Qtr 2: 0; 2007 Qtr 3: 9.098; 2007 Qtr 4: 0; 2008 Qtr 1: 0; 2008 Qtr 2: 0; 2008 Qtr 3: 0; 2008 Qtr 4: 0 | 9.098
0 | 234126-Refrigeration - Efficient Evap Fan Motor Electronically Commutated Motor (ECM) | Averaged DEER Msrs | 7 | Commercial | 01-ALC-AllCommercial-Refrig | 0 |  |  |  |  | 6.7904 | 150 | 0 | 0 | 0 | -143.2096 | 116.369 |  | kWh | 0.015845 | -0.11528 | Commercial |  | Annual | [5 empty] | 15 | 0.96 |  |  |  | 0 | 0 | 2 | 0 | 0 | 0 | 0 | 0 | 0 | 0 | 0 | 0 | 2006 Qtr 1: 0; 2006 Qtr 2: 0; 2006 Qtr 3: 0; 2006 Qtr 4: 0; 2007 Qtr 1: 0; 2007 Qtr 2: 0; 2007 Qtr 3: 0; 2007 Qtr 4: 2; 2008 Qtr 1: 0; 2008 Qtr 2: 0; 2008 Qtr 3: 0; 2008 Qtr 4: 0 | 2
0 | 234126-Refrigeration - Efficient Evap Fan Motor Electronically Commutated Motor (ECM) | Averaged DEER Msrs | 10 | Commercial | 01-ALC-AllCommercial-Refrig | 0 |  |  |  |  | 6.7904 | 150 | 0 | 0 | 0 | -143.2096 | 116.369 |  | kWh | 0.015845 | -0.11528 | Commercial |  | Annual | [5 empty] | 15 | 0.96 |  |  |  | 0 | 0 | 9 | 0 | 0 | 0 | 0 | 0 | 0 | 0 | 0 | 0 | 2006 Qtr 1: 0; 2006 Qtr 2: 0; 2006 Qtr 3: 0; 2006 Qtr 4: 0; 2007 Qtr 1: 0; 2007 Qtr 2: 0; 2007 Qtr 3: 0; 2007 Qtr 4: 9; 2008 Qtr 1: 0; 2008 Qtr 2: 0; 2008 Qtr 3: 0; 2008 Qtr 4: 0 | 9
0 | 234126-Refrigeration - Efficient Evap Fan Motor Electronically Commutated Motor (ECM) | Averaged DEER Msrs | 10 | Commercial | 01-ALC-AllCommercial-Refrig | 0 |  |  |  |  | 6.7904 | 150 | 0 | 0 | 0 | -143.2096 | 116.369 |  | kWh | 0.015845 | -0.11528 | Commercial |  | Annual | [5 empty] | 15 | 0.96 |  |  |  | 0 | 0 | 3 | 0 | 0 | 0 | 0 | 0 | 0 | 0 | 0 | 0 | 2006 Qtr 1: 0; 2006 Qtr 2: 0; 2006 Qtr 3: 0; 2006 Qtr 4: 0; 2007 Qtr 1: 0; 2007 Qtr 2: 0; 2007 Qtr 3: 0; 2007 Qtr 4: 3; 2008 Qtr 1: 0; 2008 Qtr 2: 0; 2008 Qtr 3: 0; 2008 Qtr 4: 0 | 3
0 | 234303-Lighting-Remove 4 Ft Lamp (De-Lamp) - Tr1 | COFL00AVDEL01 | 7 | Commercial | 01-ALC-AllCommercial-IntLight | 0 |  |  |  |  | 28.2518 | 16.4871 | 0 | 0 | 0 | 11.7647 | 100.2216 |  | kWh | 0.031059 | -0.16413 | Commercial |  | Annual | [5 empty] | 11 | 0.96 |  |  |  | 0 | 0 | 25.4745 | 0 | 0 | 0 | 0 | 0 | 0 | 0 | 0 | 0 | 2006 Qtr 1: 0; 2006 Qtr 2: 0; 2006 Qtr 3: 0; 2006 Qtr 4: 0; 2007 Qtr 1: 0; 2007 Qtr 2: 0; 2007 Qtr 3: 0; 2007 Qtr 4: 25.4745; 2008 Qtr 1: 0; 2008 Qtr 2: 0; 2008 Qtr 3: 0; 2008 Qtr 4: 0 | 25.4745
0 | 234330-Premium T8 with T12 40 Watt Baseline - Tr1 |  | 7 | Commercial | 01-ALC-AllCommercial-IntLight | 0 |  |  |  |  | 13.9589 | 13.1897 | 0 | 0 | 0 | 0.76922 | 30.14 |  | kWh | 0.0093405 | -0.04936 | Commercial |  | Annual | [5 empty] | 11 | 0.96 |  |  |  | 0 | 0 | 96.439 | 0 | 0 | 0 | 0 | 0 | 0 | 0 | 0 | 0 | 2006 Qtr 1: 0; 2006 Qtr 2: 0; 2006 Qtr 3: 0; 2006 Qtr 4: 0; 2007 Qtr 1: 0; 2007 Qtr 2: 0; 2007 Qtr 3: 0; 2007 Qtr 4: 96.439; 2008 Qtr 1: 0; 2008 Qtr 2: 0; 2008 Qtr 3: 0; 2008 Qtr 4: 0 | 96.439
0 | 234331-Premium T8 with T12 40 Watt Baseline - Tr2 |  | System | Commercial | 01-ALC-AllCommercial-IntLight | 0 |  |  |  |  | 13.9591 | 9.8923 | 0 | 0 | 0 | 4.0668 | 17.3182 |  | kWh | 0.0040066 | -0.028362 | Commercial |  | Annual | [5 empty] | 11 | 0.96 |  |  |  | 0 | 0 | 29.1137 | 0 | 0 | 0 | 0 | 0 | 0 | 0 | 0 | 0 | 2006 Qtr 1: 0; 2006 Qtr 2: 0; 2006 Qtr 3: 0; 2006 Qtr 4: 0; 2007 Qtr 1: 0; 2007 Qtr 2: 0; 2007 Qtr 3: 0; 2007 Qtr 4: 29.1137; 2008 Qtr 1: 0; 2008 Qtr 2: 0; 2008 Qtr 3: 0; 2008 Qtr 4: 0 | 29.1137
0 | 234304-Lighting-Remove 4 Ft Lamp (De-Lamp) - Tr2 | COFL00AVDEL01 | System | Commercial | 01-ALC-AllCommercial-IntLight | 0 |  |  |  |  | 28.2538 | 12.3653 | 0 | 0 | 0 | 15.8885 | 55.7729 |  | kWh | 0.012903 | -0.091338 | Commercial |  | Annual | [5 empty] | 11 | 0.96 |  |  |  | 0 | 0 | 29.1137 | 0 | 0 | 0 | 0 | 0 | 0 | 0 | 0 | 0 | 2006 Qtr 1: 0; 2006 Qtr 2: 0; 2006 Qtr 3: 0; 2006 Qtr 4: 0; 2007 Qtr 1: 0; 2007 Qtr 2: 0; 2007 Qtr 3: 0; 2007 Qtr 4: 29.1137; 2008 Qtr 1: 0; 2008 Qtr 2: 0; 2008 Qtr 3: 0; 2008 Qtr 4: 0 | 29.1137
0 | 234295-Lighting-Occupancy Sensor-Wallbox Lghtng Snsr-Tr2 | CALC00AVOCC01 | System | Commercial | 01-ALC-AllCommercial-IntLight | 0 |  |  |  |  | 42.2833 | 30 | 0 | 0 | 0 | 12.2833 | 213.759 |  | kWh | 0.17617 | 0 | Commercial |  | Annual | [5 empty] | 8 | 0.96 |  |  |  | 0 | 0 | 1 | 0 | 0 | 0 | 0 | 0 | 0 | 0 | 0 | 0 | 2006 Qtr 1: 0; 2006 Qtr 2: 0; 2006 Qtr 3: 0; 2006 Qtr 4: 0; 2007 Qtr 1: 0; 2007 Qtr 2: 0; 2007 Qtr 3: 0; 2007 Qtr 4: 1; 2008 Qtr 1: 0; 2008 Qtr 2: 0; 2008 Qtr 3: 0; 2008 Qtr 4: 0 | 1
0 | 234330-Premium T8 with T12 40 Watt Baseline - Tr1 |  | 7 | Commercial | 01-ALC-AllCommercial-IntLight | 0 |  |  |  |  | 13.9589 | 13.1897 | 0 | 0 | 0 | 0.76922 | 65.4159 |  | kWh | 0.012906 | -0.10713 | Commercial |  | Annual | [5 empty] | 11 | 0.96 |  |  |  | 0 | 0 | 34.5725 | 0 | 0 | 0 | 0 | 0 | 0 | 0 | 0 | 0 | 2006 Qtr 1: 0; 2006 Qtr 2: 0; 2006 Qtr 3: 0; 2006 Qtr 4: 0; 2007 Qtr 1: 0; 2007 Qtr 2: 0; 2007 Qtr 3: 0; 2007 Qtr 4: 34.5725; 2008 Qtr 1: 0; 2008 Qtr 2: 0; 2008 Qtr 3: 0; 2008 Qtr 4: 0 | 34.5725
0 | 234303-Lighting-Remove 4 Ft Lamp (De-Lamp) - Tr1 | COFL00AVDEL01 | 7 | Commercial | 01-ALC-AllCommercial-IntLight | 0 |  |  |  |  | 28.2518 | 16.4871 | 0 | 0 | 0 | 11.7647 | 217.5212 |  | kWh | 0.042914 | -0.35623 | Commercial |  | Annual | [5 empty] | 11 | 0.96 |  |  |  | 0 | 0 | 34.5725 | 0 | 0 | 0 | 0 | 0 | 0 | 0 | 0 | 0 | 2006 Qtr 1: 0; 2006 Qtr 2: 0; 2006 Qtr 3: 0; 2006 Qtr 4: 0; 2007 Qtr 1: 0; 2007 Qtr 2: 0; 2007 Qtr 3: 0; 2007 Qtr 4: 34.5725; 2008 Qtr 1: 0; 2008 Qtr 2: 0; 2008 Qtr 3: 0; 2008 Qtr 4: 0 | 34.5725
0 | 234330-Premium T8 with T12 40 Watt Baseline - Tr1 |  | System | Commercial | 01-ALC-AllCommercial-IntLight | 0 |  |  |  |  | 13.9589 | 13.1897 | 0 | 0 | 0 | 0.76922 | 16.7728 |  | kWh | 0.0038804 | -0.027468 | Commercial |  | Annual | [5 empty] | 11 | 0.96 |  |  |  | 0 | 0 | 196.5173 | 0 | 0 | 0 | 0 | 0 | 0 | 0 | 0 | 0 | 2006 Qtr 1: 0; 2006 Qtr 2: 0; 2006 Qtr 3: 0; 2006 Qtr 4: 0; 2007 Qtr 1: 0; 2007 Qtr 2: 0; 2007 Qtr 3: 0; 2007 Qtr 4: 196.5173; 2008 Qtr 1: 0; 2008 Qtr 2: 0; 2008 Qtr 3: 0; 2008 Qtr 4: 0 | 196.5173
0 | 234303-Lighting-Remove 4 Ft Lamp (De-Lamp) - Tr1 | COFL00AVDEL01 | System | Commercial | 01-ALC-AllCommercial-IntLight | 0 |  |  |  |  | 28.2518 | 16.4871 | 0 | 0 | 0 | 11.7647 | 55.7729 |  | kWh | 0.012903 | -0.091338 | Commercial |  | Annual | [5 empty] | 11 | 0.96 |  |  |  | 0 | 0 | 83.7018 | 0 | 0 | 0 | 0 | 0 | 0 | 0 | 0 | 0 | 2006 Qtr 1: 0; 2006 Qtr 2: 0; 2006 Qtr 3: 0; 2006 Qtr 4: 0; 2007 Qtr 1: 0; 2007 Qtr 2: 0; 2007 Qtr 3: 0; 2007 Qtr 4: 83.7018; 2008 Qtr 1: 0; 2008 Qtr 2: 0; 2008 Qtr 3: 0; 2008 Qtr 4: 0 | 83.7018
0 | 234330-Premium T8 with T12 40 Watt Baseline - Tr1 |  | System | Commercial | 01-ALC-AllCommercial-IntLight | 0 |  |  |  |  | 13.9589 | 13.1897 | 0 | 0 | 0 | 0.76922 | 34.727 |  | kWh | 0.010491 | -0.056872 | Commercial |  | Annual | [5 empty] | 11 | 0.96 |  |  |  | 0 | 0 | 127.3723 | 0 | 0 | 0 | 0 | 0 | 0 | 0 | 0 | 0 | 2006 Qtr 1: 0; 2006 Qtr 2: 0; 2006 Qtr 3: 0; 2006 Qtr 4: 0; 2007 Qtr 1: 0; 2007 Qtr 2: 0; 2007 Qtr 3: 0; 2007 Qtr 4: 127.3723; 2008 Qtr 1: 0; 2008 Qtr 2: 0; 2008 Qtr 3: 0; 2008 Qtr 4: 0 | 127.3723
0 | 234303-Lighting-Remove 4 Ft Lamp (De-Lamp) - Tr1 | COFL00AVDEL01 | System | Commercial | 01-ALC-AllCommercial-IntLight | 0 |  |  |  |  | 28.2518 | 16.4871 | 0 | 0 | 0 | 11.7647 | 115.4744 |  | kWh | 0.034885 | -0.18911 | Commercial |  | Annual | [5 empty] | 11 | 0.96 |  |  |  | 0 | 0 | 81.8822 | 0 | 0 | 0 | 0 | 0 | 0 | 0 | 0 | 0 | 2006 Qtr 1: 0; 2006 Qtr 2: 0; 2006 Qtr 3: 0; 2006 Qtr 4: 0; 2007 Qtr 1: 0; 2007 Qtr 2: 0; 2007 Qtr 3: 0; 2007 Qtr 4: 81.8822; 2008 Qtr 1: 0; 2008 Qtr 2: 0; 2008 Qtr 3: 0; 2008 Qtr 4: 0 | 81.8822
0 | 234330-Premium T8 with T12 40 Watt Baseline - Tr1 |  | 10 | Commercial | 01-ALC-AllCommercial-IntLight | 0 |  |  |  |  | 13.9589 | 13.1897 | 0 | 0 | 0 | 0.76922 | 16.7728 |  | kWh | 0.0038804 | -0.027468 | Commercial |  | Annual | [5 empty] | 11 | 0.96 |  |  |  | 0 | 0 | 367.5601 | 0 | 0 | 0 | 0 | 0 | 0 | 0 | 0 | 0 | 2006 Qtr 1: 0; 2006 Qtr 2: 0; 2006 Qtr 3: 0; 2006 Qtr 4: 0; 2007 Qtr 1: 0; 2007 Qtr 2: 0; 2007 Qtr 3: 0; 2007 Qtr 4: 367.5601; 2008 Qtr 1: 0; 2008 Qtr 2: 0; 2008 Qtr 3: 0; 2008 Qtr 4: 0 | 367.5601
0 | 234303-Lighting-Remove 4 Ft Lamp (De-Lamp) - Tr1 | COFL00AVDEL01 | 10 | Commercial | 01-ALC-AllCommercial-IntLight | 0 |  |  |  |  | 28.2518 | 16.4871 | 0 | 0 | 0 | 11.7647 | 55.7729 |  | kWh | 0.012903 | -0.091338 | Commercial |  | Annual | [5 empty] | 11 | 0.96 |  |  |  | 0 | 0 | 145.5683 | 0 | 0 | 0 | 0 | 0 | 0 | 0 | 0 | 0 | 2006 Qtr 1: 0; 2006 Qtr 2: 0; 2006 Qtr 3: 0; 2006 Qtr 4: 0; 2007 Qtr 1: 0; 2007 Qtr 2: 0; 2007 Qtr 3: 0; 2007 Qtr 4: 145.5683; 2008 Qtr 1: 0; 2008 Qtr 2: 0; 2008 Qtr 3: 0; 2008 Qtr 4: 0 | 145.5683
0 | 234330-Premium T8 with T12 40 Watt Baseline - Tr1 |  | System | Commercial | 01-ALC-AllCommercial-IntLight | 0 |  |  |  |  | 13.9589 | 13.1897 | 0 | 0 | 0 | 0.76922 | 65.4159 |  | kWh | 0.012906 | -0.10713 | Commercial |  | Annual | [5 empty] | 11 | 0.96 |  |  |  | 0 | 0 | 50.9489 | 0 | 0 | 0 | 0 | 0 | 0 | 0 | 0 | 0 | 2006 Qtr 1: 0; 2006 Qtr 2: 0; 2006 Qtr 3: 0; 2006 Qtr 4: 0; 2007 Qtr 1: 0; 2007 Qtr 2: 0; 2007 Qtr 3: 0; 2007 Qtr 4: 50.9489; 2008 Qtr 1: 0; 2008 Qtr 2: 0; 2008 Qtr 3: 0; 2008 Qtr 4: 0 | 50.9489
0 | 234303-Lighting-Remove 4 Ft Lamp (De-Lamp) - Tr1 | COFL00AVDEL01 | System | Commercial | 01-ALC-AllCommercial-IntLight | 0 |  |  |  |  | 28.2518 | 16.4871 | 0 | 0 | 0 | 11.7647 | 217.5212 |  | kWh | 0.042914 | -0.35623 | Commercial |  | Annual | [5 empty] | 11 | 0.96 |  |  |  | 0 | 0 | 50.9489 | 0 | 0 | 0 | 0 | 0 | 0 | 0 | 0 | 0 | 2006 Qtr 1: 0; 2006 Qtr 2: 0; 2006 Qtr 3: 0; 2006 Qtr 4: 0; 2007 Qtr 1: 0; 2007 Qtr 2: 0; 2007 Qtr 3: 0; 2007 Qtr 4: 50.9489; 2008 Qtr 1: 0; 2008 Qtr 2: 0; 2008 Qtr 3: 0; 2008 Qtr 4: 0 | 50.9489
0 | 234126-Refrigeration - Efficient Evap Fan Motor Electronically Commutated Motor (ECM) | Averaged DEER Msrs | 7 | Commercial | 01-ALC-AllCommercial-Refrig | 0 |  |  |  |  | 6.7904 | 150 | 0 | 0 | 0 | -143.2096 | 116.369 |  | kWh | 0.015845 | -0.11528 | Commercial |  | Annual | [5 empty] | 15 | 0.96 |  |  |  | 0 | 0 | 5 | 0 | 0 | 0 | 0 | 0 | 0 | 0 | 0 | 0 | 2006 Qtr 1: 0; 2006 Qtr 2: 0; 2006 Qtr 3: 0; 2006 Qtr 4: 0; 2007 Qtr 1: 0; 2007 Qtr 2: 0; 2007 Qtr 3: 0; 2007 Qtr 4: 5; 2008 Qtr 1: 0; 2008 Qtr 2: 0; 2008 Qtr 3: 0; 2008 Qtr 4: 0 | 5
0 | 234330-Premium T8 with T12 40 Watt Baseline - Tr1 |  | 7 | Commercial | 18-OFS-Office–Small-IntLight | 0 |  |  |  |  | 13.9589 | 13.1897 | 0 | 0 | 0 | 0.76922 | 31.525 |  | kWh | 0.0094564 | -0.009168 | Commercial |  | Annual | [5 empty] | 11 | 0.96 |  |  |  | 0 | 0 | 32.7529 | 0 | 0 | 0 | 0 | 0 | 0 | 0 | 0 | 0 | 2006 Qtr 1: 0; 2006 Qtr 2: 0; 2006 Qtr 3: 0; 2006 Qtr 4: 0; 2007 Qtr 1: 0; 2007 Qtr 2: 0; 2007 Qtr 3: 0; 2007 Qtr 4: 32.7529; 2008 Qtr 1: 0; 2008 Qtr 2: 0; 2008 Qtr 3: 0; 2008 Qtr 4: 0 | 32.7529
0 | 234330-Premium T8 with T12 40 Watt Baseline - Tr1 |  | 10 | Commercial | 01-ALC-AllCommercial-IntLight | 0 |  |  |  |  | 13.9589 | 13.1897 | 0 | 0 | 0 | 0.76922 | 34.727 |  | kWh | 0.010491 | -0.056872 | Commercial |  | Annual | [5 empty] | 11 | 0.96 |  |  |  | 0 | 0 | 57.3175 | 0 | 0 | 0 | 0 | 0 | 0 | 0 | 0 | 0 | 2006 Qtr 1: 0; 2006 Qtr 2: 0; 2006 Qtr 3: 0; 2006 Qtr 4: 0; 2007 Qtr 1: 0; 2007 Qtr 2: 0; 2007 Qtr 3: 0; 2007 Qtr 4: 57.3175; 2008 Qtr 1: 0; 2008 Qtr 2: 0; 2008 Qtr 3: 0; 2008 Qtr 4: 0 | 57.3175
0 | 234330-Premium T8 with T12 40 Watt Baseline - Tr1 |  | 7 | Commercial | 01-ALC-AllCommercial-IntLight | 0 |  |  |  |  | 13.9589 | 13.1897 | 0 | 0 | 0 | 0.76922 | 27.8282 |  | kWh | 0.0094846 | -0.045574 | Commercial |  | Annual | [5 empty] | 11 | 0.96 |  |  |  | 0 | 0 | 549.5205 | 0 | 0 | 0 | 0 | 0 | 0 | 0 | 0 | 0 | 2006 Qtr 1: 0; 2006 Qtr 2: 0; 2006 Qtr 3: 0; 2006 Qtr 4: 0; 2007 Qtr 1: 0; 2007 Qtr 2: 0; 2007 Qtr 3: 549.5205; 2007 Qtr 4: 0; 2008 Qtr 1: 0; 2008 Qtr 2: 0; 2008 Qtr 3: 0; 2008 Qtr 4: 0 | 549.5205
0 | 234303-Lighting-Remove 4 Ft Lamp (De-Lamp) - Tr1 | COFL00AVDEL01 | 7 | Commercial | 01-ALC-AllCommercial-IntLight | 0 |  |  |  |  | 28.2518 | 16.4871 | 0 | 0 | 0 | 11.7647 | 92.5345 |  | kWh | 0.031538 | -0.15154 | Commercial |  | Annual | [5 empty] | 11 | 0.96 |  |  |  | 0 | 0 | 434.8854 | 0 | 0 | 0 | 0 | 0 | 0 | 0 | 0 | 0 | 2006 Qtr 1: 0; 2006 Qtr 2: 0; 2006 Qtr 3: 0; 2006 Qtr 4: 0; 2007 Qtr 1: 0; 2007 Qtr 2: 0; 2007 Qtr 3: 434.8854; 2007 Qtr 4: 0; 2008 Qtr 1: 0; 2008 Qtr 2: 0; 2008 Qtr 3: 0; 2008 Qtr 4: 0 | 434.8854
0 | 234343-Steam Trap Replacement- Commercial - Other |  | 7 | Commercial | 21-RSD-Restaurant–SitDown-PROC_OTH | 0 |  |  |  |  | 113.64 | 75 | 0 | 0 | 0 | 38.64 | 0 |  | kWh | 0 | 16.68 | Commercial |  | Annual | [5 empty] | 15 | 0.96 |  |  |  | 0 | 0 | 15 | 0 | 0 | 0 | 0 | 0 | 0 | 0 | 0 | 0 | 2006 Qtr 1: 0; 2006 Qtr 2: 0; 2006 Qtr 3: 0; 2006 Qtr 4: 0; 2007 Qtr 1: 0; 2007 Qtr 2: 0; 2007 Qtr 3: 0; 2007 Qtr 4: 15; 2008 Qtr 1: 0; 2008 Qtr 2: 0; 2008 Qtr 3: 0; 2008 Qtr 4: 0 | 15
0 | 234343-Steam Trap Replacement- Commercial - Other |  | 7 | Commercial | 21-RSD-Restaurant–SitDown-PROC_OTH | 0 |  |  |  |  | 113.64 | 75 | 0 | 0 | 0 | 38.64 | 0 |  | kWh | 0 | 16.68 | Commercial |  | Annual | [5 empty] | 15 | 0.96 |  |  |  | 0 | 0 | 12 | 0 | 0 | 0 | 0 | 0 | 0 | 0 | 0 | 0 | 2006 Qtr 1: 0; 2006 Qtr 2: 0; 2006 Qtr 3: 0; 2006 Qtr 4: 0; 2007 Qtr 1: 0; 2007 Qtr 2: 0; 2007 Qtr 3: 0; 2007 Qtr 4: 12; 2008 Qtr 1: 0; 2008 Qtr 2: 0; 2008 Qtr 3: 0; 2008 Qtr 4: 0 | 12
0 | 234330-Premium T8 with T12 40 Watt Baseline - Tr1 |  | 7 | Commercial | 01-ALC-AllCommercial-IntLight | 0 |  |  |  |  | 13.9589 | 13.1897 | 0 | 0 | 0 | 0.76922 | 34.727 |  | kWh | 0.010491 | -0.056872 | Commercial |  | Annual | [5 empty] | 11 | 0.96 |  |  |  | 0 | 0 | 36.3921 | 0 | 0 | 0 | 0 | 0 | 0 | 0 | 0 | 0 | 2006 Qtr 1: 0; 2006 Qtr 2: 0; 2006 Qtr 3: 0; 2006 Qtr 4: 0; 2007 Qtr 1: 0; 2007 Qtr 2: 0; 2007 Qtr 3: 36.3921; 2007 Qtr 4: 0; 2008 Qtr 1: 0; 2008 Qtr 2: 0; 2008 Qtr 3: 0; 2008 Qtr 4: 0 | 36.3921
0 | 234303-Lighting-Remove 4 Ft Lamp (De-Lamp) - Tr1 | COFL00AVDEL01 | 7 | Commercial | 01-ALC-AllCommercial-IntLight | 0 |  |  |  |  | 28.2518 | 16.4871 | 0 | 0 | 0 | 11.7647 | 115.4744 |  | kWh | 0.034885 | -0.18911 | Commercial |  | Annual | [5 empty] | 11 | 0.96 |  |  |  | 0 | 0 | 36.3921 | 0 | 0 | 0 | 0 | 0 | 0 | 0 | 0 | 0 | 2006 Qtr 1: 0; 2006 Qtr 2: 0; 2006 Qtr 3: 0; 2006 Qtr 4: 0; 2007 Qtr 1: 0; 2007 Qtr 2: 0; 2007 Qtr 3: 36.3921; 2007 Qtr 4: 0; 2008 Qtr 1: 0; 2008 Qtr 2: 0; 2008 Qtr 3: 0; 2008 Qtr 4: 0 | 36.3921
0 | 234343-Steam Trap Replacement- Commercial - Other |  | 7 | Commercial | 21-RSD-Restaurant–SitDown-PROC_OTH | 0 |  |  |  |  | 113.64 | 75 | 0 | 0 | 0 | 38.64 | 0 |  | kWh | 0 | 16.68 | Commercial |  | Annual | [5 empty] | 15 | 0.96 |  |  |  | 0 | 0 | 15 | 0 | 0 | 0 | 0 | 0 | 0 | 0 | 0 | 0 | 2006 Qtr 1: 0; 2006 Qtr 2: 0; 2006 Qtr 3: 0; 2006 Qtr 4: 0; 2007 Qtr 1: 0; 2007 Qtr 2: 0; 2007 Qtr 3: 0; 2007 Qtr 4: 15; 2008 Qtr 1: 0; 2008 Qtr 2: 0; 2008 Qtr 3: 0; 2008 Qtr 4: 0 | 15
0 | 234343-Steam Trap Replacement- Commercial - Other |  | 7 | Commercial | 21-RSD-Restaurant–SitDown-PROC_OTH | 0 |  |  |  |  | 113.64 | 75 | 0 | 0 | 0 | 38.64 | 0 |  | kWh | 0 | 16.68 | Commercial |  | Annual | [5 empty] | 15 | 0.96 |  |  |  | 0 | 0 | 14 | 0 | 0 | 0 | 0 | 0 | 0 | 0 | 0 | 0 | 2006 Qtr 1: 0; 2006 Qtr 2: 0; 2006 Qtr 3: 0; 2006 Qtr 4: 0; 2007 Qtr 1: 0; 2007 Qtr 2: 0; 2007 Qtr 3: 0; 2007 Qtr 4: 14; 2008 Qtr 1: 0; 2008 Qtr 2: 0; 2008 Qtr 3: 0; 2008 Qtr 4: 0 | 14
0 | 234330-Premium T8 with T12 40 Watt Baseline - Tr1 |  | 10 | Commercial | 01-ALC-AllCommercial-IntLight | 0 |  |  |  |  | 13.9589 | 13.1897 | 0 | 0 | 0 | 0.76922 | 34.727 |  | kWh | 0.010491 | -0.056872 | Commercial |  | Annual | [5 empty] | 11 | 0.96 |  |  |  | 0 | 0 | 196.5173 | 0 | 0 | 0 | 0 | 0 | 0 | 0 | 0 | 0 | 2006 Qtr 1: 0; 2006 Qtr 2: 0; 2006 Qtr 3: 0; 2006 Qtr 4: 0; 2007 Qtr 1: 0; 2007 Qtr 2: 0; 2007 Qtr 3: 0; 2007 Qtr 4: 196.5173; 2008 Qtr 1: 0; 2008 Qtr 2: 0; 2008 Qtr 3: 0; 2008 Qtr 4: 0 | 196.5173
0 | 234207-Lighting-8 Ft T-8 with Elec Ballast-Tr1 |  | 7 | Commercial | 01-ALC-AllCommercial-IntLight | 0 |  |  |  |  | 35.7163 | 21.9828 | 0 | 0 | 0 | 13.7335 | 54.2473 |  | kWh | 0.010702 | -0.08884 | Commercial |  | Annual | [5 empty] | 11 | 0.96 |  |  |  | 0 | 0 | 12.7372 | 0 | 0 | 0 | 0 | 0 | 0 | 0 | 0 | 0 | 2006 Qtr 1: 0; 2006 Qtr 2: 0; 2006 Qtr 3: 0; 2006 Qtr 4: 0; 2007 Qtr 1: 0; 2007 Qtr 2: 0; 2007 Qtr 3: 12.7372; 2007 Qtr 4: 0; 2008 Qtr 1: 0; 2008 Qtr 2: 0; 2008 Qtr 3: 0; 2008 Qtr 4: 0 | 12.7372
0 | 234330-Premium T8 with T12 40 Watt Baseline - Tr1 |  | 10 | Commercial | 01-ALC-AllCommercial-IntLight | 0 |  |  |  |  | 13.9589 | 13.1897 | 0 | 0 | 0 | 0.76922 | 16.7728 |  | kWh | 0.0038804 | -0.027468 | Commercial |  | Annual | [5 empty] | 11 | 0.96 |  |  |  | 0 | 0 | 272.9406 | 0 | 0 | 0 | 0 | 0 | 0 | 0 | 0 | 0 | 2006 Qtr 1: 0; 2006 Qtr 2: 0; 2006 Qtr 3: 0; 2006 Qtr 4: 0; 2007 Qtr 1: 0; 2007 Qtr 2: 0; 2007 Qtr 3: 0; 2007 Qtr 4: 272.9406; 2008 Qtr 1: 0; 2008 Qtr 2: 0; 2008 Qtr 3: 0; 2008 Qtr 4: 0 | 272.9406
0 | 234303-Lighting-Remove 4 Ft Lamp (De-Lamp) - Tr1 | COFL00AVDEL01 | 10 | Commercial | 01-ALC-AllCommercial-IntLight | 0 |  |  |  |  | 28.2518 | 16.4871 | 0 | 0 | 0 | 11.7647 | 55.7729 |  | kWh | 0.012903 | -0.091338 | Commercial |  | Annual | [5 empty] | 11 | 0.96 |  |  |  | 0 | 0 | 127.3723 | 0 | 0 | 0 | 0 | 0 | 0 | 0 | 0 | 0 | 2006 Qtr 1: 0; 2006 Qtr 2: 0; 2006 Qtr 3: 0; 2006 Qtr 4: 0; 2007 Qtr 1: 0; 2007 Qtr 2: 0; 2007 Qtr 3: 0; 2007 Qtr 4: 127.3723; 2008 Qtr 1: 0; 2008 Qtr 2: 0; 2008 Qtr 3: 0; 2008 Qtr 4: 0 | 127.3723
0 | 234330-Premium T8 with T12 40 Watt Baseline - Tr1 |  | System | Commercial | 01-ALC-AllCommercial-IntLight | 0 |  |  |  |  | 13.9589 | 13.1897 | 0 | 0 | 0 | 0.76922 | 16.7728 |  | kWh | 0.0038804 | -0.027468 | Commercial |  | Annual | [5 empty] | 11 | 0.96 |  |  |  | 0 | 0 | 58.2273 | 0 | 0 | 0 | 0 | 0 | 0 | 0 | 0 | 0 | 2006 Qtr 1: 0; 2006 Qtr 2: 0; 2006 Qtr 3: 0; 2006 Qtr 4: 0; 2007 Qtr 1: 0; 2007 Qtr 2: 0; 2007 Qtr 3: 0; 2007 Qtr 4: 58.2273; 2008 Qtr 1: 0; 2008 Qtr 2: 0; 2008 Qtr 3: 0; 2008 Qtr 4: 0 | 58.2273
0 | 234303-Lighting-Remove 4 Ft Lamp (De-Lamp) - Tr1 | COFL00AVDEL01 | System | Commercial | 01-ALC-AllCommercial-IntLight | 0 |  |  |  |  | 28.2518 | 16.4871 | 0 | 0 | 0 | 11.7647 | 55.7729 |  | kWh | 0.012903 | -0.091338 | Commercial |  | Annual | [5 empty] | 11 | 0.96 |  |  |  | 0 | 0 | 58.2273 | 0 | 0 | 0 | 0 | 0 | 0 | 0 | 0 | 0 | 2006 Qtr 1: 0; 2006 Qtr 2: 0; 2006 Qtr 3: 0; 2006 Qtr 4: 0; 2007 Qtr 1: 0; 2007 Qtr 2: 0; 2007 Qtr 3: 0; 2007 Qtr 4: 58.2273; 2008 Qtr 1: 0; 2008 Qtr 2: 0; 2008 Qtr 3: 0; 2008 Qtr 4: 0 | 58.2273
0 | 234330-Premium T8 with T12 40 Watt Baseline - Tr1 |  | System | Commercial | 01-ALC-AllCommercial-IntLight | 0 |  |  |  |  | 13.9589 | 13.1897 | 0 | 0 | 0 | 0.76922 | 16.7728 |  | kWh | 0.0038804 | -0.027468 | Commercial |  | Annual | [5 empty] | 11 | 0.96 |  |  |  | 0 | 0 | 207.4349 | 0 | 0 | 0 | 0 | 0 | 0 | 0 | 0 | 0 | 2006 Qtr 1: 0; 2006 Qtr 2: 0; 2006 Qtr 3: 0; 2006 Qtr 4: 0; 2007 Qtr 1: 0; 2007 Qtr 2: 0; 2007 Qtr 3: 0; 2007 Qtr 4: 207.4349; 2008 Qtr 1: 0; 2008 Qtr 2: 0; 2008 Qtr 3: 0; 2008 Qtr 4: 0 | 207.4349
0 | 234303-Lighting-Remove 4 Ft Lamp (De-Lamp) - Tr1 | COFL00AVDEL01 | System | Commercial | 01-ALC-AllCommercial-IntLight | 0 |  |  |  |  | 28.2518 | 16.4871 | 0 | 0 | 0 | 11.7647 | 55.7729 |  | kWh | 0.012903 | -0.091338 | Commercial |  | Annual | [5 empty] | 11 | 0.96 |  |  |  | 0 | 0 | 207.4349 | 0 | 0 | 0 | 0 | 0 | 0 | 0 | 0 | 0 | 2006 Qtr 1: 0; 2006 Qtr 2: 0; 2006 Qtr 3: 0; 2006 Qtr 4: 0; 2007 Qtr 1: 0; 2007 Qtr 2: 0; 2007 Qtr 3: 0; 2007 Qtr 4: 207.4349; 2008 Qtr 1: 0; 2008 Qtr 2: 0; 2008 Qtr 3: 0; 2008 Qtr 4: 0 | 207.4349
0 | 234049-Lighting-LED Exit Sign New Sign | CALC00AVETS01 | System | Commercial | 02-ASM-Assembly-Exit | 0 |  |  |  |  | 65.3696 | 45 | 0 | 0 | 0 | 20.3696 | 351.311 |  | kWh | 0 | 0 | Commercial |  | Annual | [5 empty] | 16 | 0.96 |  |  |  | 0 | 0 | 12 | 0 | 0 | 0 | 0 | 0 | 0 | 0 | 0 | 0 | 2006 Qtr 1: 0; 2006 Qtr 2: 0; 2006 Qtr 3: 0; 2006 Qtr 4: 0; 2007 Qtr 1: 0; 2007 Qtr 2: 0; 2007 Qtr 3: 0; 2007 Qtr 4: 12; 2008 Qtr 1: 0; 2008 Qtr 2: 0; 2008 Qtr 3: 0; 2008 Qtr 4: 0 | 12
0 | 234343-Steam Trap Replacement- Commercial - Other |  | 7 | Commercial | 14-MLI-Manufacturing–LightIndustry-PROC_OTH | 0 |  |  |  |  | 113.64 | 75 | 0 | 0 | 0 | 38.64 | 0 |  | kWh | 0 | 16.68 | Commercial |  | Annual | [5 empty] | 15 | 0.96 |  |  |  | 0 | 0 | 15 | 0 | 0 | 0 | 0 | 0 | 0 | 0 | 0 | 0 | 2006 Qtr 1: 0; 2006 Qtr 2: 0; 2006 Qtr 3: 0; 2006 Qtr 4: 0; 2007 Qtr 1: 0; 2007 Qtr 2: 0; 2007 Qtr 3: 0; 2007 Qtr 4: 15; 2008 Qtr 1: 0; 2008 Qtr 2: 0; 2008 Qtr 3: 0; 2008 Qtr 4: 0 | 15
0 | 234343-Steam Trap Replacement- Commercial - Other |  | 7 | Commercial | 14-MLI-Manufacturing–LightIndustry-PROC_OTH | 0 |  |  |  |  | 113.64 | 75 | 0 | 0 | 0 | 38.64 | 0 |  | kWh | 0 | 16.68 | Commercial |  | Annual | [5 empty] | 15 | 0.96 |  |  |  | 0 | 0 | 18 | 0 | 0 | 0 | 0 | 0 | 0 | 0 | 0 | 0 | 2006 Qtr 1: 0; 2006 Qtr 2: 0; 2006 Qtr 3: 0; 2006 Qtr 4: 0; 2007 Qtr 1: 0; 2007 Qtr 2: 0; 2007 Qtr 3: 0; 2007 Qtr 4: 18; 2008 Qtr 1: 0; 2008 Qtr 2: 0; 2008 Qtr 3: 0; 2008 Qtr 4: 0 | 18
0 | 234343-Steam Trap Replacement- Commercial - Other |  | 7 | Commercial | 21-RSD-Restaurant–SitDown-PROC_OTH | 0 |  |  |  |  | 113.64 | 75 | 0 | 0 | 0 | 38.64 | 0 |  | kWh | 0 | 16.68 | Commercial |  | Annual | [5 empty] | 15 | 0.96 |  |  |  | 0 | 0 | 13 | 0 | 0 | 0 | 0 | 0 | 0 | 0 | 0 | 0 | 2006 Qtr 1: 0; 2006 Qtr 2: 0; 2006 Qtr 3: 0; 2006 Qtr 4: 0; 2007 Qtr 1: 0; 2007 Qtr 2: 0; 2007 Qtr 3: 0; 2007 Qtr 4: 13; 2008 Qtr 1: 0; 2008 Qtr 2: 0; 2008 Qtr 3: 0; 2008 Qtr 4: 0 | 13
0 | 234343-Steam Trap Replacement- Commercial - Other |  | 10 | Commercial | 21-RSD-Restaurant–SitDown-PROC_OTH | 0 |  |  |  |  | 113.64 | 75 | 0 | 0 | 0 | 38.64 | 0 |  | kWh | 0 | 16.68 | Commercial |  | Annual | [5 empty] | 15 | 0.96 |  |  |  | 0 | 0 | 22 | 0 | 0 | 0 | 0 | 0 | 0 | 0 | 0 | 0 | 2006 Qtr 1: 0; 2006 Qtr 2: 0; 2006 Qtr 3: 0; 2006 Qtr 4: 0; 2007 Qtr 1: 0; 2007 Qtr 2: 0; 2007 Qtr 3: 0; 2007 Qtr 4: 22; 2008 Qtr 1: 0; 2008 Qtr 2: 0; 2008 Qtr 3: 0; 2008 Qtr 4: 0 | 22
0 | 234332-Premium T8 with T12 40 Watt Baseline - Tr3 |  | 7 | Commercial | 01-ALC-AllCommercial-IntLight | 0 |  |  |  |  | 13.9591 | 7.1444 | 0 | 0 | 0 | 6.8147 | 32.4684 |  | kWh | 0.0098088 | -0.053173 | Commercial |  | Annual | [5 empty] | 11 | 0.96 |  |  |  | 0 | 0 | 25.4745 | 0 | 0 | 0 | 0 | 0 | 0 | 0 | 0 | 0 | 2006 Qtr 1: 0; 2006 Qtr 2: 0; 2006 Qtr 3: 0; 2006 Qtr 4: 0; 2007 Qtr 1: 0; 2007 Qtr 2: 0; 2007 Qtr 3: 0; 2007 Qtr 4: 25.4745; 2008 Qtr 1: 0; 2008 Qtr 2: 0; 2008 Qtr 3: 0; 2008 Qtr 4: 0 | 25.4745
0 | 234330-Premium T8 with T12 40 Watt Baseline - Tr1 |  | 7 | Commercial | 14-MLI-Manufacturing–LightIndustry-LIGHT | 0 |  |  |  |  | 13.9589 | 13.1897 | 0 | 0 | 0 | 0.76922 | 30.1346 |  | kWh | 0.0093123 | -0.038961 | Commercial |  | Annual | [5 empty] | 11 | 0.96 |  |  |  | 0 | 0 | 36.3921 | 0 | 0 | 0 | 0 | 0 | 0 | 0 | 0 | 0 | 2006 Qtr 1: 0; 2006 Qtr 2: 0; 2006 Qtr 3: 0; 2006 Qtr 4: 0; 2007 Qtr 1: 0; 2007 Qtr 2: 0; 2007 Qtr 3: 0; 2007 Qtr 4: 36.3921; 2008 Qtr 1: 0; 2008 Qtr 2: 0; 2008 Qtr 3: 0; 2008 Qtr 4: 0 | 36.3921
0 | 234331-Premium T8 with T12 40 Watt Baseline - Tr2 |  | 7 | Commercial | 18-OFS-Office–Small-IntLight | 0 |  |  |  |  | 13.9591 | 9.8923 | 0 | 0 | 0 | 4.0668 | 32.5502 |  | kWh | 0.009764 | -0.0094661 | Commercial |  | Annual | [5 empty] | 11 | 0.96 |  |  |  | 0 | 0 | 43.6705 | 0 | 0 | 0 | 0 | 0 | 0 | 0 | 0 | 0 | 2006 Qtr 1: 0; 2006 Qtr 2: 0; 2006 Qtr 3: 0; 2006 Qtr 4: 0; 2007 Qtr 1: 0; 2007 Qtr 2: 0; 2007 Qtr 3: 0; 2007 Qtr 4: 43.6705; 2008 Qtr 1: 0; 2008 Qtr 2: 0; 2008 Qtr 3: 0; 2008 Qtr 4: 0 | 43.6705
0 | 234330-Premium T8 with T12 40 Watt Baseline - Tr1 |  | 7 | Commercial | 14-MLI-Manufacturing–LightIndustry-LIGHT | 0 |  |  |  |  | 13.9589 | 13.1897 | 0 | 0 | 0 | 0.76922 | 30.1346 |  | kWh | 0.0093123 | -0.038961 | Commercial |  | Annual | [5 empty] | 11 | 0.96 |  |  |  | 0 | 0 | 58.2273 | 0 | 0 | 0 | 0 | 0 | 0 | 0 | 0 | 0 | 2006 Qtr 1: 0; 2006 Qtr 2: 0; 2006 Qtr 3: 0; 2006 Qtr 4: 0; 2007 Qtr 1: 0; 2007 Qtr 2: 0; 2007 Qtr 3: 0; 2007 Qtr 4: 58.2273; 2008 Qtr 1: 0; 2008 Qtr 2: 0; 2008 Qtr 3: 0; 2008 Qtr 4: 0 | 58.2273
0 | 234331-Premium T8 with T12 40 Watt Baseline - Tr2 |  | 7 | Commercial | 01-ALC-AllCommercial-IntLight | 0 |  |  |  |  | 13.9591 | 9.8923 | 0 | 0 | 0 | 4.0668 | 35.8564 |  | kWh | 0.010832 | -0.058721 | Commercial |  | Annual | [5 empty] | 11 | 0.96 |  |  |  | 0 | 0 | 25.4745 | 0 | 0 | 0 | 0 | 0 | 0 | 0 | 0 | 0 | 2006 Qtr 1: 0; 2006 Qtr 2: 0; 2006 Qtr 3: 0; 2006 Qtr 4: 0; 2007 Qtr 1: 0; 2007 Qtr 2: 0; 2007 Qtr 3: 0; 2007 Qtr 4: 25.4745; 2008 Qtr 1: 0; 2008 Qtr 2: 0; 2008 Qtr 3: 0; 2008 Qtr 4: 0 | 25.4745
0 | 234331-Premium T8 with T12 40 Watt Baseline - Tr2 |  | 7 | Commercial | 01-ALC-AllCommercial-IntLight | 0 |  |  |  |  | 13.9591 | 9.8923 | 0 | 0 | 0 | 4.0668 | 35.8564 |  | kWh | 0.010832 | -0.058721 | Commercial |  | Annual | [5 empty] | 11 | 0.96 |  |  |  | 0 | 0 | 3.6392 | 0 | 0 | 0 | 0 | 0 | 0 | 0 | 0 | 0 | 2006 Qtr 1: 0; 2006 Qtr 2: 0; 2006 Qtr 3: 0; 2006 Qtr 4: 0; 2007 Qtr 1: 0; 2007 Qtr 2: 0; 2007 Qtr 3: 0; 2007 Qtr 4: 3.6392; 2008 Qtr 1: 0; 2008 Qtr 2: 0; 2008 Qtr 3: 0; 2008 Qtr 4: 0 | 3.6392
0 | 234307-Lighting-Remove 8 Ft Lamp (De-Lamp) - Tr2 | CRTL00AVDEL02 | 7 | Commercial | 01-ALC-AllCommercial-IntLight | 0 |  |  |  |  | 28.4684 | 16.4871 | 0 | 0 | 0 | 11.9813 | 190.5751 |  | kWh | 0.057573 | -0.3121 | Commercial |  | Annual | [5 empty] | 11 | 0.96 |  |  |  | 0 | 0 | 3.6392 | 0 | 0 | 0 | 0 | 0 | 0 | 0 | 0 | 0 | 2006 Qtr 1: 0; 2006 Qtr 2: 0; 2006 Qtr 3: 0; 2006 Qtr 4: 0; 2007 Qtr 1: 0; 2007 Qtr 2: 0; 2007 Qtr 3: 0; 2007 Qtr 4: 3.6392; 2008 Qtr 1: 0; 2008 Qtr 2: 0; 2008 Qtr 3: 0; 2008 Qtr 4: 0 | 3.6392
0 | 234331-Premium T8 with T12 40 Watt Baseline - Tr2 |  | 7 | Commercial | 01-ALC-AllCommercial-IntLight | 0 |  |  |  |  | 13.9591 | 9.8923 | 0 | 0 | 0 | 4.0668 | 31.1202 |  | kWh | 0.0096442 | -0.050965 | Commercial |  | Annual | [5 empty] | 11 | 0.96 |  |  |  | 0 | 0 | 58.2273 | 0 | 0 | 0 | 0 | 0 | 0 | 0 | 0 | 0 | 2006 Qtr 1: 0; 2006 Qtr 2: 0; 2006 Qtr 3: 0; 2006 Qtr 4: 0; 2007 Qtr 1: 0; 2007 Qtr 2: 0; 2007 Qtr 3: 0; 2007 Qtr 4: 58.2273; 2008 Qtr 1: 0; 2008 Qtr 2: 0; 2008 Qtr 3: 0; 2008 Qtr 4: 0 | 58.2273
0 | 234330-Premium T8 with T12 40 Watt Baseline - Tr1 |  | 7 | Commercial | 14-MLI-Manufacturing–LightIndustry-LIGHT | 0 |  |  |  |  | 13.9589 | 13.1897 | 0 | 0 | 0 | 0.76922 | 30.1346 |  | kWh | 0.0093123 | -0.038961 | Commercial |  | Annual | [5 empty] | 11 | 0.96 |  |  |  | 0 | 0 | 105.5371 | 0 | 0 | 0 | 0 | 0 | 0 | 0 | 0 | 0 | 2006 Qtr 1: 0; 2006 Qtr 2: 0; 2006 Qtr 3: 0; 2006 Qtr 4: 0; 2007 Qtr 1: 0; 2007 Qtr 2: 0; 2007 Qtr 3: 0; 2007 Qtr 4: 105.5371; 2008 Qtr 1: 0; 2008 Qtr 2: 0; 2008 Qtr 3: 0; 2008 Qtr 4: 0 | 105.5371
0 | 234331-Premium T8 with T12 40 Watt Baseline - Tr2 |  | 7 | Commercial | 01-ALC-AllCommercial-IntLight | 0 |  |  |  |  | 13.9591 | 9.8923 | 0 | 0 | 0 | 4.0668 | 35.8564 |  | kWh | 0.010832 | -0.058721 | Commercial |  | Annual | [5 empty] | 11 | 0.96 |  |  |  | 0 | 0 | 32.7529 | 0 | 0 | 0 | 0 | 0 | 0 | 0 | 0 | 0 | 2006 Qtr 1: 0; 2006 Qtr 2: 0; 2006 Qtr 3: 0; 2006 Qtr 4: 0; 2007 Qtr 1: 0; 2007 Qtr 2: 0; 2007 Qtr 3: 0; 2007 Qtr 4: 32.7529; 2008 Qtr 1: 0; 2008 Qtr 2: 0; 2008 Qtr 3: 0; 2008 Qtr 4: 0 | 32.7529
0 | 234330-Premium T8 with T12 40 Watt Baseline - Tr1 |  | 7 | Commercial | 01-ALC-AllCommercial-IntLight | 0 |  |  |  |  | 13.9589 | 13.1897 | 0 | 0 | 0 | 0.76922 | 16.7728 |  | kWh | 0.0038804 | -0.027468 | Commercial |  | Annual | [5 empty] | 11 | 0.96 |  |  |  | 0 | 0 | 50.9489 | 0 | 0 | 0 | 0 | 0 | 0 | 0 | 0 | 0 | 2006 Qtr 1: 0; 2006 Qtr 2: 0; 2006 Qtr 3: 0; 2006 Qtr 4: 0; 2007 Qtr 1: 0; 2007 Qtr 2: 0; 2007 Qtr 3: 0; 2007 Qtr 4: 50.9489; 2008 Qtr 1: 0; 2008 Qtr 2: 0; 2008 Qtr 3: 0; 2008 Qtr 4: 0 | 50.9489
0 | 234049-Lighting-LED Exit Sign New Sign | CALC00AVETS01 | 7 | Commercial | 02-ASM-Assembly-Exit | 0 |  |  |  |  | 65.3696 | 45 | 0 | 0 | 0 | 20.3696 | 351.311 |  | kWh | 0 | 0 | Commercial |  | Annual | [5 empty] | 16 | 0.96 |  |  |  | 0 | 0 | 7 | 0 | 0 | 0 | 0 | 0 | 0 | 0 | 0 | 0 | 2006 Qtr 1: 0; 2006 Qtr 2: 0; 2006 Qtr 3: 0; 2006 Qtr 4: 0; 2007 Qtr 1: 0; 2007 Qtr 2: 0; 2007 Qtr 3: 0; 2007 Qtr 4: 7; 2008 Qtr 1: 0; 2008 Qtr 2: 0; 2008 Qtr 3: 0; 2008 Qtr 4: 0 | 7
0 | 234330-Premium T8 with T12 40 Watt Baseline - Tr1 |  | 7 | Commercial | 01-ALC-AllCommercial-IntLight | 0 |  |  |  |  | 13.9589 | 13.1897 | 0 | 0 | 0 | 0.76922 | 38.5499 |  | kWh | 0.01239 | -0.063133 | Commercial |  | Annual | [5 empty] | 11 | 0.96 |  |  |  | 0 | 0 | 129.1919 | 0 | 0 | 0 | 0 | 0 | 0 | 0 | 0 | 0 | 2006 Qtr 1: 0; 2006 Qtr 2: 0; 2006 Qtr 3: 0; 2006 Qtr 4: 0; 2007 Qtr 1: 0; 2007 Qtr 2: 0; 2007 Qtr 3: 0; 2007 Qtr 4: 129.1919; 2008 Qtr 1: 0; 2008 Qtr 2: 0; 2008 Qtr 3: 0; 2008 Qtr 4: 0 | 129.1919
0 | 234332-Premium T8 with T12 40 Watt Baseline - Tr3 |  | 7 | Commercial | 14-MLI-Manufacturing–LightIndustry-LIGHT | 0 |  |  |  |  | 13.9591 | 7.1444 | 0 | 0 | 0 | 6.8147 | 28.1746 |  | kWh | 0.0087066 | -0.036427 | Commercial |  | Annual | [5 empty] | 11 | 0.96 |  |  |  | 0 | 0 | 200.1565 | 0 | 0 | 0 | 0 | 0 | 0 | 0 | 0 | 0 | 2006 Qtr 1: 0; 2006 Qtr 2: 0; 2006 Qtr 3: 0; 2006 Qtr 4: 0; 2007 Qtr 1: 0; 2007 Qtr 2: 0; 2007 Qtr 3: 0; 2007 Qtr 4: 200.1565; 2008 Qtr 1: 0; 2008 Qtr 2: 0; 2008 Qtr 3: 0; 2008 Qtr 4: 0 | 200.1565
0 | 234084-Refrigeration -Cooler/Freezer Door Gaskets - Solid Doors: Cooler |  | 7 | Commercial | 01-ALC-AllCommercial-Refrig | 0 |  |  |  |  | 4 | 4 | 0 | 0 | 0 | 0 | 104.55 |  | kWh | 0.01195 | 0 | Commercial |  | Annual | [5 empty] | 4 | 0.96 |  |  |  | 0 | 0 | 33 | 0 | 0 | 0 | 0 | 0 | 0 | 0 | 0 | 0 | 2006 Qtr 1: 0; 2006 Qtr 2: 0; 2006 Qtr 3: 0; 2006 Qtr 4: 0; 2007 Qtr 1: 0; 2007 Qtr 2: 0; 2007 Qtr 3: 0; 2007 Qtr 4: 33; 2008 Qtr 1: 0; 2008 Qtr 2: 0; 2008 Qtr 3: 0; 2008 Qtr 4: 0 | 33
0 | 234116-Refrigeration -Cooler/Freezer Door Gaskets - Solid Doors: Freezer |  | 7 | Commercial | 01-ALC-AllCommercial-Refrig | 0 |  |  |  |  | 4 | 4 | 0 | 0 | 0 | 0 | 104.55 |  | kWh | 0.01195 | 0 | Commercial |  | Annual | [5 empty] | 4 | 0.96 |  |  |  | 0 | 0 | 13 | 0 | 0 | 0 | 0 | 0 | 0 | 0 | 0 | 0 | 2006 Qtr 1: 0; 2006 Qtr 2: 0; 2006 Qtr 3: 0; 2006 Qtr 4: 0; 2007 Qtr 1: 0; 2007 Qtr 2: 0; 2007 Qtr 3: 0; 2007 Qtr 4: 13; 2008 Qtr 1: 0; 2008 Qtr 2: 0; 2008 Qtr 3: 0; 2008 Qtr 4: 0 | 13
0 | 234330-Premium T8 with T12 40 Watt Baseline - Tr1 |  | 7 | Commercial | 01-ALC-AllCommercial-IntLight | 0 |  |  |  |  | 13.9589 | 13.1897 | 0 | 0 | 0 | 0.76922 | 30.14 |  | kWh | 0.0093405 | -0.04936 | Commercial |  | Annual | [5 empty] | 11 | 0.96 |  |  |  | 0 | 0 | 40.0313 | 0 | 0 | 0 | 0 | 0 | 0 | 0 | 0 | 0 | 2006 Qtr 1: 0; 2006 Qtr 2: 0; 2006 Qtr 3: 0; 2006 Qtr 4: 0; 2007 Qtr 1: 0; 2007 Qtr 2: 0; 2007 Qtr 3: 0; 2007 Qtr 4: 40.0313; 2008 Qtr 1: 0; 2008 Qtr 2: 0; 2008 Qtr 3: 0; 2008 Qtr 4: 0 | 40.0313
0 | 234330-Premium T8 with T12 40 Watt Baseline - Tr1 |  | 7 | Commercial | 01-ALC-AllCommercial-IntLight | 0 |  |  |  |  | 13.9589 | 13.1897 | 0 | 0 | 0 | 0.76922 | 34.727 |  | kWh | 0.010491 | -0.056872 | Commercial |  | Annual | [5 empty] | 11 | 0.96 |  |  |  | 0 | 0 | 36.3921 | 0 | 0 | 0 | 0 | 0 | 0 | 0 | 0 | 0 | 2006 Qtr 1: 0; 2006 Qtr 2: 0; 2006 Qtr 3: 0; 2006 Qtr 4: 0; 2007 Qtr 1: 0; 2007 Qtr 2: 0; 2007 Qtr 3: 0; 2007 Qtr 4: 36.3921; 2008 Qtr 1: 0; 2008 Qtr 2: 0; 2008 Qtr 3: 0; 2008 Qtr 4: 0 | 36.3921
0 | 234174-Food Service - Ice Machine Air-Cooled 101-200 |  | 7 | Commercial | 01-ALC-AllCommercial-Refrig | 0 |  |  |  |  | 296 | 600 | 0 | 0 | 0 | -304 | 3613.5 |  | kWh | 0.4125 | 0 | Commercial |  | Annual | [5 empty] | 12 | 0.96 |  |  |  | 0 | 0 | 1 | 0 | 0 | 0 | 0 | 0 | 0 | 0 | 0 | 0 | 2006 Qtr 1: 0; 2006 Qtr 2: 0; 2006 Qtr 3: 0; 2006 Qtr 4: 0; 2007 Qtr 1: 0; 2007 Qtr 2: 0; 2007 Qtr 3: 0; 2007 Qtr 4: 1; 2008 Qtr 1: 0; 2008 Qtr 2: 0; 2008 Qtr 3: 0; 2008 Qtr 4: 0 | 1
0 | 234330-Premium T8 with T12 40 Watt Baseline - Tr1 |  | 10 | Commercial | 14-MLI-Manufacturing–LightIndustry-LIGHT | 0 |  |  |  |  | 13.9589 | 13.1897 | 0 | 0 | 0 | 0.76922 | 30.5262 |  | kWh | 0.0093078 | -0.046284 | Commercial |  | Annual | [5 empty] | 11 | 0.96 |  |  |  | 0 | 0 | 592.2812 | 0 | 0 | 0 | 0 | 0 | 0 | 0 | 0 | 0 | 2006 Qtr 1: 0; 2006 Qtr 2: 0; 2006 Qtr 3: 0; 2006 Qtr 4: 0; 2007 Qtr 1: 0; 2007 Qtr 2: 0; 2007 Qtr 3: 0; 2007 Qtr 4: 592.2812; 2008 Qtr 1: 0; 2008 Qtr 2: 0; 2008 Qtr 3: 0; 2008 Qtr 4: 0 | 592.2812
0 | 234207-Lighting-8 Ft T-8 with Elec Ballast-Tr1 |  | 10 | Commercial | 14-MLI-Manufacturing–LightIndustry-LIGHT | 0 |  |  |  |  | 35.7163 | 21.9828 | 0 | 0 | 0 | 13.7335 | 25.3144 |  | kWh | 0.0077187 | -0.038382 | Commercial |  | Annual | [5 empty] | 11 | 0.96 |  |  |  | 0 | 0 | 56.4077 | 0 | 0 | 0 | 0 | 0 | 0 | 0 | 0 | 0 | 2006 Qtr 1: 0; 2006 Qtr 2: 0; 2006 Qtr 3: 0; 2006 Qtr 4: 0; 2007 Qtr 1: 0; 2007 Qtr 2: 0; 2007 Qtr 3: 0; 2007 Qtr 4: 56.4077; 2008 Qtr 1: 0; 2008 Qtr 2: 0; 2008 Qtr 3: 0; 2008 Qtr 4: 0 | 56.4077
0 | 234330-Premium T8 with T12 40 Watt Baseline - Tr1 |  | 10 | Commercial | 01-ALC-AllCommercial-IntLight | 0 |  |  |  |  | 13.9589 | 13.1897 | 0 | 0 | 0 | 0.76922 | 38.5499 |  | kWh | 0.01239 | -0.063133 | Commercial |  | Annual | [5 empty] | 11 | 0.96 |  |  |  | 0 | 0 | 94.6194 | 0 | 0 | 0 | 0 | 0 | 0 | 0 | 0 | 0 | 2006 Qtr 1: 0; 2006 Qtr 2: 0; 2006 Qtr 3: 0; 2006 Qtr 4: 0; 2007 Qtr 1: 0; 2007 Qtr 2: 0; 2007 Qtr 3: 0; 2007 Qtr 4: 94.6194; 2008 Qtr 1: 0; 2008 Qtr 2: 0; 2008 Qtr 3: 0; 2008 Qtr 4: 0 | 94.6194
0 | 234049-Lighting-LED Exit Sign New Sign | CALC00AVETS01 | 10 | Commercial | 02-ASM-Assembly-Exit | 0 |  |  |  |  | 65.3696 | 45 | 0 | 0 | 0 | 20.3696 | 351.311 |  | kWh | 0 | 0 | Commercial |  | Annual | [5 empty] | 16 | 0.96 |  |  |  | 0 | 0 | 2 | 0 | 0 | 0 | 0 | 0 | 0 | 0 | 0 | 0 | 2006 Qtr 1: 0; 2006 Qtr 2: 0; 2006 Qtr 3: 0; 2006 Qtr 4: 0; 2007 Qtr 1: 0; 2007 Qtr 2: 0; 2007 Qtr 3: 0; 2007 Qtr 4: 2; 2008 Qtr 1: 0; 2008 Qtr 2: 0; 2008 Qtr 3: 0; 2008 Qtr 4: 0 | 2
0 | 234330-Premium T8 with T12 40 Watt Baseline - Tr1 |  | 7 | Commercial | 14-MLI-Manufacturing–LightIndustry-LIGHT | 0 |  |  |  |  | 13.9589 | 13.1897 | 0 | 0 | 0 | 0.76922 | 30.1346 |  | kWh | 0.0093123 | -0.038961 | Commercial |  | Annual | [5 empty] | 11 | 0.96 |  |  |  | 0 | 0 | 145.5683 | 0 | 0 | 0 | 0 | 0 | 0 | 0 | 0 | 0 | 2006 Qtr 1: 0; 2006 Qtr 2: 0; 2006 Qtr 3: 0; 2006 Qtr 4: 0; 2007 Qtr 1: 0; 2007 Qtr 2: 0; 2007 Qtr 3: 0; 2007 Qtr 4: 145.5683; 2008 Qtr 1: 0; 2008 Qtr 2: 0; 2008 Qtr 3: 0; 2008 Qtr 4: 0 | 145.5683
0 | 234330-Premium T8 with T12 40 Watt Baseline - Tr1 |  | 10 | Commercial | 01-ALC-AllCommercial-IntLight | 0 |  |  |  |  | 13.9589 | 13.1897 | 0 | 0 | 0 | 0.76922 | 34.727 |  | kWh | 0.010491 | -0.056872 | Commercial |  | Annual | [5 empty] | 11 | 0.96 |  |  |  | 0 | 0 | 94.6194 | 0 | 0 | 0 | 0 | 0 | 0 | 0 | 0 | 0 | 2006 Qtr 1: 0; 2006 Qtr 2: 0; 2006 Qtr 3: 0; 2006 Qtr 4: 0; 2007 Qtr 1: 0; 2007 Qtr 2: 0; 2007 Qtr 3: 0; 2007 Qtr 4: 94.6194; 2008 Qtr 1: 0; 2008 Qtr 2: 0; 2008 Qtr 3: 0; 2008 Qtr 4: 0 | 94.6194
0 | 234331-Premium T8 with T12 40 Watt Baseline - Tr2 |  | 10 | Commercial | 01-ALC-AllCommercial-IntLight | 0 |  |  |  |  | 13.9591 | 9.8923 | 0 | 0 | 0 | 4.0668 | 31.1202 |  | kWh | 0.0096442 | -0.050965 | Commercial |  | Annual | [5 empty] | 11 | 0.96 |  |  |  | 0 | 0 | 18.196 | 0 | 0 | 0 | 0 | 0 | 0 | 0 | 0 | 0 | 2006 Qtr 1: 0; 2006 Qtr 2: 0; 2006 Qtr 3: 0; 2006 Qtr 4: 0; 2007 Qtr 1: 0; 2007 Qtr 2: 0; 2007 Qtr 3: 0; 2007 Qtr 4: 18.196; 2008 Qtr 1: 0; 2008 Qtr 2: 0; 2008 Qtr 3: 0; 2008 Qtr 4: 0 | 18.196
0 | 234330-Premium T8 with T12 40 Watt Baseline - Tr1 |  | 7 | Commercial | 14-MLI-Manufacturing–LightIndustry-LIGHT | 0 |  |  |  |  | 13.9589 | 13.1897 | 0 | 0 | 0 | 0.76922 | 30.1346 |  | kWh | 0.0093123 | -0.038961 | Commercial |  | Annual | [5 empty] | 11 | 0.96 |  |  |  | 0 | 0 | 50.9489 | 0 | 0 | 0 | 0 | 0 | 0 | 0 | 0 | 0 | 2006 Qtr 1: 0; 2006 Qtr 2: 0; 2006 Qtr 3: 0; 2006 Qtr 4: 0; 2007 Qtr 1: 0; 2007 Qtr 2: 0; 2007 Qtr 3: 0; 2007 Qtr 4: 50.9489; 2008 Qtr 1: 0; 2008 Qtr 2: 0; 2008 Qtr 3: 0; 2008 Qtr 4: 0 | 50.9489
0 | 234330-Premium T8 with T12 40 Watt Baseline - Tr1 |  | 7 | Commercial | 01-ALC-AllCommercial-IntLight | 0 |  |  |  |  | 13.9589 | 13.1897 | 0 | 0 | 0 | 0.76922 | 30.14 |  | kWh | 0.0093405 | -0.04936 | Commercial |  | Annual | [5 empty] | 11 | 0.96 |  |  |  | 0 | 0 | 181.9604 | 0 | 0 | 0 | 0 | 0 | 0 | 0 | 0 | 0 | 2006 Qtr 1: 0; 2006 Qtr 2: 0; 2006 Qtr 3: 0; 2006 Qtr 4: 0; 2007 Qtr 1: 0; 2007 Qtr 2: 0; 2007 Qtr 3: 0; 2007 Qtr 4: 181.9604; 2008 Qtr 1: 0; 2008 Qtr 2: 0; 2008 Qtr 3: 0; 2008 Qtr 4: 0 | 181.9604
0 | 234126-Refrigeration - Efficient Evap Fan Motor Electronically Commutated Motor (ECM) | Averaged DEER Msrs | 7 | Commercial | 01-ALC-AllCommercial-Refrig | 0 |  |  |  |  | 6.7904 | 150 | 0 | 0 | 0 | -143.2096 | 116.369 |  | kWh | 0.015845 | -0.11528 | Commercial |  | Annual | [5 empty] | 15 | 0.96 |  |  |  | 0 | 0 | 3 | 0 | 0 | 0 | 0 | 0 | 0 | 0 | 0 | 0 | 2006 Qtr 1: 0; 2006 Qtr 2: 0; 2006 Qtr 3: 0; 2006 Qtr 4: 0; 2007 Qtr 1: 0; 2007 Qtr 2: 0; 2007 Qtr 3: 0; 2007 Qtr 4: 3; 2008 Qtr 1: 0; 2008 Qtr 2: 0; 2008 Qtr 3: 0; 2008 Qtr 4: 0 | 3
0 | 234332-Premium T8 with T12 40 Watt Baseline - Tr3 |  | 7 | Commercial | 01-ALC-AllCommercial-IntLight | 0 |  |  |  |  | 13.9591 | 7.1444 | 0 | 0 | 0 | 6.8147 | 30.0292 |  | kWh | 0.0096667 | -0.049178 | Commercial |  | Annual | [5 empty] | 11 | 0.96 |  |  |  | 0 | 0 | 25.4745 | 0 | 0 | 0 | 0 | 0 | 0 | 0 | 0 | 0 | 2006 Qtr 1: 0; 2006 Qtr 2: 0; 2006 Qtr 3: 0; 2006 Qtr 4: 0; 2007 Qtr 1: 0; 2007 Qtr 2: 0; 2007 Qtr 3: 0; 2007 Qtr 4: 25.4745; 2008 Qtr 1: 0; 2008 Qtr 2: 0; 2008 Qtr 3: 0; 2008 Qtr 4: 0 | 25.4745
0 | 234330-Premium T8 with T12 40 Watt Baseline - Tr1 |  | 7 | Commercial | 14-MLI-Manufacturing–LightIndustry-LIGHT | 0 |  |  |  |  | 13.9589 | 13.1897 | 0 | 0 | 0 | 0.76922 | 30.1346 |  | kWh | 0.0093123 | -0.038961 | Commercial |  | Annual | [5 empty] | 11 | 0.96 |  |  |  | 0 | 0 | 14.5568 | 0 | 0 | 0 | 0 | 0 | 0 | 0 | 0 | 0 | 2006 Qtr 1: 0; 2006 Qtr 2: 0; 2006 Qtr 3: 0; 2006 Qtr 4: 0; 2007 Qtr 1: 0; 2007 Qtr 2: 0; 2007 Qtr 3: 0; 2007 Qtr 4: 14.5568; 2008 Qtr 1: 0; 2008 Qtr 2: 0; 2008 Qtr 3: 0; 2008 Qtr 4: 0 | 14.5568
0 | 234330-Premium T8 with T12 40 Watt Baseline - Tr1 |  | 7 | Commercial | 14-MLI-Manufacturing–LightIndustry-LIGHT | 0 |  |  |  |  | 13.9589 | 13.1897 | 0 | 0 | 0 | 0.76922 | 30.1346 |  | kWh | 0.0093123 | -0.038961 | Commercial |  | Annual | [5 empty] | 11 | 0.96 |  |  |  | 0 | 0 | 14.5568 | 0 | 0 | 0 | 0 | 0 | 0 | 0 | 0 | 0 | 2006 Qtr 1: 0; 2006 Qtr 2: 0; 2006 Qtr 3: 0; 2006 Qtr 4: 0; 2007 Qtr 1: 0; 2007 Qtr 2: 0; 2007 Qtr 3: 0; 2007 Qtr 4: 14.5568; 2008 Qtr 1: 0; 2008 Qtr 2: 0; 2008 Qtr 3: 0; 2008 Qtr 4: 0 | 14.5568
0 | 234332-Premium T8 with T12 40 Watt Baseline - Tr3 |  | 7 | Commercial | 14-MLI-Manufacturing–LightIndustry-LIGHT | 0 |  |  |  |  | 13.9591 | 7.1444 | 0 | 0 | 0 | 6.8147 | 28.1746 |  | kWh | 0.0087066 | -0.036427 | Commercial |  | Annual | [5 empty] | 11 | 0.96 |  |  |  | 0 | 0 | 47.3097 | 0 | 0 | 0 | 0 | 0 | 0 | 0 | 0 | 0 | 2006 Qtr 1: 0; 2006 Qtr 2: 0; 2006 Qtr 3: 0; 2006 Qtr 4: 0; 2007 Qtr 1: 0; 2007 Qtr 2: 0; 2007 Qtr 3: 0; 2007 Qtr 4: 47.3097; 2008 Qtr 1: 0; 2008 Qtr 2: 0; 2008 Qtr 3: 0; 2008 Qtr 4: 0 | 47.3097
0 | 234332-Premium T8 with T12 40 Watt Baseline - Tr3 |  | 7 | Commercial | 01-ALC-AllCommercial-IntLight | 0 |  |  |  |  | 13.9591 | 7.1444 | 0 | 0 | 0 | 6.8147 | 30.0292 |  | kWh | 0.0096667 | -0.049178 | Commercial |  | Annual | [5 empty] | 11 | 0.96 |  |  |  | 0 | 0 | 36.3921 | 0 | 0 | 0 | 0 | 0 | 0 | 0 | 0 | 0 | 2006 Qtr 1: 0; 2006 Qtr 2: 0; 2006 Qtr 3: 0; 2006 Qtr 4: 0; 2007 Qtr 1: 0; 2007 Qtr 2: 0; 2007 Qtr 3: 0; 2007 Qtr 4: 36.3921; 2008 Qtr 1: 0; 2008 Qtr 2: 0; 2008 Qtr 3: 0; 2008 Qtr 4: 0 | 36.3921
0 | 234330-Premium T8 with T12 40 Watt Baseline - Tr1 |  | 7 | Commercial | 14-MLI-Manufacturing–LightIndustry-LIGHT | 0 |  |  |  |  | 13.9589 | 13.1897 | 0 | 0 | 0 | 0.76922 | 30.1346 |  | kWh | 0.0093123 | -0.038961 | Commercial |  | Annual | [5 empty] | 11 | 0.96 |  |  |  | 0 | 0 | 14.5568 | 0 | 0 | 0 | 0 | 0 | 0 | 0 | 0 | 0 | 2006 Qtr 1: 0; 2006 Qtr 2: 0; 2006 Qtr 3: 0; 2006 Qtr 4: 0; 2007 Qtr 1: 0; 2007 Qtr 2: 0; 2007 Qtr 3: 0; 2007 Qtr 4: 14.5568; 2008 Qtr 1: 0; 2008 Qtr 2: 0; 2008 Qtr 3: 0; 2008 Qtr 4: 0 | 14.5568
0 | 234330-Premium T8 with T12 40 Watt Baseline - Tr1 |  | 7 | Commercial | 01-ALC-AllCommercial-IntLight | 0 |  |  |  |  | 13.9589 | 13.1897 | 0 | 0 | 0 | 0.76922 | 34.727 |  | kWh | 0.010491 | -0.056872 | Commercial |  | Annual | [5 empty] | 11 | 0.96 |  |  |  | 0 | 0 | 25.4745 | 0 | 0 | 0 | 0 | 0 | 0 | 0 | 0 | 0 | 2006 Qtr 1: 0; 2006 Qtr 2: 0; 2006 Qtr 3: 0; 2006 Qtr 4: 0; 2007 Qtr 1: 0; 2007 Qtr 2: 0; 2007 Qtr 3: 25.4745; 2007 Qtr 4: 0; 2008 Qtr 1: 0; 2008 Qtr 2: 0; 2008 Qtr 3: 0; 2008 Qtr 4: 0 | 25.4745
0 | 234303-Lighting-Remove 4 Ft Lamp (De-Lamp) - Tr1 | COFL00AVDEL01 | 7 | Commercial | 01-ALC-AllCommercial-IntLight | 0 |  |  |  |  | 28.2518 | 16.4871 | 0 | 0 | 0 | 11.7647 | 115.4744 |  | kWh | 0.034885 | -0.18911 | Commercial |  | Annual | [5 empty] | 11 | 0.96 |  |  |  | 0 | 0 | 3.6392 | 0 | 0 | 0 | 0 | 0 | 0 | 0 | 0 | 0 | 2006 Qtr 1: 0; 2006 Qtr 2: 0; 2006 Qtr 3: 0; 2006 Qtr 4: 0; 2007 Qtr 1: 0; 2007 Qtr 2: 0; 2007 Qtr 3: 3.6392; 2007 Qtr 4: 0; 2008 Qtr 1: 0; 2008 Qtr 2: 0; 2008 Qtr 3: 0; 2008 Qtr 4: 0 | 3.6392
0 | 234330-Premium T8 with T12 40 Watt Baseline - Tr1 |  | 7 | Commercial | 01-ALC-AllCommercial-IntLight | 0 |  |  |  |  | 13.9589 | 13.1897 | 0 | 0 | 0 | 0.76922 | 34.727 |  | kWh | 0.010491 | -0.056872 | Commercial |  | Annual | [5 empty] | 11 | 0.96 |  |  |  | 0 | 0 | 76.4234 | 0 | 0 | 0 | 0 | 0 | 0 | 0 | 0 | 0 | 2006 Qtr 1: 0; 2006 Qtr 2: 0; 2006 Qtr 3: 0; 2006 Qtr 4: 0; 2007 Qtr 1: 0; 2007 Qtr 2: 0; 2007 Qtr 3: 0; 2007 Qtr 4: 76.4234; 2008 Qtr 1: 0; 2008 Qtr 2: 0; 2008 Qtr 3: 0; 2008 Qtr 4: 0 | 76.4234
0 | 234330-Premium T8 with T12 40 Watt Baseline - Tr1 |  | 7 | Commercial | 01-ALC-AllCommercial-IntLight | 0 |  |  |  |  | 13.9589 | 13.1897 | 0 | 0 | 0 | 0.76922 | 34.727 |  | kWh | 0.010491 | -0.056872 | Commercial |  | Annual | [5 empty] | 11 | 0.96 |  |  |  | 0 | 0 | 116.4547 | 0 | 0 | 0 | 0 | 0 | 0 | 0 | 0 | 0 | 2006 Qtr 1: 0; 2006 Qtr 2: 0; 2006 Qtr 3: 0; 2006 Qtr 4: 0; 2007 Qtr 1: 0; 2007 Qtr 2: 0; 2007 Qtr 3: 0; 2007 Qtr 4: 116.4547; 2008 Qtr 1: 0; 2008 Qtr 2: 0; 2008 Qtr 3: 0; 2008 Qtr 4: 0 | 116.4547
0 | 234330-Premium T8 with T12 40 Watt Baseline - Tr1 |  | 7 | Commercial | 01-ALC-AllCommercial-IntLight | 0 |  |  |  |  | 13.9589 | 13.1897 | 0 | 0 | 0 | 0.76922 | 34.727 |  | kWh | 0.010491 | -0.056872 | Commercial |  | Annual | [5 empty] | 11 | 0.96 |  |  |  | 0 | 0 | 105.5371 | 0 | 0 | 0 | 0 | 0 | 0 | 0 | 0 | 0 | 2006 Qtr 1: 0; 2006 Qtr 2: 0; 2006 Qtr 3: 0; 2006 Qtr 4: 0; 2007 Qtr 1: 0; 2007 Qtr 2: 0; 2007 Qtr 3: 0; 2007 Qtr 4: 105.5371; 2008 Qtr 1: 0; 2008 Qtr 2: 0; 2008 Qtr 3: 0; 2008 Qtr 4: 0 | 105.5371
0 | 234330-Premium T8 with T12 40 Watt Baseline - Tr1 |  | 7 | Commercial | 01-ALC-AllCommercial-IntLight | 0 |  |  |  |  | 13.9589 | 13.1897 | 0 | 0 | 0 | 0.76922 | 34.727 |  | kWh | 0.010491 | -0.056872 | Commercial |  | Annual | [5 empty] | 11 | 0.96 |  |  |  | 0 | 0 | 72.7842 | 0 | 0 | 0 | 0 | 0 | 0 | 0 | 0 | 0 | 2006 Qtr 1: 0; 2006 Qtr 2: 0; 2006 Qtr 3: 0; 2006 Qtr 4: 0; 2007 Qtr 1: 0; 2007 Qtr 2: 0; 2007 Qtr 3: 0; 2007 Qtr 4: 72.7842; 2008 Qtr 1: 0; 2008 Qtr 2: 0; 2008 Qtr 3: 0; 2008 Qtr 4: 0 | 72.7842
0 | 234330-Premium T8 with T12 40 Watt Baseline - Tr1 |  | 7 | Commercial | 01-ALC-AllCommercial-IntLight | 0 |  |  |  |  | 13.9589 | 13.1897 | 0 | 0 | 0 | 0.76922 | 34.727 |  | kWh | 0.010491 | -0.056872 | Commercial |  | Annual | [5 empty] | 11 | 0.96 |  |  |  | 0 | 0 | 549.5205 | 0 | 0 | 0 | 0 | 0 | 0 | 0 | 0 | 0 | 2006 Qtr 1: 0; 2006 Qtr 2: 0; 2006 Qtr 3: 0; 2006 Qtr 4: 0; 2007 Qtr 1: 0; 2007 Qtr 2: 0; 2007 Qtr 3: 0; 2007 Qtr 4: 549.5205; 2008 Qtr 1: 0; 2008 Qtr 2: 0; 2008 Qtr 3: 0; 2008 Qtr 4: 0 | 549.5205
0 | 234049-Lighting-LED Exit Sign New Sign | CALC00AVETS01 | 7 | Commercial | 02-ASM-Assembly-Exit | 0 |  |  |  |  | 65.3696 | 45 | 0 | 0 | 0 | 20.3696 | 351.311 |  | kWh | 0 | 0 | Commercial |  | Annual | [5 empty] | 16 | 0.96 |  |  |  | 0 | 0 | 3 | 0 | 0 | 0 | 0 | 0 | 0 | 0 | 0 | 0 | 2006 Qtr 1: 0; 2006 Qtr 2: 0; 2006 Qtr 3: 0; 2006 Qtr 4: 0; 2007 Qtr 1: 0; 2007 Qtr 2: 0; 2007 Qtr 3: 0; 2007 Qtr 4: 3; 2008 Qtr 1: 0; 2008 Qtr 2: 0; 2008 Qtr 3: 0; 2008 Qtr 4: 0 | 3
0 | 234343-Steam Trap Replacement- Commercial - Other |  | 7 | Commercial | 21-RSD-Restaurant–SitDown-PROC_OTH | 0 |  |  |  |  | 113.64 | 75 | 0 | 0 | 0 | 38.64 | 0 |  | kWh | 0 | 16.68 | Commercial |  | Annual | [5 empty] | 15 | 0.96 |  |  |  | 0 | 0 | 12 | 0 | 0 | 0 | 0 | 0 | 0 | 0 | 0 | 0 | 2006 Qtr 1: 0; 2006 Qtr 2: 0; 2006 Qtr 3: 0; 2006 Qtr 4: 0; 2007 Qtr 1: 0; 2007 Qtr 2: 0; 2007 Qtr 3: 0; 2007 Qtr 4: 12; 2008 Qtr 1: 0; 2008 Qtr 2: 0; 2008 Qtr 3: 0; 2008 Qtr 4: 0 | 12
0 | 234343-Steam Trap Replacement- Commercial - Other |  | 10 | Commercial | 21-RSD-Restaurant–SitDown-PROC_OTH | 0 |  |  |  |  | 113.64 | 75 | 0 | 0 | 0 | 38.64 | 0 |  | kWh | 0 | 16.68 | Commercial |  | Annual | [5 empty] | 15 | 0.96 |  |  |  | 0 | 0 | 16 | 0 | 0 | 0 | 0 | 0 | 0 | 0 | 0 | 0 | 2006 Qtr 1: 0; 2006 Qtr 2: 0; 2006 Qtr 3: 0; 2006 Qtr 4: 0; 2007 Qtr 1: 0; 2007 Qtr 2: 0; 2007 Qtr 3: 0; 2007 Qtr 4: 16; 2008 Qtr 1: 0; 2008 Qtr 2: 0; 2008 Qtr 3: 0; 2008 Qtr 4: 0 | 16
0 | 234179-Food Service - Ice Machine Air-Cooled 1001-1500 |  | 7 | Commercial | 01-ALC-AllCommercial-Refrig | 0 |  |  |  |  | 1821 | 1000 | 0 | 0 | 0 | 821 | 4106.25 |  | kWh | 0.46875 | 0 | Commercial |  | Annual | [5 empty] | 12 | 0.96 |  |  |  | 0 | 0 | 1 | 0 | 0 | 0 | 0 | 0 | 0 | 0 | 0 | 0 | 2006 Qtr 1: 0; 2006 Qtr 2: 0; 2006 Qtr 3: 0; 2006 Qtr 4: 0; 2007 Qtr 1: 0; 2007 Qtr 2: 0; 2007 Qtr 3: 0; 2007 Qtr 4: 1; 2008 Qtr 1: 0; 2008 Qtr 2: 0; 2008 Qtr 3: 0; 2008 Qtr 4: 0 | 1
0 | 234174-Food Service - Ice Machine Air-Cooled 101-200 |  | 7 | Commercial | 01-ALC-AllCommercial-Refrig | 0 |  |  |  |  | 296 | 600 | 0 | 0 | 0 | -304 | 3613.5 |  | kWh | 0.4125 | 0 | Commercial |  | Annual | [5 empty] | 12 | 0.96 |  |  |  | 0 | 0 | 1 | 0 | 0 | 0 | 0 | 0 | 0 | 0 | 0 | 0 | 2006 Qtr 1: 0; 2006 Qtr 2: 0; 2006 Qtr 3: 0; 2006 Qtr 4: 0; 2007 Qtr 1: 0; 2007 Qtr 2: 0; 2007 Qtr 3: 0; 2007 Qtr 4: 1; 2008 Qtr 1: 0; 2008 Qtr 2: 0; 2008 Qtr 3: 0; 2008 Qtr 4: 0 | 1
0 | 234172-Food Service - Convection Oven-Gas |  | 7 | Commercial | 21-RSD-Restaurant–SitDown-PROC_OTH | 0 |  |  |  |  | 3144 | 500 | 0 | 0 | 0 | 2644 | 0 |  | kWh | 0 | 323 | Commercial |  | Annual | [5 empty] | 12 | 0.96 |  |  |  | 0 | 0 | 2 | 0 | 0 | 0 | 0 | 0 | 0 | 0 | 0 | 0 | 2006 Qtr 1: 0; 2006 Qtr 2: 0; 2006 Qtr 3: 0; 2006 Qtr 4: 0; 2007 Qtr 1: 0; 2007 Qtr 2: 0; 2007 Qtr 3: 0; 2007 Qtr 4: 2; 2008 Qtr 1: 0; 2008 Qtr 2: 0; 2008 Qtr 3: 0; 2008 Qtr 4: 0 | 2
0 | 234343-Steam Trap Replacement- Commercial - Other |  | 7 | Commercial | 21-RSD-Restaurant–SitDown-PROC_OTH | 0 |  |  |  |  | 113.64 | 75 | 0 | 0 | 0 | 38.64 | 0 |  | kWh | 0 | 16.68 | Commercial |  | Annual | [5 empty] | 15 | 0.96 |  |  |  | 0 | 0 | 14 | 0 | 0 | 0 | 0 | 0 | 0 | 0 | 0 | 0 | 2006 Qtr 1: 0; 2006 Qtr 2: 0; 2006 Qtr 3: 0; 2006 Qtr 4: 0; 2007 Qtr 1: 0; 2007 Qtr 2: 0; 2007 Qtr 3: 0; 2007 Qtr 4: 14; 2008 Qtr 1: 0; 2008 Qtr 2: 0; 2008 Qtr 3: 0; 2008 Qtr 4: 0 | 14
0 | 234330-Premium T8 with T12 40 Watt Baseline - Tr1 |  | 7 | Commercial | 01-ALC-AllCommercial-IntLight | 0 |  |  |  |  | 13.9589 | 13.1897 | 0 | 0 | 0 | 0.76922 | 40.547 |  | kWh | 0.0073476 | -0.066403 | Commercial |  | Annual | [5 empty] | 11 | 0.96 |  |  |  | 0 | 0 | 33.6627 | 0 | 0 | 0 | 0 | 0 | 0 | 0 | 0 | 0 | 2006 Qtr 1: 0; 2006 Qtr 2: 0; 2006 Qtr 3: 0; 2006 Qtr 4: 0; 2007 Qtr 1: 0; 2007 Qtr 2: 0; 2007 Qtr 3: 0; 2007 Qtr 4: 33.6627; 2008 Qtr 1: 0; 2008 Qtr 2: 0; 2008 Qtr 3: 0; 2008 Qtr 4: 0 | 33.6627
0 | 234330-Premium T8 with T12 40 Watt Baseline - Tr1 |  | 10 | Commercial | 01-ALC-AllCommercial-IntLight | 0 |  |  |  |  | 13.9589 | 13.1897 | 0 | 0 | 0 | 0.76922 | 38.5499 |  | kWh | 0.01239 | -0.063133 | Commercial |  | Annual | [5 empty] | 11 | 0.96 |  |  |  | 0 | 0 | 25.4745 | 0 | 0 | 0 | 0 | 0 | 0 | 0 | 0 | 0 | 2006 Qtr 1: 0; 2006 Qtr 2: 0; 2006 Qtr 3: 0; 2006 Qtr 4: 0; 2007 Qtr 1: 0; 2007 Qtr 2: 0; 2007 Qtr 3: 0; 2007 Qtr 4: 25.4745; 2008 Qtr 1: 0; 2008 Qtr 2: 0; 2008 Qtr 3: 0; 2008 Qtr 4: 0 | 25.4745
0 | 234207-Lighting-8 Ft T-8 with Elec Ballast-Tr1 |  | 10 | Commercial | 01-ALC-AllCommercial-IntLight | 0 |  |  |  |  | 35.7163 | 21.9828 | 0 | 0 | 0 | 13.7335 | 31.9682 |  | kWh | 0.010275 | -0.052354 | Commercial |  | Annual | [5 empty] | 11 | 0.96 |  |  |  | 0 | 0 | 21.8353 | 0 | 0 | 0 | 0 | 0 | 0 | 0 | 0 | 0 | 2006 Qtr 1: 0; 2006 Qtr 2: 0; 2006 Qtr 3: 0; 2006 Qtr 4: 0; 2007 Qtr 1: 0; 2007 Qtr 2: 0; 2007 Qtr 3: 0; 2007 Qtr 4: 21.8353; 2008 Qtr 1: 0; 2008 Qtr 2: 0; 2008 Qtr 3: 0; 2008 Qtr 4: 0 | 21.8353
0 | 234330-Premium T8 with T12 40 Watt Baseline - Tr1 |  | 7 | Commercial | 18-OFS-Office–Small-IntLight | 0 |  |  |  |  | 13.9589 | 13.1897 | 0 | 0 | 0 | 0.76922 | 29.52 |  | kWh | 0.0077455 | -0.0085849 | Commercial |  | Annual | [5 empty] | 11 | 0.96 |  |  |  | 0 | 0 | 36.3921 | 0 | 0 | 0 | 0 | 0 | 0 | 0 | 0 | 0 | 2006 Qtr 1: 0; 2006 Qtr 2: 0; 2006 Qtr 3: 0; 2006 Qtr 4: 0; 2007 Qtr 1: 0; 2007 Qtr 2: 0; 2007 Qtr 3: 0; 2007 Qtr 4: 36.3921; 2008 Qtr 1: 0; 2008 Qtr 2: 0; 2008 Qtr 3: 0; 2008 Qtr 4: 0 | 36.3921
0 | 234303-Lighting-Remove 4 Ft Lamp (De-Lamp) - Tr1 | COFL00AVDEL01 | 7 | Commercial | 18-OFS-Office–Small-IntLight | 0 |  |  |  |  | 28.2518 | 16.4871 | 0 | 0 | 0 | 11.7647 | 98.16 |  | kWh | 0.025755 | -0.028547 | Commercial |  | Annual | [5 empty] | 11 | 0.96 |  |  |  | 0 | 0 | 3.6392 | 0 | 0 | 0 | 0 | 0 | 0 | 0 | 0 | 0 | 2006 Qtr 1: 0; 2006 Qtr 2: 0; 2006 Qtr 3: 0; 2006 Qtr 4: 0; 2007 Qtr 1: 0; 2007 Qtr 2: 0; 2007 Qtr 3: 0; 2007 Qtr 4: 3.6392; 2008 Qtr 1: 0; 2008 Qtr 2: 0; 2008 Qtr 3: 0; 2008 Qtr 4: 0 | 3.6392
0 | 234331-Premium T8 with T12 40 Watt Baseline - Tr2 |  | 7 | Commercial | 18-OFS-Office–Small-IntLight | 0 |  |  |  |  | 13.9591 | 9.8923 | 0 | 0 | 0 | 4.0668 | 30.48 |  | kWh | 0.0079974 | -0.0088641 | Commercial |  | Annual | [5 empty] | 11 | 0.96 |  |  |  | 0 | 0 | 36.3921 | 0 | 0 | 0 | 0 | 0 | 0 | 0 | 0 | 0 | 2006 Qtr 1: 0; 2006 Qtr 2: 0; 2006 Qtr 3: 0; 2006 Qtr 4: 0; 2007 Qtr 1: 0; 2007 Qtr 2: 0; 2007 Qtr 3: 0; 2007 Qtr 4: 36.3921; 2008 Qtr 1: 0; 2008 Qtr 2: 0; 2008 Qtr 3: 0; 2008 Qtr 4: 0 | 36.3921
0 | 234304-Lighting-Remove 4 Ft Lamp (De-Lamp) - Tr2 | COFL00AVDEL01 | 7 | Commercial | 18-OFS-Office–Small-IntLight | 0 |  |  |  |  | 28.2538 | 12.3653 | 0 | 0 | 0 | 15.8885 | 98.16 |  | kWh | 0.025755 | -0.028547 | Commercial |  | Annual | [5 empty] | 11 | 0.96 |  |  |  | 0 | 0 | 3.6392 | 0 | 0 | 0 | 0 | 0 | 0 | 0 | 0 | 0 | 2006 Qtr 1: 0; 2006 Qtr 2: 0; 2006 Qtr 3: 0; 2006 Qtr 4: 0; 2007 Qtr 1: 0; 2007 Qtr 2: 0; 2007 Qtr 3: 0; 2007 Qtr 4: 3.6392; 2008 Qtr 1: 0; 2008 Qtr 2: 0; 2008 Qtr 3: 0; 2008 Qtr 4: 0 | 3.6392
0 | 234307-Lighting-Remove 8 Ft Lamp (De-Lamp) - Tr2 | CRTL00AVDEL02 | 7 | Commercial | 18-OFS-Office–Small-IntLight | 0 |  |  |  |  | 28.4684 | 16.4871 | 0 | 0 | 0 | 11.9813 | 162 |  | kWh | 0.042506 | -0.047112 | Commercial |  | Annual | [5 empty] | 11 | 0.96 |  |  |  | 0 | 0 | 8.1882 | 0 | 0 | 0 | 0 | 0 | 0 | 0 | 0 | 0 | 2006 Qtr 1: 0; 2006 Qtr 2: 0; 2006 Qtr 3: 0; 2006 Qtr 4: 0; 2007 Qtr 1: 0; 2007 Qtr 2: 0; 2007 Qtr 3: 0; 2007 Qtr 4: 8.1882; 2008 Qtr 1: 0; 2008 Qtr 2: 0; 2008 Qtr 3: 0; 2008 Qtr 4: 0 | 8.1882
0 | 234331-Premium T8 with T12 40 Watt Baseline - Tr2 |  | 10 | Commercial | 14-MLI-Manufacturing–LightIndustry-LIGHT | 0 |  |  |  |  | 13.9591 | 9.8923 | 0 | 0 | 0 | 4.0668 | 31.5189 |  | kWh | 0.0096105 | -0.047789 | Commercial |  | Annual | [5 empty] | 11 | 0.96 |  |  |  | 0 | 0 | 18.196 | 0 | 0 | 0 | 0 | 0 | 0 | 0 | 0 | 0 | 2006 Qtr 1: 0; 2006 Qtr 2: 0; 2006 Qtr 3: 0; 2006 Qtr 4: 0; 2007 Qtr 1: 0; 2007 Qtr 2: 0; 2007 Qtr 3: 0; 2007 Qtr 4: 18.196; 2008 Qtr 1: 0; 2008 Qtr 2: 0; 2008 Qtr 3: 0; 2008 Qtr 4: 0 | 18.196
0 | 234304-Lighting-Remove 4 Ft Lamp (De-Lamp) - Tr2 | COFL00AVDEL01 | 10 | Commercial | 14-MLI-Manufacturing–LightIndustry-LIGHT | 0 |  |  |  |  | 28.2538 | 12.3653 | 0 | 0 | 0 | 15.8885 | 101.5057 |  | kWh | 0.03095 | -0.1539 | Commercial |  | Annual | [5 empty] | 11 | 0.96 |  |  |  | 0 | 0 | 18.196 | 0 | 0 | 0 | 0 | 0 | 0 | 0 | 0 | 0 | 2006 Qtr 1: 0; 2006 Qtr 2: 0; 2006 Qtr 3: 0; 2006 Qtr 4: 0; 2007 Qtr 1: 0; 2007 Qtr 2: 0; 2007 Qtr 3: 0; 2007 Qtr 4: 18.196; 2008 Qtr 1: 0; 2008 Qtr 2: 0; 2008 Qtr 3: 0; 2008 Qtr 4: 0 | 18.196
0 | 234331-Premium T8 with T12 40 Watt Baseline - Tr2 |  | 7 | Commercial | 01-ALC-AllCommercial-IntLight | 0 |  |  |  |  | 13.9591 | 9.8923 | 0 | 0 | 0 | 4.0668 | 39.8036 |  | kWh | 0.012793 | -0.065186 | Commercial |  | Annual | [5 empty] | 11 | 0.96 |  |  |  | 0 | 0 | 25.4745 | 0 | 0 | 0 | 0 | 0 | 0 | 0 | 0 | 0 | 2006 Qtr 1: 0; 2006 Qtr 2: 0; 2006 Qtr 3: 0; 2006 Qtr 4: 0; 2007 Qtr 1: 0; 2007 Qtr 2: 0; 2007 Qtr 3: 0; 2007 Qtr 4: 25.4745; 2008 Qtr 1: 0; 2008 Qtr 2: 0; 2008 Qtr 3: 0; 2008 Qtr 4: 0 | 25.4745
0 | 234304-Lighting-Remove 4 Ft Lamp (De-Lamp) - Tr2 | COFL00AVDEL01 | 7 | Commercial | 01-ALC-AllCommercial-IntLight | 0 |  |  |  |  | 28.2538 | 12.3653 | 0 | 0 | 0 | 15.8885 | 128.1864 |  | kWh | 0.0412 | -0.20993 | Commercial |  | Annual | [5 empty] | 11 | 0.96 |  |  |  | 0 | 0 | 25.4745 | 0 | 0 | 0 | 0 | 0 | 0 | 0 | 0 | 0 | 2006 Qtr 1: 0; 2006 Qtr 2: 0; 2006 Qtr 3: 0; 2006 Qtr 4: 0; 2007 Qtr 1: 0; 2007 Qtr 2: 0; 2007 Qtr 3: 0; 2007 Qtr 4: 25.4745; 2008 Qtr 1: 0; 2008 Qtr 2: 0; 2008 Qtr 3: 0; 2008 Qtr 4: 0 | 25.4745
0 | 234330-Premium T8 with T12 40 Watt Baseline - Tr1 |  | 7 | Commercial | 01-ALC-AllCommercial-IntLight | 0 |  |  |  |  | 13.9589 | 13.1897 | 0 | 0 | 0 | 0.76922 | 16.7728 |  | kWh | 0.0038804 | -0.027468 | Commercial |  | Annual | [5 empty] | 11 | 0.96 |  |  |  | 0 | 0 | 165.584 | 0 | 0 | 0 | 0 | 0 | 0 | 0 | 0 | 0 | 2006 Qtr 1: 0; 2006 Qtr 2: 0; 2006 Qtr 3: 0; 2006 Qtr 4: 0; 2007 Qtr 1: 0; 2007 Qtr 2: 0; 2007 Qtr 3: 0; 2007 Qtr 4: 165.584; 2008 Qtr 1: 0; 2008 Qtr 2: 0; 2008 Qtr 3: 0; 2008 Qtr 4: 0 | 165.584
0 | 234303-Lighting-Remove 4 Ft Lamp (De-Lamp) - Tr1 | COFL00AVDEL01 | 7 | Commercial | 01-ALC-AllCommercial-IntLight | 0 |  |  |  |  | 28.2518 | 16.4871 | 0 | 0 | 0 | 11.7647 | 55.7729 |  | kWh | 0.012903 | -0.091338 | Commercial |  | Annual | [5 empty] | 11 | 0.96 |  |  |  | 0 | 0 | 165.584 | 0 | 0 | 0 | 0 | 0 | 0 | 0 | 0 | 0 | 2006 Qtr 1: 0; 2006 Qtr 2: 0; 2006 Qtr 3: 0; 2006 Qtr 4: 0; 2007 Qtr 1: 0; 2007 Qtr 2: 0; 2007 Qtr 3: 0; 2007 Qtr 4: 165.584; 2008 Qtr 1: 0; 2008 Qtr 2: 0; 2008 Qtr 3: 0; 2008 Qtr 4: 0 | 165.584
0 | 234049-Lighting-LED Exit Sign New Sign | CALC00AVETS01 | 7 | Commercial | 02-ASM-Assembly-Exit | 0 |  |  |  |  | 65.3696 | 45 | 0 | 0 | 0 | 20.3696 | 351.311 |  | kWh | 0 | 0 | Commercial |  | Annual | [5 empty] | 16 | 0.96 |  |  |  | 0 | 0 | 4 | 0 | 0 | 0 | 0 | 0 | 0 | 0 | 0 | 0 | 2006 Qtr 1: 0; 2006 Qtr 2: 0; 2006 Qtr 3: 0; 2006 Qtr 4: 0; 2007 Qtr 1: 0; 2007 Qtr 2: 0; 2007 Qtr 3: 0; 2007 Qtr 4: 4; 2008 Qtr 1: 0; 2008 Qtr 2: 0; 2008 Qtr 3: 0; 2008 Qtr 4: 0 | 4
0 | 234330-Premium T8 with T12 40 Watt Baseline - Tr1 |  | 7 | Commercial | 01-ALC-AllCommercial-IntLight | 0 |  |  |  |  | 13.9589 | 13.1897 | 0 | 0 | 0 | 0.76922 | 28.2231 |  | kWh | 0.0076505 | -0.04622 | Commercial |  | Annual | [5 empty] | 11 | 0.96 |  |  |  | 0 | 0 | 520.4068 | 0 | 0 | 0 | 0 | 0 | 0 | 0 | 0 | 0 | 2006 Qtr 1: 0; 2006 Qtr 2: 0; 2006 Qtr 3: 0; 2006 Qtr 4: 0; 2007 Qtr 1: 0; 2007 Qtr 2: 0; 2007 Qtr 3: 0; 2007 Qtr 4: 520.4068; 2008 Qtr 1: 0; 2008 Qtr 2: 0; 2008 Qtr 3: 0; 2008 Qtr 4: 0 | 520.4068
0 | 234303-Lighting-Remove 4 Ft Lamp (De-Lamp) - Tr1 | COFL00AVDEL01 | 7 | Commercial | 01-ALC-AllCommercial-IntLight | 0 |  |  |  |  | 28.2518 | 16.4871 | 0 | 0 | 0 | 11.7647 | 93.8474 |  | kWh | 0.025439 | -0.15369 | Commercial |  | Annual | [5 empty] | 11 | 0.96 |  |  |  | 0 | 0 | 342.0856 | 0 | 0 | 0 | 0 | 0 | 0 | 0 | 0 | 0 | 2006 Qtr 1: 0; 2006 Qtr 2: 0; 2006 Qtr 3: 0; 2006 Qtr 4: 0; 2007 Qtr 1: 0; 2007 Qtr 2: 0; 2007 Qtr 3: 0; 2007 Qtr 4: 342.0856; 2008 Qtr 1: 0; 2008 Qtr 2: 0; 2008 Qtr 3: 0; 2008 Qtr 4: 0 | 342.0856
0 | 234049-Lighting-LED Exit Sign New Sign | CALC00AVETS01 | 7 | Commercial | 02-ASM-Assembly-Exit | 0 |  |  |  |  | 65.3696 | 45 | 0 | 0 | 0 | 20.3696 | 351.311 |  | kWh | 0 | 0 | Commercial |  | Annual | [5 empty] | 16 | 0.96 |  |  |  | 0 | 0 | 2 | 0 | 0 | 0 | 0 | 0 | 0 | 0 | 0 | 0 | 2006 Qtr 1: 0; 2006 Qtr 2: 0; 2006 Qtr 3: 0; 2006 Qtr 4: 0; 2007 Qtr 1: 0; 2007 Qtr 2: 0; 2007 Qtr 3: 0; 2007 Qtr 4: 2; 2008 Qtr 1: 0; 2008 Qtr 2: 0; 2008 Qtr 3: 0; 2008 Qtr 4: 0 | 2
0 | 234330-Premium T8 with T12 40 Watt Baseline - Tr1 |  | 10 | Commercial | 01-ALC-AllCommercial-IntLight | 0 |  |  |  |  | 13.9589 | 13.1897 | 0 | 0 | 0 | 0.76922 | 65.4159 |  | kWh | 0.012906 | -0.10713 | Commercial |  | Annual | [5 empty] | 11 | 0.96 |  |  |  | 0 | 0 | 27.2941 | 0 | 0 | 0 | 0 | 0 | 0 | 0 | 0 | 0 | 2006 Qtr 1: 0; 2006 Qtr 2: 0; 2006 Qtr 3: 0; 2006 Qtr 4: 0; 2007 Qtr 1: 0; 2007 Qtr 2: 0; 2007 Qtr 3: 0; 2007 Qtr 4: 27.2941; 2008 Qtr 1: 0; 2008 Qtr 2: 0; 2008 Qtr 3: 0; 2008 Qtr 4: 0 | 27.2941
0 | 234303-Lighting-Remove 4 Ft Lamp (De-Lamp) - Tr1 | COFL00AVDEL01 | 10 | Commercial | 01-ALC-AllCommercial-IntLight | 0 |  |  |  |  | 28.2518 | 16.4871 | 0 | 0 | 0 | 11.7647 | 217.5212 |  | kWh | 0.042914 | -0.35623 | Commercial |  | Annual | [5 empty] | 11 | 0.96 |  |  |  | 0 | 0 | 27.2941 | 0 | 0 | 0 | 0 | 0 | 0 | 0 | 0 | 0 | 2006 Qtr 1: 0; 2006 Qtr 2: 0; 2006 Qtr 3: 0; 2006 Qtr 4: 0; 2007 Qtr 1: 0; 2007 Qtr 2: 0; 2007 Qtr 3: 0; 2007 Qtr 4: 27.2941; 2008 Qtr 1: 0; 2008 Qtr 2: 0; 2008 Qtr 3: 0; 2008 Qtr 4: 0 | 27.2941
0 | 234331-Premium T8 with T12 40 Watt Baseline - Tr2 |  | 7 | Commercial | 14-MLI-Manufacturing–LightIndustry-LIGHT | 0 |  |  |  |  | 13.9591 | 9.8923 | 0 | 0 | 0 | 4.0668 | 31.1146 |  | kWh | 0.0096152 | -0.040228 | Commercial |  | Annual | [5 empty] | 11 | 0.96 |  |  |  | 0 | 0 | 12.7372 | 0 | 0 | 0 | 0 | 0 | 0 | 0 | 0 | 0 | 2006 Qtr 1: 0; 2006 Qtr 2: 0; 2006 Qtr 3: 0; 2006 Qtr 4: 0; 2007 Qtr 1: 0; 2007 Qtr 2: 0; 2007 Qtr 3: 12.7372; 2007 Qtr 4: 0; 2008 Qtr 1: 0; 2008 Qtr 2: 0; 2008 Qtr 3: 0; 2008 Qtr 4: 0 | 12.7372
0 | 234304-Lighting-Remove 4 Ft Lamp (De-Lamp) - Tr2 | COFL00AVDEL01 | 7 | Commercial | 14-MLI-Manufacturing–LightIndustry-LIGHT | 0 |  |  |  |  | 28.2538 | 12.3653 | 0 | 0 | 0 | 15.8885 | 100.2037 |  | kWh | 0.030965 | -0.12955 | Commercial |  | Annual | [5 empty] | 11 | 0.96 |  |  |  | 0 | 0 | 3.6392 | 0 | 0 | 0 | 0 | 0 | 0 | 0 | 0 | 0 | 2006 Qtr 1: 0; 2006 Qtr 2: 0; 2006 Qtr 3: 0; 2006 Qtr 4: 0; 2007 Qtr 1: 0; 2007 Qtr 2: 0; 2007 Qtr 3: 3.6392; 2007 Qtr 4: 0; 2008 Qtr 1: 0; 2008 Qtr 2: 0; 2008 Qtr 3: 0; 2008 Qtr 4: 0 | 3.6392
0 | 234331-Premium T8 with T12 40 Watt Baseline - Tr2 |  | 10 | Commercial | 01-ALC-AllCommercial-IntLight | 0 |  |  |  |  | 13.9591 | 9.8923 | 0 | 0 | 0 | 4.0668 | 35.8564 |  | kWh | 0.010832 | -0.058721 | Commercial |  | Annual | [5 empty] | 11 | 0.96 |  |  |  | 0 | 0 | 14.5568 | 0 | 0 | 0 | 0 | 0 | 0 | 0 | 0 | 0 | 2006 Qtr 1: 0; 2006 Qtr 2: 0; 2006 Qtr 3: 0; 2006 Qtr 4: 0; 2007 Qtr 1: 0; 2007 Qtr 2: 0; 2007 Qtr 3: 0; 2007 Qtr 4: 14.5568; 2008 Qtr 1: 0; 2008 Qtr 2: 0; 2008 Qtr 3: 0; 2008 Qtr 4: 0 | 14.5568
0 | 234304-Lighting-Remove 4 Ft Lamp (De-Lamp) - Tr2 | COFL00AVDEL01 | 10 | Commercial | 01-ALC-AllCommercial-IntLight | 0 |  |  |  |  | 28.2538 | 12.3653 | 0 | 0 | 0 | 15.8885 | 115.4744 |  | kWh | 0.034885 | -0.18911 | Commercial |  | Annual | [5 empty] | 11 | 0.96 |  |  |  | 0 | 0 | 14.5568 | 0 | 0 | 0 | 0 | 0 | 0 | 0 | 0 | 0 | 2006 Qtr 1: 0; 2006 Qtr 2: 0; 2006 Qtr 3: 0; 2006 Qtr 4: 0; 2007 Qtr 1: 0; 2007 Qtr 2: 0; 2007 Qtr 3: 0; 2007 Qtr 4: 14.5568; 2008 Qtr 1: 0; 2008 Qtr 2: 0; 2008 Qtr 3: 0; 2008 Qtr 4: 0 | 14.5568
0 | 234330-Premium T8 with T12 40 Watt Baseline - Tr1 |  | 7 | Commercial | 01-ALC-AllCommercial-IntLight | 0 |  |  |  |  | 13.9589 | 13.1897 | 0 | 0 | 0 | 0.76922 | 34.727 |  | kWh | 0.010491 | -0.056872 | Commercial |  | Annual | [5 empty] | 11 | 0.96 |  |  |  | 0 | 0 | 90.9802 | 0 | 0 | 0 | 0 | 0 | 0 | 0 | 0 | 0 | 2006 Qtr 1: 0; 2006 Qtr 2: 0; 2006 Qtr 3: 0; 2006 Qtr 4: 0; 2007 Qtr 1: 0; 2007 Qtr 2: 0; 2007 Qtr 3: 0; 2007 Qtr 4: 90.9802; 2008 Qtr 1: 0; 2008 Qtr 2: 0; 2008 Qtr 3: 0; 2008 Qtr 4: 0 | 90.9802
0 | 234330-Premium T8 with T12 40 Watt Baseline - Tr1 |  | 7 | Commercial | 01-ALC-AllCommercial-IntLight | 0 |  |  |  |  | 13.9589 | 13.1897 | 0 | 0 | 0 | 0.76922 | 34.727 |  | kWh | 0.010491 | -0.056872 | Commercial |  | Annual | [5 empty] | 11 | 0.96 |  |  |  | 0 | 0 | 80.0626 | 0 | 0 | 0 | 0 | 0 | 0 | 0 | 0 | 0 | 2006 Qtr 1: 0; 2006 Qtr 2: 0; 2006 Qtr 3: 0; 2006 Qtr 4: 0; 2007 Qtr 1: 0; 2007 Qtr 2: 0; 2007 Qtr 3: 0; 2007 Qtr 4: 80.0626; 2008 Qtr 1: 0; 2008 Qtr 2: 0; 2008 Qtr 3: 0; 2008 Qtr 4: 0 | 80.0626
0 | 234330-Premium T8 with T12 40 Watt Baseline - Tr1 |  | System | Commercial | 01-ALC-AllCommercial-IntLight | 0 |  |  |  |  | 13.9589 | 13.1897 | 0 | 0 | 0 | 0.76922 | 40.547 |  | kWh | 0.0073476 | -0.066403 | Commercial |  | Annual | [5 empty] | 11 | 0.96 |  |  |  | 0 | 0 | 20.0156 | 0 | 0 | 0 | 0 | 0 | 0 | 0 | 0 | 0 | 2006 Qtr 1: 0; 2006 Qtr 2: 0; 2006 Qtr 3: 0; 2006 Qtr 4: 0; 2007 Qtr 1: 0; 2007 Qtr 2: 0; 2007 Qtr 3: 0; 2007 Qtr 4: 20.0156; 2008 Qtr 1: 0; 2008 Qtr 2: 0; 2008 Qtr 3: 0; 2008 Qtr 4: 0 | 20.0156
0 | 234303-Lighting-Remove 4 Ft Lamp (De-Lamp) - Tr1 | COFL00AVDEL01 | System | Commercial | 01-ALC-AllCommercial-IntLight | 0 |  |  |  |  | 28.2518 | 16.4871 | 0 | 0 | 0 | 11.7647 | 134.827 |  | kWh | 0.024432 | -0.2208 | Commercial |  | Annual | [5 empty] | 11 | 0.96 |  |  |  | 0 | 0 | 20.0156 | 0 | 0 | 0 | 0 | 0 | 0 | 0 | 0 | 0 | 2006 Qtr 1: 0; 2006 Qtr 2: 0; 2006 Qtr 3: 0; 2006 Qtr 4: 0; 2007 Qtr 1: 0; 2007 Qtr 2: 0; 2007 Qtr 3: 0; 2007 Qtr 4: 20.0156; 2008 Qtr 1: 0; 2008 Qtr 2: 0; 2008 Qtr 3: 0; 2008 Qtr 4: 0 | 20.0156
0 | 234330-Premium T8 with T12 40 Watt Baseline - Tr1 |  | System | Commercial | 01-ALC-AllCommercial-IntLight | 0 |  |  |  |  | 13.9589 | 13.1897 | 0 | 0 | 0 | 0.76922 | 34.727 |  | kWh | 0.010491 | -0.056872 | Commercial |  | Annual | [5 empty] | 11 | 0.96 |  |  |  | 0 | 0 | 20.0156 | 0 | 0 | 0 | 0 | 0 | 0 | 0 | 0 | 0 | 2006 Qtr 1: 0; 2006 Qtr 2: 0; 2006 Qtr 3: 0; 2006 Qtr 4: 0; 2007 Qtr 1: 0; 2007 Qtr 2: 0; 2007 Qtr 3: 0; 2007 Qtr 4: 20.0156; 2008 Qtr 1: 0; 2008 Qtr 2: 0; 2008 Qtr 3: 0; 2008 Qtr 4: 0 | 20.0156
0 | 234303-Lighting-Remove 4 Ft Lamp (De-Lamp) - Tr1 | COFL00AVDEL01 | System | Commercial | 01-ALC-AllCommercial-IntLight | 0 |  |  |  |  | 28.2518 | 16.4871 | 0 | 0 | 0 | 11.7647 | 115.4744 |  | kWh | 0.034885 | -0.18911 | Commercial |  | Annual | [5 empty] | 11 | 0.96 |  |  |  | 0 | 0 | 20.0156 | 0 | 0 | 0 | 0 | 0 | 0 | 0 | 0 | 0 | 2006 Qtr 1: 0; 2006 Qtr 2: 0; 2006 Qtr 3: 0; 2006 Qtr 4: 0; 2007 Qtr 1: 0; 2007 Qtr 2: 0; 2007 Qtr 3: 0; 2007 Qtr 4: 20.0156; 2008 Qtr 1: 0; 2008 Qtr 2: 0; 2008 Qtr 3: 0; 2008 Qtr 4: 0 | 20.0156
0 | 234330-Premium T8 with T12 40 Watt Baseline - Tr1 |  | System | Commercial | 01-ALC-AllCommercial-IntLight | 0 |  |  |  |  | 13.9589 | 13.1897 | 0 | 0 | 0 | 0.76922 | 30.14 |  | kWh | 0.0093405 | -0.04936 | Commercial |  | Annual | [5 empty] | 11 | 0.96 |  |  |  | 0 | 0 | 21.8353 | 0 | 0 | 0 | 0 | 0 | 0 | 0 | 0 | 0 | 2006 Qtr 1: 0; 2006 Qtr 2: 0; 2006 Qtr 3: 0; 2006 Qtr 4: 0; 2007 Qtr 1: 0; 2007 Qtr 2: 0; 2007 Qtr 3: 0; 2007 Qtr 4: 21.8353; 2008 Qtr 1: 0; 2008 Qtr 2: 0; 2008 Qtr 3: 0; 2008 Qtr 4: 0 | 21.8353
0 | 234303-Lighting-Remove 4 Ft Lamp (De-Lamp) - Tr1 | COFL00AVDEL01 | System | Commercial | 01-ALC-AllCommercial-IntLight | 0 |  |  |  |  | 28.2518 | 16.4871 | 0 | 0 | 0 | 11.7647 | 100.2216 |  | kWh | 0.031059 | -0.16413 | Commercial |  | Annual | [5 empty] | 11 | 0.96 |  |  |  | 0 | 0 | 21.8353 | 0 | 0 | 0 | 0 | 0 | 0 | 0 | 0 | 0 | 2006 Qtr 1: 0; 2006 Qtr 2: 0; 2006 Qtr 3: 0; 2006 Qtr 4: 0; 2007 Qtr 1: 0; 2007 Qtr 2: 0; 2007 Qtr 3: 0; 2007 Qtr 4: 21.8353; 2008 Qtr 1: 0; 2008 Qtr 2: 0; 2008 Qtr 3: 0; 2008 Qtr 4: 0 | 21.8353
0 | 234330-Premium T8 with T12 40 Watt Baseline - Tr1 |  | System | Commercial | 01-ALC-AllCommercial-IntLight | 0 |  |  |  |  | 13.9589 | 13.1897 | 0 | 0 | 0 | 0.76922 | 32.1182 |  | kWh | 0.010339 | -0.052599 | Commercial |  | Annual | [5 empty] | 11 | 0.96 |  |  |  | 0 | 0 | 58.2273 | 0 | 0 | 0 | 0 | 0 | 0 | 0 | 0 | 0 | 2006 Qtr 1: 0; 2006 Qtr 2: 0; 2006 Qtr 3: 0; 2006 Qtr 4: 0; 2007 Qtr 1: 0; 2007 Qtr 2: 0; 2007 Qtr 3: 0; 2007 Qtr 4: 58.2273; 2008 Qtr 1: 0; 2008 Qtr 2: 0; 2008 Qtr 3: 0; 2008 Qtr 4: 0 | 58.2273
0 | 234303-Lighting-Remove 4 Ft Lamp (De-Lamp) - Tr1 | COFL00AVDEL01 | System | Commercial | 01-ALC-AllCommercial-IntLight | 0 |  |  |  |  | 28.2518 | 16.4871 | 0 | 0 | 0 | 11.7647 | 106.7995 |  | kWh | 0.03438 | -0.1749 | Commercial |  | Annual | [5 empty] | 11 | 0.96 |  |  |  | 0 | 0 | 29.1137 | 0 | 0 | 0 | 0 | 0 | 0 | 0 | 0 | 0 | 2006 Qtr 1: 0; 2006 Qtr 2: 0; 2006 Qtr 3: 0; 2006 Qtr 4: 0; 2007 Qtr 1: 0; 2007 Qtr 2: 0; 2007 Qtr 3: 0; 2007 Qtr 4: 29.1137; 2008 Qtr 1: 0; 2008 Qtr 2: 0; 2008 Qtr 3: 0; 2008 Qtr 4: 0 | 29.1137
0 | 234330-Premium T8 with T12 40 Watt Baseline - Tr1 |  | 7 | Commercial | 01-ALC-AllCommercial-IntLight | 0 |  |  |  |  | 13.9589 | 13.1897 | 0 | 0 | 0 | 0.76922 | 40.547 |  | kWh | 0.0073476 | -0.066403 | Commercial |  | Annual | [5 empty] | 11 | 0.96 |  |  |  | 0 | 0 | 43.6705 | 0 | 0 | 0 | 0 | 0 | 0 | 0 | 0 | 0 | 2006 Qtr 1: 0; 2006 Qtr 2: 0; 2006 Qtr 3: 0; 2006 Qtr 4: 0; 2007 Qtr 1: 0; 2007 Qtr 2: 0; 2007 Qtr 3: 0; 2007 Qtr 4: 43.6705; 2008 Qtr 1: 0; 2008 Qtr 2: 0; 2008 Qtr 3: 0; 2008 Qtr 4: 0 | 43.6705
0 | 234330-Premium T8 with T12 40 Watt Baseline - Tr1 |  | System | Commercial | 14-MLI-Manufacturing–LightIndustry-LIGHT | 0 |  |  |  |  | 13.9589 | 13.1897 | 0 | 0 | 0 | 0.76922 | 30.2508 |  | kWh | 0.0093108 | -0.043226 | Commercial |  | Annual | [5 empty] | 11 | 0.96 |  |  |  | 0 | 0 | 36.3921 | 0 | 0 | 0 | 0 | 0 | 0 | 0 | 0 | 0 | 2006 Qtr 1: 0; 2006 Qtr 2: 0; 2006 Qtr 3: 0; 2006 Qtr 4: 0; 2007 Qtr 1: 0; 2007 Qtr 2: 0; 2007 Qtr 3: 0; 2007 Qtr 4: 36.3921; 2008 Qtr 1: 0; 2008 Qtr 2: 0; 2008 Qtr 3: 0; 2008 Qtr 4: 0 | 36.3921
0 | 234303-Lighting-Remove 4 Ft Lamp (De-Lamp) - Tr1 | COFL00AVDEL01 | System | Commercial | 14-MLI-Manufacturing–LightIndustry-LIGHT | 0 |  |  |  |  | 28.2518 | 16.4871 | 0 | 0 | 0 | 11.7647 | 100.5901 |  | kWh | 0.03096 | -0.14374 | Commercial |  | Annual | [5 empty] | 11 | 0.96 |  |  |  | 0 | 0 | 36.3921 | 0 | 0 | 0 | 0 | 0 | 0 | 0 | 0 | 0 | 2006 Qtr 1: 0; 2006 Qtr 2: 0; 2006 Qtr 3: 0; 2006 Qtr 4: 0; 2007 Qtr 1: 0; 2007 Qtr 2: 0; 2007 Qtr 3: 0; 2007 Qtr 4: 36.3921; 2008 Qtr 1: 0; 2008 Qtr 2: 0; 2008 Qtr 3: 0; 2008 Qtr 4: 0 | 36.3921
0 | 234207-Lighting-8 Ft T-8 with Elec Ballast-Tr1 |  | 7 | Commercial | 01-ALC-AllCommercial-IntLight | 0 |  |  |  |  | 35.7163 | 21.9828 | 0 | 0 | 0 | 13.7335 | 28.798 |  | kWh | 0.0086999 | -0.047162 | Commercial |  | Annual | [5 empty] | 11 | 0.96 |  |  |  | 0 | 0 | 105.5371 | 0 | 0 | 0 | 0 | 0 | 0 | 0 | 0 | 0 | 2006 Qtr 1: 0; 2006 Qtr 2: 0; 2006 Qtr 3: 0; 2006 Qtr 4: 0; 2007 Qtr 1: 0; 2007 Qtr 2: 0; 2007 Qtr 3: 0; 2007 Qtr 4: 105.5371; 2008 Qtr 1: 0; 2008 Qtr 2: 0; 2008 Qtr 3: 0; 2008 Qtr 4: 0 | 105.5371
0 | 234330-Premium T8 with T12 40 Watt Baseline - Tr1 |  | 7 | Commercial | 01-ALC-AllCommercial-IntLight | 0 |  |  |  |  | 13.9589 | 13.1897 | 0 | 0 | 0 | 0.76922 | 34.727 |  | kWh | 0.010491 | -0.056872 | Commercial |  | Annual | [5 empty] | 11 | 0.96 |  |  |  | 0 | 0 | 60.0469 | 0 | 0 | 0 | 0 | 0 | 0 | 0 | 0 | 0 | 2006 Qtr 1: 0; 2006 Qtr 2: 0; 2006 Qtr 3: 0; 2006 Qtr 4: 0; 2007 Qtr 1: 0; 2007 Qtr 2: 0; 2007 Qtr 3: 0; 2007 Qtr 4: 60.0469; 2008 Qtr 1: 0; 2008 Qtr 2: 0; 2008 Qtr 3: 0; 2008 Qtr 4: 0 | 60.0469
0 | 234294-Lighting-Occupancy Sensor-Wallbox Lghtng Snsr-Tr1 | CALC00AVOCC01 | 7 | Commercial | 01-ALC-AllCommercial-IntLight | 0 |  |  |  |  | 42.2727 | 40 | 0 | 0 | 0 | 2.2727 | 213.759 |  | kWh | 0.17617 | 0 | Commercial |  | Annual | [5 empty] | 8 | 0.96 |  |  |  | 0 | 0 | 2 | 0 | 0 | 0 | 0 | 0 | 0 | 0 | 0 | 0 | 2006 Qtr 1: 0; 2006 Qtr 2: 0; 2006 Qtr 3: 0; 2006 Qtr 4: 0; 2007 Qtr 1: 0; 2007 Qtr 2: 0; 2007 Qtr 3: 0; 2007 Qtr 4: 2; 2008 Qtr 1: 0; 2008 Qtr 2: 0; 2008 Qtr 3: 0; 2008 Qtr 4: 0 | 2
0 | 234330-Premium T8 with T12 40 Watt Baseline - Tr1 |  | System | Commercial | 01-ALC-AllCommercial-IntLight | 0 |  |  |  |  | 13.9589 | 13.1897 | 0 | 0 | 0 | 0.76922 | 16.7728 |  | kWh | 0.0038804 | -0.027468 | Commercial |  | Annual | [5 empty] | 11 | 0.96 |  |  |  | 0 | 0 | 178.3212 | 0 | 0 | 0 | 0 | 0 | 0 | 0 | 0 | 0 | 2006 Qtr 1: 0; 2006 Qtr 2: 0; 2006 Qtr 3: 0; 2006 Qtr 4: 0; 2007 Qtr 1: 0; 2007 Qtr 2: 0; 2007 Qtr 3: 0; 2007 Qtr 4: 178.3212; 2008 Qtr 1: 0; 2008 Qtr 2: 0; 2008 Qtr 3: 0; 2008 Qtr 4: 0 | 178.3212
0 | 234303-Lighting-Remove 4 Ft Lamp (De-Lamp) - Tr1 | COFL00AVDEL01 | System | Commercial | 01-ALC-AllCommercial-IntLight | 0 |  |  |  |  | 28.2518 | 16.4871 | 0 | 0 | 0 | 11.7647 | 55.7729 |  | kWh | 0.012903 | -0.091338 | Commercial |  | Annual | [5 empty] | 11 | 0.96 |  |  |  | 0 | 0 | 161.9448 | 0 | 0 | 0 | 0 | 0 | 0 | 0 | 0 | 0 | 2006 Qtr 1: 0; 2006 Qtr 2: 0; 2006 Qtr 3: 0; 2006 Qtr 4: 0; 2007 Qtr 1: 0; 2007 Qtr 2: 0; 2007 Qtr 3: 0; 2007 Qtr 4: 161.9448; 2008 Qtr 1: 0; 2008 Qtr 2: 0; 2008 Qtr 3: 0; 2008 Qtr 4: 0 | 161.9448
0 | 234049-Lighting-LED Exit Sign New Sign | CALC00AVETS01 | System | Commercial | 02-ASM-Assembly-Exit | 0 |  |  |  |  | 65.3696 | 45 | 0 | 0 | 0 | 20.3696 | 351.311 |  | kWh | 0 | 0 | Commercial |  | Annual | [5 empty] | 16 | 0.96 |  |  |  | 0 | 0 | 25 | 0 | 0 | 0 | 0 | 0 | 0 | 0 | 0 | 0 | 2006 Qtr 1: 0; 2006 Qtr 2: 0; 2006 Qtr 3: 0; 2006 Qtr 4: 0; 2007 Qtr 1: 0; 2007 Qtr 2: 0; 2007 Qtr 3: 0; 2007 Qtr 4: 25; 2008 Qtr 1: 0; 2008 Qtr 2: 0; 2008 Qtr 3: 0; 2008 Qtr 4: 0 | 25
0 | 234331-Premium T8 with T12 40 Watt Baseline - Tr2 |  | 7 | Commercial | 01-ALC-AllCommercial-IntLight | 0 |  |  |  |  | 13.9591 | 9.8923 | 0 | 0 | 0 | 4.0668 | 39.8036 |  | kWh | 0.012793 | -0.065186 | Commercial |  | Annual | [5 empty] | 11 | 0.96 |  |  |  | 0 | 0 | 90.9802 | 0 | 0 | 0 | 0 | 0 | 0 | 0 | 0 | 0 | 2006 Qtr 1: 0; 2006 Qtr 2: 0; 2006 Qtr 3: 0; 2006 Qtr 4: 0; 2007 Qtr 1: 0; 2007 Qtr 2: 0; 2007 Qtr 3: 0; 2007 Qtr 4: 90.9802; 2008 Qtr 1: 0; 2008 Qtr 2: 0; 2008 Qtr 3: 0; 2008 Qtr 4: 0 | 90.9802
0 | 234304-Lighting-Remove 4 Ft Lamp (De-Lamp) - Tr2 | COFL00AVDEL01 | 7 | Commercial | 01-ALC-AllCommercial-IntLight | 0 |  |  |  |  | 28.2538 | 12.3653 | 0 | 0 | 0 | 15.8885 | 128.1864 |  | kWh | 0.0412 | -0.20993 | Commercial |  | Annual | [5 empty] | 11 | 0.96 |  |  |  | 0 | 0 | 90.9802 | 0 | 0 | 0 | 0 | 0 | 0 | 0 | 0 | 0 | 2006 Qtr 1: 0; 2006 Qtr 2: 0; 2006 Qtr 3: 0; 2006 Qtr 4: 0; 2007 Qtr 1: 0; 2007 Qtr 2: 0; 2007 Qtr 3: 0; 2007 Qtr 4: 90.9802; 2008 Qtr 1: 0; 2008 Qtr 2: 0; 2008 Qtr 3: 0; 2008 Qtr 4: 0 | 90.9802
0 | 234176-Food Service - Ice Machine Air-Cooled 301-400 |  | 7 | Commercial | 01-ALC-AllCommercial-Refrig | 0 |  |  |  |  | 559 | 600 | 0 | 0 | 0 | -41 | 1660.75 |  | kWh | 0.18958 | 0 | Commercial |  | Annual | [5 empty] | 12 | 0.96 |  |  |  | 0 | 0 | 1 | 0 | 0 | 0 | 0 | 0 | 0 | 0 | 0 | 0 | 2006 Qtr 1: 0; 2006 Qtr 2: 0; 2006 Qtr 3: 0; 2006 Qtr 4: 0; 2007 Qtr 1: 0; 2007 Qtr 2: 0; 2007 Qtr 3: 0; 2007 Qtr 4: 1; 2008 Qtr 1: 0; 2008 Qtr 2: 0; 2008 Qtr 3: 0; 2008 Qtr 4: 0 | 1
0 | 234330-Premium T8 with T12 40 Watt Baseline - Tr1 |  | 7 | Commercial | 01-ALC-AllCommercial-IntLight | 0 |  |  |  |  | 13.9589 | 13.1897 | 0 | 0 | 0 | 0.76922 | 34.727 |  | kWh | 0.010491 | -0.056872 | Commercial |  | Annual | [5 empty] | 11 | 0.96 |  |  |  | 0 | 0 | 36.3921 | 0 | 0 | 0 | 0 | 0 | 0 | 0 | 0 | 0 | 2006 Qtr 1: 0; 2006 Qtr 2: 0; 2006 Qtr 3: 0; 2006 Qtr 4: 0; 2007 Qtr 1: 0; 2007 Qtr 2: 0; 2007 Qtr 3: 0; 2007 Qtr 4: 36.3921; 2008 Qtr 1: 0; 2008 Qtr 2: 0; 2008 Qtr 3: 0; 2008 Qtr 4: 0 | 36.3921
0 | 234331-Premium T8 with T12 40 Watt Baseline - Tr2 |  | 10 | Commercial | 14-MLI-Manufacturing–LightIndustry-LIGHT | 0 |  |  |  |  | 13.9591 | 9.8923 | 0 | 0 | 0 | 4.0668 | 31.5189 |  | kWh | 0.0096105 | -0.047789 | Commercial |  | Annual | [5 empty] | 11 | 0.96 |  |  |  | 0 | 0 | 40.0313 | 0 | 0 | 0 | 0 | 0 | 0 | 0 | 0 | 0 | 2006 Qtr 1: 0; 2006 Qtr 2: 0; 2006 Qtr 3: 0; 2006 Qtr 4: 0; 2007 Qtr 1: 0; 2007 Qtr 2: 0; 2007 Qtr 3: 0; 2007 Qtr 4: 40.0313; 2008 Qtr 1: 0; 2008 Qtr 2: 0; 2008 Qtr 3: 0; 2008 Qtr 4: 0 | 40.0313
0 | 234330-Premium T8 with T12 40 Watt Baseline - Tr1 |  | 7 | Commercial | 14-MLI-Manufacturing–LightIndustry-LIGHT | 0 |  |  |  |  | 13.9589 | 13.1897 | 0 | 0 | 0 | 0.76922 | 30.1346 |  | kWh | 0.0093123 | -0.038961 | Commercial |  | Annual | [5 empty] | 11 | 0.96 |  |  |  | 0 | 0 | 21.8353 | 0 | 0 | 0 | 0 | 0 | 0 | 0 | 0 | 0 | 2006 Qtr 1: 0; 2006 Qtr 2: 0; 2006 Qtr 3: 0; 2006 Qtr 4: 0; 2007 Qtr 1: 0; 2007 Qtr 2: 0; 2007 Qtr 3: 0; 2007 Qtr 4: 21.8353; 2008 Qtr 1: 0; 2008 Qtr 2: 0; 2008 Qtr 3: 0; 2008 Qtr 4: 0 | 21.8353
0 | 234330-Premium T8 with T12 40 Watt Baseline - Tr1 |  | 7 | Commercial | 01-ALC-AllCommercial-IntLight | 0 |  |  |  |  | 13.9589 | 13.1897 | 0 | 0 | 0 | 0.76922 | 30.14 |  | kWh | 0.0093405 | -0.04936 | Commercial |  | Annual | [5 empty] | 11 | 0.96 |  |  |  | 0 | 0 | 32.7529 | 0 | 0 | 0 | 0 | 0 | 0 | 0 | 0 | 0 | 2006 Qtr 1: 0; 2006 Qtr 2: 0; 2006 Qtr 3: 0; 2006 Qtr 4: 0; 2007 Qtr 1: 0; 2007 Qtr 2: 0; 2007 Qtr 3: 0; 2007 Qtr 4: 32.7529; 2008 Qtr 1: 0; 2008 Qtr 2: 0; 2008 Qtr 3: 0; 2008 Qtr 4: 0 | 32.7529
0 | 234331-Premium T8 with T12 40 Watt Baseline - Tr2 |  | 7 | Commercial | 01-ALC-AllCommercial-IntLight | 0 |  |  |  |  | 13.9591 | 9.8923 | 0 | 0 | 0 | 4.0668 | 35.8564 |  | kWh | 0.010832 | -0.058721 | Commercial |  | Annual | [5 empty] | 11 | 0.96 |  |  |  | 0 | 0 | 58.2273 | 0 | 0 | 0 | 0 | 0 | 0 | 0 | 0 | 0 | 2006 Qtr 1: 0; 2006 Qtr 2: 0; 2006 Qtr 3: 0; 2006 Qtr 4: 0; 2007 Qtr 1: 0; 2007 Qtr 2: 0; 2007 Qtr 3: 0; 2007 Qtr 4: 58.2273; 2008 Qtr 1: 0; 2008 Qtr 2: 0; 2008 Qtr 3: 0; 2008 Qtr 4: 0 | 58.2273
0 | 234330-Premium T8 with T12 40 Watt Baseline - Tr1 |  | 7 | Commercial | 01-ALC-AllCommercial-IntLight | 0 |  |  |  |  | 13.9589 | 13.1897 | 0 | 0 | 0 | 0.76922 | 34.727 |  | kWh | 0.010491 | -0.056872 | Commercial |  | Annual | [5 empty] | 11 | 0.96 |  |  |  | 0 | 0 | 165.584 | 0 | 0 | 0 | 0 | 0 | 0 | 0 | 0 | 0 | 2006 Qtr 1: 0; 2006 Qtr 2: 0; 2006 Qtr 3: 0; 2006 Qtr 4: 0; 2007 Qtr 1: 0; 2007 Qtr 2: 0; 2007 Qtr 3: 0; 2007 Qtr 4: 165.584; 2008 Qtr 1: 0; 2008 Qtr 2: 0; 2008 Qtr 3: 0; 2008 Qtr 4: 0 | 165.584
0 | 234303-Lighting-Remove 4 Ft Lamp (De-Lamp) - Tr1 | COFL00AVDEL01 | 7 | Commercial | 01-ALC-AllCommercial-IntLight | 0 |  |  |  |  | 28.2518 | 16.4871 | 0 | 0 | 0 | 11.7647 | 115.4744 |  | kWh | 0.034885 | -0.18911 | Commercial |  | Annual | [5 empty] | 11 | 0.96 |  |  |  | 0 | 0 | 20.0156 | 0 | 0 | 0 | 0 | 0 | 0 | 0 | 0 | 0 | 2006 Qtr 1: 0; 2006 Qtr 2: 0; 2006 Qtr 3: 0; 2006 Qtr 4: 0; 2007 Qtr 1: 0; 2007 Qtr 2: 0; 2007 Qtr 3: 0; 2007 Qtr 4: 20.0156; 2008 Qtr 1: 0; 2008 Qtr 2: 0; 2008 Qtr 3: 0; 2008 Qtr 4: 0 | 20.0156
0 | 234330-Premium T8 with T12 40 Watt Baseline - Tr1 |  | 7 | Commercial | 01-ALC-AllCommercial-IntLight | 0 |  |  |  |  | 13.9589 | 13.1897 | 0 | 0 | 0 | 0.76922 | 40.547 |  | kWh | 0.0073476 | -0.066403 | Commercial |  | Annual | [5 empty] | 11 | 0.96 |  |  |  | 0 | 0 | 23.6549 | 0 | 0 | 0 | 0 | 0 | 0 | 0 | 0 | 0 | 2006 Qtr 1: 0; 2006 Qtr 2: 0; 2006 Qtr 3: 0; 2006 Qtr 4: 0; 2007 Qtr 1: 0; 2007 Qtr 2: 0; 2007 Qtr 3: 0; 2007 Qtr 4: 23.6549; 2008 Qtr 1: 0; 2008 Qtr 2: 0; 2008 Qtr 3: 0; 2008 Qtr 4: 0 | 23.6549
0 | 234207-Lighting-8 Ft T-8 with Elec Ballast-Tr1 |  | 7 | Commercial | 01-ALC-AllCommercial-IntLight | 0 |  |  |  |  | 35.7163 | 21.9828 | 0 | 0 | 0 | 13.7335 | 33.6243 |  | kWh | 0.0060931 | -0.055066 | Commercial |  | Annual | [5 empty] | 11 | 0.96 |  |  |  | 0 | 0 | 16.3764 | 0 | 0 | 0 | 0 | 0 | 0 | 0 | 0 | 0 | 2006 Qtr 1: 0; 2006 Qtr 2: 0; 2006 Qtr 3: 0; 2006 Qtr 4: 0; 2007 Qtr 1: 0; 2007 Qtr 2: 0; 2007 Qtr 3: 0; 2007 Qtr 4: 16.3764; 2008 Qtr 1: 0; 2008 Qtr 2: 0; 2008 Qtr 3: 0; 2008 Qtr 4: 0 | 16.3764
0 | 234049-Lighting-LED Exit Sign New Sign | CALC00AVETS01 | 7 | Commercial | 02-ASM-Assembly-Exit | 0 |  |  |  |  | 65.3696 | 45 | 0 | 0 | 0 | 20.3696 | 351.311 |  | kWh | 0 | 0 | Commercial |  | Annual | [5 empty] | 16 | 0.96 |  |  |  | 0 | 0 | 4 | 0 | 0 | 0 | 0 | 0 | 0 | 0 | 0 | 0 | 2006 Qtr 1: 0; 2006 Qtr 2: 0; 2006 Qtr 3: 0; 2006 Qtr 4: 0; 2007 Qtr 1: 0; 2007 Qtr 2: 0; 2007 Qtr 3: 0; 2007 Qtr 4: 4; 2008 Qtr 1: 0; 2008 Qtr 2: 0; 2008 Qtr 3: 0; 2008 Qtr 4: 0 | 4
0 | 234201-Lighting-2 Ft 2nd Gen T-8 with Elec Ballast-Tr1 |  | 7 | Commercial | 01-ALC-AllCommercial-IntLight | 0 |  |  |  |  | 23.0819 | 10.9914 | 0 | 0 | 0 | 12.0905 | 25.8116 |  | kWh | 0.0046773 | -0.042271 | Commercial |  | Annual | [5 empty] | 11 | 0.96 |  |  |  | 0 | 0 | 1.8196 | 0 | 0 | 0 | 0 | 0 | 0 | 0 | 0 | 0 | 2006 Qtr 1: 0; 2006 Qtr 2: 0; 2006 Qtr 3: 0; 2006 Qtr 4: 0; 2007 Qtr 1: 0; 2007 Qtr 2: 0; 2007 Qtr 3: 0; 2007 Qtr 4: 1.8196; 2008 Qtr 1: 0; 2008 Qtr 2: 0; 2008 Qtr 3: 0; 2008 Qtr 4: 0 | 1.8196
0 | 234330-Premium T8 with T12 40 Watt Baseline - Tr1 |  | 7 | Commercial | 01-ALC-AllCommercial-IntLight | 0 |  |  |  |  | 13.9589 | 13.1897 | 0 | 0 | 0 | 0.76922 | 40.547 |  | kWh | 0.0073476 | -0.066403 | Commercial |  | Annual | [5 empty] | 11 | 0.96 |  |  |  | 0 | 0 | 1.8196 | 0 | 0 | 0 | 0 | 0 | 0 | 0 | 0 | 0 | 2006 Qtr 1: 0; 2006 Qtr 2: 0; 2006 Qtr 3: 0; 2006 Qtr 4: 0; 2007 Qtr 1: 0; 2007 Qtr 2: 0; 2007 Qtr 3: 0; 2007 Qtr 4: 1.8196; 2008 Qtr 1: 0; 2008 Qtr 2: 0; 2008 Qtr 3: 0; 2008 Qtr 4: 0 | 1.8196
0 | 234207-Lighting-8 Ft T-8 with Elec Ballast-Tr1 |  | 7 | Commercial | 01-ALC-AllCommercial-IntLight | 0 |  |  |  |  | 35.7163 | 21.9828 | 0 | 0 | 0 | 13.7335 | 33.6243 |  | kWh | 0.0060931 | -0.055066 | Commercial |  | Annual | [5 empty] | 11 | 0.96 |  |  |  | 0 | 0 | 23.6549 | 0 | 0 | 0 | 0 | 0 | 0 | 0 | 0 | 0 | 2006 Qtr 1: 0; 2006 Qtr 2: 0; 2006 Qtr 3: 0; 2006 Qtr 4: 0; 2007 Qtr 1: 0; 2007 Qtr 2: 0; 2007 Qtr 3: 0; 2007 Qtr 4: 23.6549; 2008 Qtr 1: 0; 2008 Qtr 2: 0; 2008 Qtr 3: 0; 2008 Qtr 4: 0 | 23.6549
0 | 234207-Lighting-8 Ft T-8 with Elec Ballast-Tr1 |  | 10 | Commercial | 02-ASM-Assembly-IntLight | 0 |  |  |  |  | 35.7163 | 21.9828 | 0 | 0 | 0 | 13.7335 | 23.1317 |  | kWh | 0.0056614 | -0.10605 | Commercial |  | Annual | [5 empty] | 11 | 0.96 |  |  |  | 0 | 0 | 14.5568 | 0 | 0 | 0 | 0 | 0 | 0 | 0 | 0 | 0 | 2006 Qtr 1: 0; 2006 Qtr 2: 0; 2006 Qtr 3: 0; 2006 Qtr 4: 0; 2007 Qtr 1: 0; 2007 Qtr 2: 0; 2007 Qtr 3: 0; 2007 Qtr 4: 14.5568; 2008 Qtr 1: 0; 2008 Qtr 2: 0; 2008 Qtr 3: 0; 2008 Qtr 4: 0 | 14.5568
0 | 234207-Lighting-8 Ft T-8 with Elec Ballast-Tr1 |  | 10 | Commercial | 02-ASM-Assembly-IntLight | 0 |  |  |  |  | 35.7163 | 21.9828 | 0 | 0 | 0 | 13.7335 | 23.1317 |  | kWh | 0.0056614 | -0.10605 | Commercial |  | Annual | [5 empty] | 11 | 0.96 |  |  |  | 0 | 0 | 100.0782 | 0 | 0 | 0 | 0 | 0 | 0 | 0 | 0 | 0 | 2006 Qtr 1: 0; 2006 Qtr 2: 0; 2006 Qtr 3: 0; 2006 Qtr 4: 0; 2007 Qtr 1: 0; 2007 Qtr 2: 0; 2007 Qtr 3: 0; 2007 Qtr 4: 100.0782; 2008 Qtr 1: 0; 2008 Qtr 2: 0; 2008 Qtr 3: 0; 2008 Qtr 4: 0 | 100.0782
0 | 234330-Premium T8 with T12 40 Watt Baseline - Tr1 |  | 7 | Commercial | 01-ALC-AllCommercial-IntLight | 0 |  |  |  |  | 13.9589 | 13.1897 | 0 | 0 | 0 | 0.76922 | 65.4159 |  | kWh | 0.012906 | -0.10713 | Commercial |  | Annual | [5 empty] | 11 | 0.96 |  |  |  | 0 | 0 | 146.4781 | 0 | 0 | 0 | 0 | 0 | 0 | 0 | 0 | 0 | 2006 Qtr 1: 0; 2006 Qtr 2: 0; 2006 Qtr 3: 0; 2006 Qtr 4: 0; 2007 Qtr 1: 0; 2007 Qtr 2: 0; 2007 Qtr 3: 0; 2007 Qtr 4: 146.4781; 2008 Qtr 1: 0; 2008 Qtr 2: 0; 2008 Qtr 3: 0; 2008 Qtr 4: 0 | 146.4781
0 | 234330-Premium T8 with T12 40 Watt Baseline - Tr1 |  | 7 | Commercial | 01-ALC-AllCommercial-IntLight | 0 |  |  |  |  | 13.9589 | 13.1897 | 0 | 0 | 0 | 0.76922 | 40.547 |  | kWh | 0.0073476 | -0.066403 | Commercial |  | Annual | [5 empty] | 11 | 0.96 |  |  |  | 0 | 0 | 43.6705 | 0 | 0 | 0 | 0 | 0 | 0 | 0 | 0 | 0 | 2006 Qtr 1: 0; 2006 Qtr 2: 0; 2006 Qtr 3: 0; 2006 Qtr 4: 0; 2007 Qtr 1: 0; 2007 Qtr 2: 0; 2007 Qtr 3: 0; 2007 Qtr 4: 43.6705; 2008 Qtr 1: 0; 2008 Qtr 2: 0; 2008 Qtr 3: 0; 2008 Qtr 4: 0 | 43.6705
0 | 234330-Premium T8 with T12 40 Watt Baseline - Tr1 |  | 10 | Commercial | 01-ALC-AllCommercial-IntLight | 0 |  |  |  |  | 13.9589 | 13.1897 | 0 | 0 | 0 | 0.76922 | 34.727 |  | kWh | 0.010491 | -0.056872 | Commercial |  | Annual | [5 empty] | 11 | 0.96 |  |  |  | 0 | 0 | 214.7133 | 0 | 0 | 0 | 0 | 0 | 0 | 0 | 0 | 0 | 2006 Qtr 1: 0; 2006 Qtr 2: 0; 2006 Qtr 3: 0; 2006 Qtr 4: 0; 2007 Qtr 1: 0; 2007 Qtr 2: 0; 2007 Qtr 3: 0; 2007 Qtr 4: 214.7133; 2008 Qtr 1: 0; 2008 Qtr 2: 0; 2008 Qtr 3: 0; 2008 Qtr 4: 0 | 214.7133
0 | 234330-Premium T8 with T12 40 Watt Baseline - Tr1 |  | 10 | Commercial | 01-ALC-AllCommercial-IntLight | 0 |  |  |  |  | 13.9589 | 13.1897 | 0 | 0 | 0 | 0.76922 | 40.547 |  | kWh | 0.0073476 | -0.066403 | Commercial |  | Annual | [5 empty] | 11 | 0.96 |  |  |  | 0 | 0 | 18.196 | 0 | 0 | 0 | 0 | 0 | 0 | 0 | 0 | 0 | 2006 Qtr 1: 0; 2006 Qtr 2: 0; 2006 Qtr 3: 0; 2006 Qtr 4: 0; 2007 Qtr 1: 0; 2007 Qtr 2: 0; 2007 Qtr 3: 0; 2007 Qtr 4: 18.196; 2008 Qtr 1: 0; 2008 Qtr 2: 0; 2008 Qtr 3: 0; 2008 Qtr 4: 0 | 18.196
0 | 234303-Lighting-Remove 4 Ft Lamp (De-Lamp) - Tr1 | COFL00AVDEL01 | 10 | Commercial | 01-ALC-AllCommercial-IntLight | 0 |  |  |  |  | 28.2518 | 16.4871 | 0 | 0 | 0 | 11.7647 | 134.827 |  | kWh | 0.024432 | -0.2208 | Commercial |  | Annual | [5 empty] | 11 | 0.96 |  |  |  | 0 | 0 | 9.098 | 0 | 0 | 0 | 0 | 0 | 0 | 0 | 0 | 0 | 2006 Qtr 1: 0; 2006 Qtr 2: 0; 2006 Qtr 3: 0; 2006 Qtr 4: 0; 2007 Qtr 1: 0; 2007 Qtr 2: 0; 2007 Qtr 3: 0; 2007 Qtr 4: 9.098; 2008 Qtr 1: 0; 2008 Qtr 2: 0; 2008 Qtr 3: 0; 2008 Qtr 4: 0 | 9.098
0 | 234330-Premium T8 with T12 40 Watt Baseline - Tr1 |  | 10 | Commercial | 01-ALC-AllCommercial-IntLight | 0 |  |  |  |  | 13.9589 | 13.1897 | 0 | 0 | 0 | 0.76922 | 34.727 |  | kWh | 0.010491 | -0.056872 | Commercial |  | Annual | [5 empty] | 11 | 0.96 |  |  |  | 0 | 0 | 216.5329 | 0 | 0 | 0 | 0 | 0 | 0 | 0 | 0 | 0 | 2006 Qtr 1: 0; 2006 Qtr 2: 0; 2006 Qtr 3: 0; 2006 Qtr 4: 0; 2007 Qtr 1: 0; 2007 Qtr 2: 0; 2007 Qtr 3: 0; 2007 Qtr 4: 216.5329; 2008 Qtr 1: 0; 2008 Qtr 2: 0; 2008 Qtr 3: 0; 2008 Qtr 4: 0 | 216.5329
0 | 234303-Lighting-Remove 4 Ft Lamp (De-Lamp) - Tr1 | COFL00AVDEL01 | 10 | Commercial | 01-ALC-AllCommercial-IntLight | 0 |  |  |  |  | 28.2518 | 16.4871 | 0 | 0 | 0 | 11.7647 | 115.4744 |  | kWh | 0.034885 | -0.18911 | Commercial |  | Annual | [5 empty] | 11 | 0.96 |  |  |  | 0 | 0 | 40.0313 | 0 | 0 | 0 | 0 | 0 | 0 | 0 | 0 | 0 | 2006 Qtr 1: 0; 2006 Qtr 2: 0; 2006 Qtr 3: 0; 2006 Qtr 4: 0; 2007 Qtr 1: 0; 2007 Qtr 2: 0; 2007 Qtr 3: 0; 2007 Qtr 4: 40.0313; 2008 Qtr 1: 0; 2008 Qtr 2: 0; 2008 Qtr 3: 0; 2008 Qtr 4: 0 | 40.0313
0 | 234343-Steam Trap Replacement- Commercial - Other |  | 7 | Commercial | 21-RSD-Restaurant–SitDown-PROC_OTH | 0 |  |  |  |  | 113.64 | 75 | 0 | 0 | 0 | 38.64 | 0 |  | kWh | 0 | 16.68 | Commercial |  | Annual | [5 empty] | 15 | 0.96 |  |  |  | 0 | 0 | 17 | 0 | 0 | 0 | 0 | 0 | 0 | 0 | 0 | 0 | 2006 Qtr 1: 0; 2006 Qtr 2: 0; 2006 Qtr 3: 0; 2006 Qtr 4: 0; 2007 Qtr 1: 0; 2007 Qtr 2: 0; 2007 Qtr 3: 0; 2007 Qtr 4: 17; 2008 Qtr 1: 0; 2008 Qtr 2: 0; 2008 Qtr 3: 0; 2008 Qtr 4: 0 | 17
0 | 234330-Premium T8 with T12 40 Watt Baseline - Tr1 |  | 10 | Commercial | 01-ALC-AllCommercial-IntLight | 0 |  |  |  |  | 13.9589 | 13.1897 | 0 | 0 | 0 | 0.76922 | 38.5499 |  | kWh | 0.01239 | -0.063133 | Commercial |  | Annual | [5 empty] | 11 | 0.96 |  |  |  | 0 | 0 | 83.7018 | 0 | 0 | 0 | 0 | 0 | 0 | 0 | 0 | 0 | 2006 Qtr 1: 0; 2006 Qtr 2: 0; 2006 Qtr 3: 0; 2006 Qtr 4: 0; 2007 Qtr 1: 0; 2007 Qtr 2: 0; 2007 Qtr 3: 0; 2007 Qtr 4: 83.7018; 2008 Qtr 1: 0; 2008 Qtr 2: 0; 2008 Qtr 3: 0; 2008 Qtr 4: 0 | 83.7018
0 | 234173-Food Service - Combination Oven-Gas |  | 7 | Commercial | 21-RSD-Restaurant–SitDown-PROC_OTH | 0 |  |  |  |  | 21797 | 750 | 0 | 0 | 0 | 21047 | 0 |  | kWh | 0 | 403 | Commercial |  | Annual | [5 empty] | 12 | 0.96 |  |  |  | 0 | 0 | 1 | 0 | 0 | 0 | 0 | 0 | 0 | 0 | 0 | 0 | 2006 Qtr 1: 0; 2006 Qtr 2: 0; 2006 Qtr 3: 0; 2006 Qtr 4: 0; 2007 Qtr 1: 0; 2007 Qtr 2: 0; 2007 Qtr 3: 0; 2007 Qtr 4: 1; 2008 Qtr 1: 0; 2008 Qtr 2: 0; 2008 Qtr 3: 0; 2008 Qtr 4: 0 | 1
0 | 234330-Premium T8 with T12 40 Watt Baseline - Tr1 |  | 7 | Commercial | 23-RTL-Retail–SingleStorylarge-LIT_INT | 0 |  |  |  |  | 13.9589 | 13.1897 | 0 | 0 | 0 | 0.76922 | 35.6051 |  | kWh | 0.010639 | -0.048435 | Commercial |  | Annual | [5 empty] | 11 | 0.96 |  |  |  | 0 | 0 | 69.145 | 0 | 0 | 0 | 0 | 0 | 0 | 0 | 0 | 0 | 2006 Qtr 1: 0; 2006 Qtr 2: 0; 2006 Qtr 3: 0; 2006 Qtr 4: 0; 2007 Qtr 1: 0; 2007 Qtr 2: 0; 2007 Qtr 3: 69.145; 2007 Qtr 4: 0; 2008 Qtr 1: 0; 2008 Qtr 2: 0; 2008 Qtr 3: 0; 2008 Qtr 4: 0 | 69.145
0 | 234330-Premium T8 with T12 40 Watt Baseline - Tr1 |  | 10 | Commercial | 01-ALC-AllCommercial-IntLight | 0 |  |  |  |  | 13.9589 | 13.1897 | 0 | 0 | 0 | 0.76922 | 40.547 |  | kWh | 0.0073476 | -0.066403 | Commercial |  | Annual | [5 empty] | 11 | 0.96 |  |  |  | 0 | 0 | 25.4745 | 0 | 0 | 0 | 0 | 0 | 0 | 0 | 0 | 0 | 2006 Qtr 1: 0; 2006 Qtr 2: 0; 2006 Qtr 3: 0; 2006 Qtr 4: 0; 2007 Qtr 1: 0; 2007 Qtr 2: 0; 2007 Qtr 3: 25.4745; 2007 Qtr 4: 0; 2008 Qtr 1: 0; 2008 Qtr 2: 0; 2008 Qtr 3: 0; 2008 Qtr 4: 0 | 25.4745
0 | 234303-Lighting-Remove 4 Ft Lamp (De-Lamp) - Tr1 | COFL00AVDEL01 | 10 | Commercial | 01-ALC-AllCommercial-IntLight | 0 |  |  |  |  | 28.2518 | 16.4871 | 0 | 0 | 0 | 11.7647 | 134.827 |  | kWh | 0.024432 | -0.2208 | Commercial |  | Annual | [5 empty] | 11 | 0.96 |  |  |  | 0 | 0 | 23.6549 | 0 | 0 | 0 | 0 | 0 | 0 | 0 | 0 | 0 | 2006 Qtr 1: 0; 2006 Qtr 2: 0; 2006 Qtr 3: 0; 2006 Qtr 4: 0; 2007 Qtr 1: 0; 2007 Qtr 2: 0; 2007 Qtr 3: 23.6549; 2007 Qtr 4: 0; 2008 Qtr 1: 0; 2008 Qtr 2: 0; 2008 Qtr 3: 0; 2008 Qtr 4: 0 | 23.6549
0 | 234330-Premium T8 with T12 40 Watt Baseline - Tr1 |  | 10 | Commercial | 01-ALC-AllCommercial-IntLight | 0 |  |  |  |  | 13.9589 | 13.1897 | 0 | 0 | 0 | 0.76922 | 40.547 |  | kWh | 0.0073476 | -0.066403 | Commercial |  | Annual | [5 empty] | 11 | 0.96 |  |  |  | 0 | 0 | 27.2941 | 0 | 0 | 0 | 0 | 0 | 0 | 0 | 0 | 0 | 2006 Qtr 1: 0; 2006 Qtr 2: 0; 2006 Qtr 3: 0; 2006 Qtr 4: 0; 2007 Qtr 1: 0; 2007 Qtr 2: 0; 2007 Qtr 3: 27.2941; 2007 Qtr 4: 0; 2008 Qtr 1: 0; 2008 Qtr 2: 0; 2008 Qtr 3: 0; 2008 Qtr 4: 0 | 27.2941
0 | 234303-Lighting-Remove 4 Ft Lamp (De-Lamp) - Tr1 | COFL00AVDEL01 | 10 | Commercial | 01-ALC-AllCommercial-IntLight | 0 |  |  |  |  | 28.2518 | 16.4871 | 0 | 0 | 0 | 11.7647 | 134.827 |  | kWh | 0.024432 | -0.2208 | Commercial |  | Annual | [5 empty] | 11 | 0.96 |  |  |  | 0 | 0 | 27.2941 | 0 | 0 | 0 | 0 | 0 | 0 | 0 | 0 | 0 | 2006 Qtr 1: 0; 2006 Qtr 2: 0; 2006 Qtr 3: 0; 2006 Qtr 4: 0; 2007 Qtr 1: 0; 2007 Qtr 2: 0; 2007 Qtr 3: 27.2941; 2007 Qtr 4: 0; 2008 Qtr 1: 0; 2008 Qtr 2: 0; 2008 Qtr 3: 0; 2008 Qtr 4: 0 | 27.2941
0 | 234330-Premium T8 with T12 40 Watt Baseline - Tr1 |  | System | Commercial | 01-ALC-AllCommercial-IntLight | 0 |  |  |  |  | 13.9589 | 13.1897 | 0 | 0 | 0 | 0.76922 | 32.1182 |  | kWh | 0.010339 | -0.052599 | Commercial |  | Annual | [5 empty] | 11 | 0.96 |  |  |  | 0 | 0 | 70.9646 | 0 | 0 | 0 | 0 | 0 | 0 | 0 | 0 | 0 | 2006 Qtr 1: 0; 2006 Qtr 2: 0; 2006 Qtr 3: 0; 2006 Qtr 4: 0; 2007 Qtr 1: 0; 2007 Qtr 2: 0; 2007 Qtr 3: 0; 2007 Qtr 4: 70.9646; 2008 Qtr 1: 0; 2008 Qtr 2: 0; 2008 Qtr 3: 0; 2008 Qtr 4: 0 | 70.9646
0 | 234303-Lighting-Remove 4 Ft Lamp (De-Lamp) - Tr1 | COFL00AVDEL01 | System | Commercial | 01-ALC-AllCommercial-IntLight | 0 |  |  |  |  | 28.2518 | 16.4871 | 0 | 0 | 0 | 11.7647 | 106.7995 |  | kWh | 0.03438 | -0.1749 | Commercial |  | Annual | [5 empty] | 11 | 0.96 |  |  |  | 0 | 0 | 40.0313 | 0 | 0 | 0 | 0 | 0 | 0 | 0 | 0 | 0 | 2006 Qtr 1: 0; 2006 Qtr 2: 0; 2006 Qtr 3: 0; 2006 Qtr 4: 0; 2007 Qtr 1: 0; 2007 Qtr 2: 0; 2007 Qtr 3: 0; 2007 Qtr 4: 40.0313; 2008 Qtr 1: 0; 2008 Qtr 2: 0; 2008 Qtr 3: 0; 2008 Qtr 4: 0 | 40.0313
0 | 234294-Lighting-Occupancy Sensor-Wallbox Lghtng Snsr-Tr1 | CALC00AVOCC01 | System | Commercial | 01-ALC-AllCommercial-IntLight | 0 |  |  |  |  | 42.2727 | 40 | 0 | 0 | 0 | 2.2727 | 213.759 |  | kWh | 0.17617 | 0 | Commercial |  | Annual | [5 empty] | 8 | 0.96 |  |  |  | 0 | 0 | 2 | 0 | 0 | 0 | 0 | 0 | 0 | 0 | 0 | 0 | 2006 Qtr 1: 0; 2006 Qtr 2: 0; 2006 Qtr 3: 0; 2006 Qtr 4: 0; 2007 Qtr 1: 0; 2007 Qtr 2: 0; 2007 Qtr 3: 0; 2007 Qtr 4: 2; 2008 Qtr 1: 0; 2008 Qtr 2: 0; 2008 Qtr 3: 0; 2008 Qtr 4: 0 | 2
0 | 234330-Premium T8 with T12 40 Watt Baseline - Tr1 |  | System | Commercial | 14-MLI-Manufacturing–LightIndustry-LIGHT | 0 |  |  |  |  | 13.9589 | 13.1897 | 0 | 0 | 0 | 0.76922 | 30.2508 |  | kWh | 0.0093108 | -0.043226 | Commercial |  | Annual | [5 empty] | 11 | 0.96 |  |  |  | 0 | 0 | 20.0156 | 0 | 0 | 0 | 0 | 0 | 0 | 0 | 0 | 0 | 2006 Qtr 1: 0; 2006 Qtr 2: 0; 2006 Qtr 3: 0; 2006 Qtr 4: 0; 2007 Qtr 1: 0; 2007 Qtr 2: 0; 2007 Qtr 3: 0; 2007 Qtr 4: 20.0156; 2008 Qtr 1: 0; 2008 Qtr 2: 0; 2008 Qtr 3: 0; 2008 Qtr 4: 0 | 20.0156
0 | 234303-Lighting-Remove 4 Ft Lamp (De-Lamp) - Tr1 | COFL00AVDEL01 | System | Commercial | 14-MLI-Manufacturing–LightIndustry-LIGHT | 0 |  |  |  |  | 28.2518 | 16.4871 | 0 | 0 | 0 | 11.7647 | 100.5901 |  | kWh | 0.03096 | -0.14374 | Commercial |  | Annual | [5 empty] | 11 | 0.96 |  |  |  | 0 | 0 | 20.0156 | 0 | 0 | 0 | 0 | 0 | 0 | 0 | 0 | 0 | 2006 Qtr 1: 0; 2006 Qtr 2: 0; 2006 Qtr 3: 0; 2006 Qtr 4: 0; 2007 Qtr 1: 0; 2007 Qtr 2: 0; 2007 Qtr 3: 0; 2007 Qtr 4: 20.0156; 2008 Qtr 1: 0; 2008 Qtr 2: 0; 2008 Qtr 3: 0; 2008 Qtr 4: 0 | 20.0156
0 | 234294-Lighting-Occupancy Sensor-Wallbox Lghtng Snsr-Tr1 | CALC00AVOCC01 | System | Commercial | 14-MLI-Manufacturing–LightIndustry-LIGHT | 0 |  |  |  |  | 42.2727 | 40 | 0 | 0 | 0 | 2.2727 | 213.759 |  | kWh | 0.17617 | 0 | Commercial |  | Annual | [5 empty] | 8 | 0.96 |  |  |  | 0 | 0 | 1 | 0 | 0 | 0 | 0 | 0 | 0 | 0 | 0 | 0 | 2006 Qtr 1: 0; 2006 Qtr 2: 0; 2006 Qtr 3: 0; 2006 Qtr 4: 0; 2007 Qtr 1: 0; 2007 Qtr 2: 0; 2007 Qtr 3: 0; 2007 Qtr 4: 1; 2008 Qtr 1: 0; 2008 Qtr 2: 0; 2008 Qtr 3: 0; 2008 Qtr 4: 0 | 1
0 | 234360-Lighting-IntrHiByLnrFlscntFxtr244wrplc400w(TrI)Tr1 |  | System | Commercial | 14-MLI-Manufacturing–LightIndustry-LIGHT | 0 |  |  |  |  | 328.1301 | 153.8404 | 0 | 0 | 0 | 174.2897 | 857.013 |  | kWh | 0.18846 | -1.2246 | Commercial |  | Annual | [5 empty] | 11 | 0.96 |  |  |  | 0 | 0 | 1.9501 | 0 | 0 | 0 | 0 | 0 | 0 | 0 | 0 | 0 | 2006 Qtr 1: 0; 2006 Qtr 2: 0; 2006 Qtr 3: 0; 2006 Qtr 4: 0; 2007 Qtr 1: 0; 2007 Qtr 2: 0; 2007 Qtr 3: 0; 2007 Qtr 4: 1.9501; 2008 Qtr 1: 0; 2008 Qtr 2: 0; 2008 Qtr 3: 0; 2008 Qtr 4: 0 | 1.9501
0 | 234330-Premium T8 with T12 40 Watt Baseline - Tr1 |  | 10 | Commercial | 01-ALC-AllCommercial-IntLight | 0 |  |  |  |  | 13.9589 | 13.1897 | 0 | 0 | 0 | 0.76922 | 40.547 |  | kWh | 0.0073476 | -0.066403 | Commercial |  | Annual | [5 empty] | 11 | 0.96 |  |  |  | 0 | 0 | 21.8353 | 0 | 0 | 0 | 0 | 0 | 0 | 0 | 0 | 0 | 2006 Qtr 1: 0; 2006 Qtr 2: 0; 2006 Qtr 3: 0; 2006 Qtr 4: 0; 2007 Qtr 1: 0; 2007 Qtr 2: 0; 2007 Qtr 3: 21.8353; 2007 Qtr 4: 0; 2008 Qtr 1: 0; 2008 Qtr 2: 0; 2008 Qtr 3: 0; 2008 Qtr 4: 0 | 21.8353
0 | 234303-Lighting-Remove 4 Ft Lamp (De-Lamp) - Tr1 | COFL00AVDEL01 | 10 | Commercial | 01-ALC-AllCommercial-IntLight | 0 |  |  |  |  | 28.2518 | 16.4871 | 0 | 0 | 0 | 11.7647 | 134.827 |  | kWh | 0.024432 | -0.2208 | Commercial |  | Annual | [5 empty] | 11 | 0.96 |  |  |  | 0 | 0 | 18.196 | 0 | 0 | 0 | 0 | 0 | 0 | 0 | 0 | 0 | 2006 Qtr 1: 0; 2006 Qtr 2: 0; 2006 Qtr 3: 0; 2006 Qtr 4: 0; 2007 Qtr 1: 0; 2007 Qtr 2: 0; 2007 Qtr 3: 18.196; 2007 Qtr 4: 0; 2008 Qtr 1: 0; 2008 Qtr 2: 0; 2008 Qtr 3: 0; 2008 Qtr 4: 0 | 18.196
0 | 234126-Refrigeration - Efficient Evap Fan Motor Electronically Commutated Motor (ECM) | Averaged DEER Msrs | 10 | Commercial | 01-ALC-AllCommercial-Refrig | 0 |  |  |  |  | 6.7904 | 150 | 0 | 0 | 0 | -143.2096 | 116.369 |  | kWh | 0.015845 | -0.11528 | Commercial |  | Annual | [5 empty] | 15 | 0.96 |  |  |  | 0 | 0 | 10 | 0 | 0 | 0 | 0 | 0 | 0 | 0 | 0 | 0 | 2006 Qtr 1: 0; 2006 Qtr 2: 0; 2006 Qtr 3: 0; 2006 Qtr 4: 0; 2007 Qtr 1: 0; 2007 Qtr 2: 0; 2007 Qtr 3: 0; 2007 Qtr 4: 10; 2008 Qtr 1: 0; 2008 Qtr 2: 0; 2008 Qtr 3: 0; 2008 Qtr 4: 0 | 10
0 | 234126-Refrigeration - Efficient Evap Fan Motor Electronically Commutated Motor (ECM) | Averaged DEER Msrs | 7 | Commercial | 01-ALC-AllCommercial-Refrig | 0 |  |  |  |  | 6.7904 | 150 | 0 | 0 | 0 | -143.2096 | 116.369 |  | kWh | 0.015845 | -0.11528 | Commercial |  | Annual | [5 empty] | 15 | 0.96 |  |  |  | 0 | 0 | 6 | 0 | 0 | 0 | 0 | 0 | 0 | 0 | 0 | 0 | 2006 Qtr 1: 0; 2006 Qtr 2: 0; 2006 Qtr 3: 0; 2006 Qtr 4: 0; 2007 Qtr 1: 0; 2007 Qtr 2: 0; 2007 Qtr 3: 0; 2007 Qtr 4: 6; 2008 Qtr 1: 0; 2008 Qtr 2: 0; 2008 Qtr 3: 0; 2008 Qtr 4: 0 | 6
0 | 234126-Refrigeration - Efficient Evap Fan Motor Electronically Commutated Motor (ECM) | Averaged DEER Msrs | 7 | Commercial | 01-ALC-AllCommercial-Refrig | 0 |  |  |  |  | 6.7904 | 150 | 0 | 0 | 0 | -143.2096 | 116.369 |  | kWh | 0.015845 | -0.11528 | Commercial |  | Annual | [5 empty] | 15 | 0.96 |  |  |  | 0 | 0 | 1 | 0 | 0 | 0 | 0 | 0 | 0 | 0 | 0 | 0 | 2006 Qtr 1: 0; 2006 Qtr 2: 0; 2006 Qtr 3: 0; 2006 Qtr 4: 0; 2007 Qtr 1: 0; 2007 Qtr 2: 0; 2007 Qtr 3: 0; 2007 Qtr 4: 1; 2008 Qtr 1: 0; 2008 Qtr 2: 0; 2008 Qtr 3: 0; 2008 Qtr 4: 0 | 1
0 | 234126-Refrigeration - Efficient Evap Fan Motor Electronically Commutated Motor (ECM) | Averaged DEER Msrs | 7 | Commercial | 01-ALC-AllCommercial-Refrig | 0 |  |  |  |  | 6.7904 | 150 | 0 | 0 | 0 | -143.2096 | 116.369 |  | kWh | 0.015845 | -0.11528 | Commercial |  | Annual | [5 empty] | 15 | 0.96 |  |  |  | 0 | 0 | 14 | 0 | 0 | 0 | 0 | 0 | 0 | 0 | 0 | 0 | 2006 Qtr 1: 0; 2006 Qtr 2: 0; 2006 Qtr 3: 0; 2006 Qtr 4: 0; 2007 Qtr 1: 0; 2007 Qtr 2: 0; 2007 Qtr 3: 0; 2007 Qtr 4: 14; 2008 Qtr 1: 0; 2008 Qtr 2: 0; 2008 Qtr 3: 0; 2008 Qtr 4: 0 | 14
0 | 234126-Refrigeration - Efficient Evap Fan Motor Electronically Commutated Motor (ECM) | Averaged DEER Msrs | 7 | Commercial | 01-ALC-AllCommercial-Refrig | 0 |  |  |  |  | 6.7904 | 150 | 0 | 0 | 0 | -143.2096 | 116.369 |  | kWh | 0.015845 | -0.11528 | Commercial |  | Annual | [5 empty] | 15 | 0.96 |  |  |  | 0 | 0 | 10 | 0 | 0 | 0 | 0 | 0 | 0 | 0 | 0 | 0 | 2006 Qtr 1: 0; 2006 Qtr 2: 0; 2006 Qtr 3: 0; 2006 Qtr 4: 0; 2007 Qtr 1: 0; 2007 Qtr 2: 0; 2007 Qtr 3: 0; 2007 Qtr 4: 10; 2008 Qtr 1: 0; 2008 Qtr 2: 0; 2008 Qtr 3: 0; 2008 Qtr 4: 0 | 10
0 | 234328-Premium T8 with T12 34Watt Baseline - Tr2 |  | 7 | Commercial | 01-ALC-AllCommercial-IntLight | 0 |  |  |  |  | 13.9591 | 6.8696 | 0 | 0 | 0 | 7.0895 | 28.6698 |  | kWh | 0.0088848 | -0.046952 | Commercial |  | Annual | [5 empty] | 11 | 0.96 |  |  |  | 0 | 0 | 76.4234 | 0 | 0 | 0 | 0 | 0 | 0 | 0 | 0 | 0 | 2006 Qtr 1: 0; 2006 Qtr 2: 0; 2006 Qtr 3: 0; 2006 Qtr 4: 0; 2007 Qtr 1: 0; 2007 Qtr 2: 0; 2007 Qtr 3: 0; 2007 Qtr 4: 76.4234; 2008 Qtr 1: 0; 2008 Qtr 2: 0; 2008 Qtr 3: 0; 2008 Qtr 4: 0 | 76.4234
0 | 234330-Premium T8 with T12 40 Watt Baseline - Tr1 |  | 7 | Commercial | 01-ALC-AllCommercial-IntLight | 0 |  |  |  |  | 13.9589 | 13.1897 | 0 | 0 | 0 | 0.76922 | 40.547 |  | kWh | 0.0073476 | -0.066403 | Commercial |  | Annual | [5 empty] | 11 | 0.96 |  |  |  | 0 | 0 | 18.196 | 0 | 0 | 0 | 0 | 0 | 0 | 0 | 0 | 0 | 2006 Qtr 1: 0; 2006 Qtr 2: 0; 2006 Qtr 3: 0; 2006 Qtr 4: 0; 2007 Qtr 1: 0; 2007 Qtr 2: 0; 2007 Qtr 3: 18.196; 2007 Qtr 4: 0; 2008 Qtr 1: 0; 2008 Qtr 2: 0; 2008 Qtr 3: 0; 2008 Qtr 4: 0 | 18.196
0 | 234303-Lighting-Remove 4 Ft Lamp (De-Lamp) - Tr1 | COFL00AVDEL01 | 7 | Commercial | 01-ALC-AllCommercial-IntLight | 0 |  |  |  |  | 28.2518 | 16.4871 | 0 | 0 | 0 | 11.7647 | 134.827 |  | kWh | 0.024432 | -0.2208 | Commercial |  | Annual | [5 empty] | 11 | 0.96 |  |  |  | 0 | 0 | 14.5568 | 0 | 0 | 0 | 0 | 0 | 0 | 0 | 0 | 0 | 2006 Qtr 1: 0; 2006 Qtr 2: 0; 2006 Qtr 3: 0; 2006 Qtr 4: 0; 2007 Qtr 1: 0; 2007 Qtr 2: 0; 2007 Qtr 3: 14.5568; 2007 Qtr 4: 0; 2008 Qtr 1: 0; 2008 Qtr 2: 0; 2008 Qtr 3: 0; 2008 Qtr 4: 0 | 14.5568
0 | 234330-Premium T8 with T12 40 Watt Baseline - Tr1 |  | 10 | Commercial | 01-ALC-AllCommercial-IntLight | 0 |  |  |  |  | 13.9589 | 13.1897 | 0 | 0 | 0 | 0.76922 | 40.547 |  | kWh | 0.0073476 | -0.066403 | Commercial |  | Annual | [5 empty] | 11 | 0.96 |  |  |  | 0 | 0 | 47.3097 | 0 | 0 | 0 | 0 | 0 | 0 | 0 | 0 | 0 | 2006 Qtr 1: 0; 2006 Qtr 2: 0; 2006 Qtr 3: 0; 2006 Qtr 4: 0; 2007 Qtr 1: 0; 2007 Qtr 2: 0; 2007 Qtr 3: 0; 2007 Qtr 4: 47.3097; 2008 Qtr 1: 0; 2008 Qtr 2: 0; 2008 Qtr 3: 0; 2008 Qtr 4: 0 | 47.3097
0 | 234303-Lighting-Remove 4 Ft Lamp (De-Lamp) - Tr1 | COFL00AVDEL01 | 10 | Commercial | 01-ALC-AllCommercial-IntLight | 0 |  |  |  |  | 28.2518 | 16.4871 | 0 | 0 | 0 | 11.7647 | 134.827 |  | kWh | 0.024432 | -0.2208 | Commercial |  | Annual | [5 empty] | 11 | 0.96 |  |  |  | 0 | 0 | 47.3097 | 0 | 0 | 0 | 0 | 0 | 0 | 0 | 0 | 0 | 2006 Qtr 1: 0; 2006 Qtr 2: 0; 2006 Qtr 3: 0; 2006 Qtr 4: 0; 2007 Qtr 1: 0; 2007 Qtr 2: 0; 2007 Qtr 3: 0; 2007 Qtr 4: 47.3097; 2008 Qtr 1: 0; 2008 Qtr 2: 0; 2008 Qtr 3: 0; 2008 Qtr 4: 0 | 47.3097
0 | 234331-Premium T8 with T12 40 Watt Baseline - Tr2 |  | System | Commercial | 01-ALC-AllCommercial-IntLight | 0 |  |  |  |  | 13.9591 | 9.8923 | 0 | 0 | 0 | 4.0668 | 35.8564 |  | kWh | 0.010832 | -0.058721 | Commercial |  | Annual | [5 empty] | 11 | 0.96 |  |  |  | 0 | 0 | 47.3097 | 0 | 0 | 0 | 0 | 0 | 0 | 0 | 0 | 0 | 2006 Qtr 1: 0; 2006 Qtr 2: 0; 2006 Qtr 3: 0; 2006 Qtr 4: 0; 2007 Qtr 1: 0; 2007 Qtr 2: 0; 2007 Qtr 3: 47.3097; 2007 Qtr 4: 0; 2008 Qtr 1: 0; 2008 Qtr 2: 0; 2008 Qtr 3: 0; 2008 Qtr 4: 0 | 47.3097
0 | 234328-Premium T8 with T12 34Watt Baseline - Tr2 |  | 7 | Commercial | 01-ALC-AllCommercial-IntLight | 0 |  |  |  |  | 13.9591 | 6.8696 | 0 | 0 | 0 | 7.0895 | 28.6698 |  | kWh | 0.0088848 | -0.046952 | Commercial |  | Annual | [5 empty] | 11 | 0.96 |  |  |  | 0 | 0 | 25.4745 | 0 | 0 | 0 | 0 | 0 | 0 | 0 | 0 | 0 | 2006 Qtr 1: 0; 2006 Qtr 2: 0; 2006 Qtr 3: 0; 2006 Qtr 4: 0; 2007 Qtr 1: 0; 2007 Qtr 2: 0; 2007 Qtr 3: 0; 2007 Qtr 4: 25.4745; 2008 Qtr 1: 0; 2008 Qtr 2: 0; 2008 Qtr 3: 0; 2008 Qtr 4: 0 | 25.4745
0 | 234304-Lighting-Remove 4 Ft Lamp (De-Lamp) - Tr2 | COFL00AVDEL01 | 7 | Commercial | 01-ALC-AllCommercial-IntLight | 0 |  |  |  |  | 28.2538 | 12.3653 | 0 | 0 | 0 | 15.8885 | 100.2216 |  | kWh | 0.031059 | -0.16413 | Commercial |  | Annual | [5 empty] | 11 | 0.96 |  |  |  | 0 | 0 | 25.4745 | 0 | 0 | 0 | 0 | 0 | 0 | 0 | 0 | 0 | 2006 Qtr 1: 0; 2006 Qtr 2: 0; 2006 Qtr 3: 0; 2006 Qtr 4: 0; 2007 Qtr 1: 0; 2007 Qtr 2: 0; 2007 Qtr 3: 0; 2007 Qtr 4: 25.4745; 2008 Qtr 1: 0; 2008 Qtr 2: 0; 2008 Qtr 3: 0; 2008 Qtr 4: 0 | 25.4745
0 | 234330-Premium T8 with T12 40 Watt Baseline - Tr1 |  | 10 | Commercial | 01-ALC-AllCommercial-IntLight | 0 |  |  |  |  | 13.9589 | 13.1897 | 0 | 0 | 0 | 0.76922 | 34.727 |  | kWh | 0.010491 | -0.056872 | Commercial |  | Annual | [5 empty] | 11 | 0.96 |  |  |  | 0 | 0 | 83.7018 | 0 | 0 | 0 | 0 | 0 | 0 | 0 | 0 | 0 | 2006 Qtr 1: 0; 2006 Qtr 2: 0; 2006 Qtr 3: 0; 2006 Qtr 4: 0; 2007 Qtr 1: 0; 2007 Qtr 2: 0; 2007 Qtr 3: 83.7018; 2007 Qtr 4: 0; 2008 Qtr 1: 0; 2008 Qtr 2: 0; 2008 Qtr 3: 0; 2008 Qtr 4: 0 | 83.7018
0 | 234303-Lighting-Remove 4 Ft Lamp (De-Lamp) - Tr1 | COFL00AVDEL01 | 10 | Commercial | 01-ALC-AllCommercial-IntLight | 0 |  |  |  |  | 28.2518 | 16.4871 | 0 | 0 | 0 | 11.7647 | 115.4744 |  | kWh | 0.034885 | -0.18911 | Commercial |  | Annual | [5 empty] | 11 | 0.96 |  |  |  | 0 | 0 | 10.9176 | 0 | 0 | 0 | 0 | 0 | 0 | 0 | 0 | 0 | 2006 Qtr 1: 0; 2006 Qtr 2: 0; 2006 Qtr 3: 0; 2006 Qtr 4: 0; 2007 Qtr 1: 0; 2007 Qtr 2: 0; 2007 Qtr 3: 10.9176; 2007 Qtr 4: 0; 2008 Qtr 1: 0; 2008 Qtr 2: 0; 2008 Qtr 3: 0; 2008 Qtr 4: 0 | 10.9176
0 | 234330-Premium T8 with T12 40 Watt Baseline - Tr1 |  | 7 | Commercial | 01-ALC-AllCommercial-IntLight | 0 |  |  |  |  | 13.9589 | 13.1897 | 0 | 0 | 0 | 0.76922 | 34.727 |  | kWh | 0.010491 | -0.056872 | Commercial |  | Annual | [5 empty] | 11 | 0.96 |  |  |  | 0 | 0 | 78.243 | 0 | 0 | 0 | 0 | 0 | 0 | 0 | 0 | 0 | 2006 Qtr 1: 0; 2006 Qtr 2: 0; 2006 Qtr 3: 0; 2006 Qtr 4: 0; 2007 Qtr 1: 0; 2007 Qtr 2: 0; 2007 Qtr 3: 78.243; 2007 Qtr 4: 0; 2008 Qtr 1: 0; 2008 Qtr 2: 0; 2008 Qtr 3: 0; 2008 Qtr 4: 0 | 78.243
0 | 234303-Lighting-Remove 4 Ft Lamp (De-Lamp) - Tr1 | COFL00AVDEL01 | 7 | Commercial | 01-ALC-AllCommercial-IntLight | 0 |  |  |  |  | 28.2518 | 16.4871 | 0 | 0 | 0 | 11.7647 | 115.4744 |  | kWh | 0.034885 | -0.18911 | Commercial |  | Annual | [5 empty] | 11 | 0.96 |  |  |  | 0 | 0 | 5.4588 | 0 | 0 | 0 | 0 | 0 | 0 | 0 | 0 | 0 | 2006 Qtr 1: 0; 2006 Qtr 2: 0; 2006 Qtr 3: 0; 2006 Qtr 4: 0; 2007 Qtr 1: 0; 2007 Qtr 2: 0; 2007 Qtr 3: 5.4588; 2007 Qtr 4: 0; 2008 Qtr 1: 0; 2008 Qtr 2: 0; 2008 Qtr 3: 0; 2008 Qtr 4: 0 | 5.4588
0 | 234330-Premium T8 with T12 40 Watt Baseline - Tr1 |  | 10 | Commercial | 01-ALC-AllCommercial-IntLight | 0 |  |  |  |  | 13.9589 | 13.1897 | 0 | 0 | 0 | 0.76922 | 34.727 |  | kWh | 0.010491 | -0.056872 | Commercial |  | Annual | [5 empty] | 11 | 0.96 |  |  |  | 0 | 0 | 76.4234 | 0 | 0 | 0 | 0 | 0 | 0 | 0 | 0 | 0 | 2006 Qtr 1: 0; 2006 Qtr 2: 0; 2006 Qtr 3: 0; 2006 Qtr 4: 0; 2007 Qtr 1: 0; 2007 Qtr 2: 0; 2007 Qtr 3: 0; 2007 Qtr 4: 76.4234; 2008 Qtr 1: 0; 2008 Qtr 2: 0; 2008 Qtr 3: 0; 2008 Qtr 4: 0 | 76.4234
0 | 234303-Lighting-Remove 4 Ft Lamp (De-Lamp) - Tr1 | COFL00AVDEL01 | 10 | Commercial | 01-ALC-AllCommercial-IntLight | 0 |  |  |  |  | 28.2518 | 16.4871 | 0 | 0 | 0 | 11.7647 | 115.4744 |  | kWh | 0.034885 | -0.18911 | Commercial |  | Annual | [5 empty] | 11 | 0.96 |  |  |  | 0 | 0 | 14.5568 | 0 | 0 | 0 | 0 | 0 | 0 | 0 | 0 | 0 | 2006 Qtr 1: 0; 2006 Qtr 2: 0; 2006 Qtr 3: 0; 2006 Qtr 4: 0; 2007 Qtr 1: 0; 2007 Qtr 2: 0; 2007 Qtr 3: 0; 2007 Qtr 4: 14.5568; 2008 Qtr 1: 0; 2008 Qtr 2: 0; 2008 Qtr 3: 0; 2008 Qtr 4: 0 | 14.5568
0 | 234330-Premium T8 with T12 40 Watt Baseline - Tr1 |  | 7 | Commercial | 01-ALC-AllCommercial-IntLight | 0 |  |  |  |  | 13.9589 | 13.1897 | 0 | 0 | 0 | 0.76922 | 34.727 |  | kWh | 0.010491 | -0.056872 | Commercial |  | Annual | [5 empty] | 11 | 0.96 |  |  |  | 0 | 0 | 21.8353 | 0 | 0 | 0 | 0 | 0 | 0 | 0 | 0 | 0 | 2006 Qtr 1: 0; 2006 Qtr 2: 0; 2006 Qtr 3: 0; 2006 Qtr 4: 0; 2007 Qtr 1: 0; 2007 Qtr 2: 0; 2007 Qtr 3: 0; 2007 Qtr 4: 21.8353; 2008 Qtr 1: 0; 2008 Qtr 2: 0; 2008 Qtr 3: 0; 2008 Qtr 4: 0 | 21.8353
0 | 234303-Lighting-Remove 4 Ft Lamp (De-Lamp) - Tr1 | COFL00AVDEL01 | 7 | Commercial | 01-ALC-AllCommercial-IntLight | 0 |  |  |  |  | 28.2518 | 16.4871 | 0 | 0 | 0 | 11.7647 | 115.4744 |  | kWh | 0.034885 | -0.18911 | Commercial |  | Annual | [5 empty] | 11 | 0.96 |  |  |  | 0 | 0 | 10.9176 | 0 | 0 | 0 | 0 | 0 | 0 | 0 | 0 | 0 | 2006 Qtr 1: 0; 2006 Qtr 2: 0; 2006 Qtr 3: 0; 2006 Qtr 4: 0; 2007 Qtr 1: 0; 2007 Qtr 2: 0; 2007 Qtr 3: 0; 2007 Qtr 4: 10.9176; 2008 Qtr 1: 0; 2008 Qtr 2: 0; 2008 Qtr 3: 0; 2008 Qtr 4: 0 | 10.9176
0 | 234330-Premium T8 with T12 40 Watt Baseline - Tr1 |  | 7 | Commercial | 01-ALC-AllCommercial-IntLight | 0 |  |  |  |  | 13.9589 | 13.1897 | 0 | 0 | 0 | 0.76922 | 34.727 |  | kWh | 0.010491 | -0.056872 | Commercial |  | Annual | [5 empty] | 11 | 0.96 |  |  |  | 0 | 0 | 40.0313 | 0 | 0 | 0 | 0 | 0 | 0 | 0 | 0 | 0 | 2006 Qtr 1: 0; 2006 Qtr 2: 0; 2006 Qtr 3: 0; 2006 Qtr 4: 0; 2007 Qtr 1: 0; 2007 Qtr 2: 0; 2007 Qtr 3: 40.0313; 2007 Qtr 4: 0; 2008 Qtr 1: 0; 2008 Qtr 2: 0; 2008 Qtr 3: 0; 2008 Qtr 4: 0 | 40.0313
0 | 234330-Premium T8 with T12 40 Watt Baseline - Tr1 |  | 7 | Commercial | 01-ALC-AllCommercial-IntLight | 0 |  |  |  |  | 13.9589 | 13.1897 | 0 | 0 | 0 | 0.76922 | 34.727 |  | kWh | 0.010491 | -0.056872 | Commercial |  | Annual | [5 empty] | 11 | 0.96 |  |  |  | 0 | 0 | 40.0313 | 0 | 0 | 0 | 0 | 0 | 0 | 0 | 0 | 0 | 2006 Qtr 1: 0; 2006 Qtr 2: 0; 2006 Qtr 3: 0; 2006 Qtr 4: 0; 2007 Qtr 1: 0; 2007 Qtr 2: 0; 2007 Qtr 3: 0; 2007 Qtr 4: 40.0313; 2008 Qtr 1: 0; 2008 Qtr 2: 0; 2008 Qtr 3: 0; 2008 Qtr 4: 0 | 40.0313
0 | 234331-Premium T8 with T12 40 Watt Baseline - Tr2 |  | 10 | Commercial | 01-ALC-AllCommercial-IntLight | 0 |  |  |  |  | 13.9591 | 9.8923 | 0 | 0 | 0 | 4.0668 | 35.8564 |  | kWh | 0.010832 | -0.058721 | Commercial |  | Annual | [5 empty] | 11 | 0.96 |  |  |  | 0 | 0 | 12.7372 | 0 | 0 | 0 | 0 | 0 | 0 | 0 | 0 | 0 | 2006 Qtr 1: 0; 2006 Qtr 2: 0; 2006 Qtr 3: 0; 2006 Qtr 4: 0; 2007 Qtr 1: 0; 2007 Qtr 2: 0; 2007 Qtr 3: 0; 2007 Qtr 4: 12.7372; 2008 Qtr 1: 0; 2008 Qtr 2: 0; 2008 Qtr 3: 0; 2008 Qtr 4: 0 | 12.7372
0 | 234304-Lighting-Remove 4 Ft Lamp (De-Lamp) - Tr2 | COFL00AVDEL01 | 10 | Commercial | 01-ALC-AllCommercial-IntLight | 0 |  |  |  |  | 28.2538 | 12.3653 | 0 | 0 | 0 | 15.8885 | 115.4744 |  | kWh | 0.034885 | -0.18911 | Commercial |  | Annual | [5 empty] | 11 | 0.96 |  |  |  | 0 | 0 | 12.7372 | 0 | 0 | 0 | 0 | 0 | 0 | 0 | 0 | 0 | 2006 Qtr 1: 0; 2006 Qtr 2: 0; 2006 Qtr 3: 0; 2006 Qtr 4: 0; 2007 Qtr 1: 0; 2007 Qtr 2: 0; 2007 Qtr 3: 0; 2007 Qtr 4: 12.7372; 2008 Qtr 1: 0; 2008 Qtr 2: 0; 2008 Qtr 3: 0; 2008 Qtr 4: 0 | 12.7372
0 | 234331-Premium T8 with T12 40 Watt Baseline - Tr2 |  | 7 | Commercial | 01-ALC-AllCommercial-IntLight | 0 |  |  |  |  | 13.9591 | 9.8923 | 0 | 0 | 0 | 4.0668 | 35.8564 |  | kWh | 0.010832 | -0.058721 | Commercial |  | Annual | [5 empty] | 11 | 0.96 |  |  |  | 0 | 0 | 43.6705 | 0 | 0 | 0 | 0 | 0 | 0 | 0 | 0 | 0 | 2006 Qtr 1: 0; 2006 Qtr 2: 0; 2006 Qtr 3: 0; 2006 Qtr 4: 0; 2007 Qtr 1: 0; 2007 Qtr 2: 0; 2007 Qtr 3: 43.6705; 2007 Qtr 4: 0; 2008 Qtr 1: 0; 2008 Qtr 2: 0; 2008 Qtr 3: 0; 2008 Qtr 4: 0 | 43.6705
0 | 234330-Premium T8 with T12 40 Watt Baseline - Tr1 |  | 7 | Commercial | 01-ALC-AllCommercial-IntLight | 0 |  |  |  |  | 13.9589 | 13.1897 | 0 | 0 | 0 | 0.76922 | 40.547 |  | kWh | 0.0073476 | -0.066403 | Commercial |  | Annual | [5 empty] | 11 | 0.96 |  |  |  | 0 | 0 | 45.4901 | 0 | 0 | 0 | 0 | 0 | 0 | 0 | 0 | 0 | 2006 Qtr 1: 0; 2006 Qtr 2: 0; 2006 Qtr 3: 0; 2006 Qtr 4: 0; 2007 Qtr 1: 0; 2007 Qtr 2: 0; 2007 Qtr 3: 45.4901; 2007 Qtr 4: 0; 2008 Qtr 1: 0; 2008 Qtr 2: 0; 2008 Qtr 3: 0; 2008 Qtr 4: 0 | 45.4901
0 | 234303-Lighting-Remove 4 Ft Lamp (De-Lamp) - Tr1 | COFL00AVDEL01 | 7 | Commercial | 01-ALC-AllCommercial-IntLight | 0 |  |  |  |  | 28.2518 | 16.4871 | 0 | 0 | 0 | 11.7647 | 134.827 |  | kWh | 0.024432 | -0.2208 | Commercial |  | Annual | [5 empty] | 11 | 0.96 |  |  |  | 0 | 0 | 16.3764 | 0 | 0 | 0 | 0 | 0 | 0 | 0 | 0 | 0 | 2006 Qtr 1: 0; 2006 Qtr 2: 0; 2006 Qtr 3: 0; 2006 Qtr 4: 0; 2007 Qtr 1: 0; 2007 Qtr 2: 0; 2007 Qtr 3: 16.3764; 2007 Qtr 4: 0; 2008 Qtr 1: 0; 2008 Qtr 2: 0; 2008 Qtr 3: 0; 2008 Qtr 4: 0 | 16.3764
0 | 234049-Lighting-LED Exit Sign New Sign | CALC00AVETS01 | 7 | Commercial | 02-ASM-Assembly-Exit | 0 |  |  |  |  | 65.3696 | 45 | 0 | 0 | 0 | 20.3696 | 351.311 |  | kWh | 0 | 0 | Commercial |  | Annual | [5 empty] | 16 | 0.96 |  |  |  | 0 | 0 | 2 | 0 | 0 | 0 | 0 | 0 | 0 | 0 | 0 | 0 | 2006 Qtr 1: 0; 2006 Qtr 2: 0; 2006 Qtr 3: 0; 2006 Qtr 4: 0; 2007 Qtr 1: 0; 2007 Qtr 2: 0; 2007 Qtr 3: 2; 2007 Qtr 4: 0; 2008 Qtr 1: 0; 2008 Qtr 2: 0; 2008 Qtr 3: 0; 2008 Qtr 4: 0 | 2
0 | 234330-Premium T8 with T12 40 Watt Baseline - Tr1 |  | 10 | Commercial | 01-ALC-AllCommercial-IntLight | 0 |  |  |  |  | 13.9589 | 13.1897 | 0 | 0 | 0 | 0.76922 | 49.1557 |  | kWh | 0.009871 | -0.080501 | Commercial |  | Annual | [5 empty] | 11 | 0.96 |  |  |  | 0 | 0 | 21.8353 | 0 | 0 | 0 | 0 | 0 | 0 | 0 | 0 | 0 | 2006 Qtr 1: 0; 2006 Qtr 2: 0; 2006 Qtr 3: 0; 2006 Qtr 4: 0; 2007 Qtr 1: 0; 2007 Qtr 2: 0; 2007 Qtr 3: 0; 2007 Qtr 4: 21.8353; 2008 Qtr 1: 0; 2008 Qtr 2: 0; 2008 Qtr 3: 0; 2008 Qtr 4: 0 | 21.8353
0 | 234303-Lighting-Remove 4 Ft Lamp (De-Lamp) - Tr1 | COFL00AVDEL01 | 10 | Commercial | 01-ALC-AllCommercial-IntLight | 0 |  |  |  |  | 28.2518 | 16.4871 | 0 | 0 | 0 | 11.7647 | 163.4528 |  | kWh | 0.032823 | -0.26768 | Commercial |  | Annual | [5 empty] | 11 | 0.96 |  |  |  | 0 | 0 | 21.8353 | 0 | 0 | 0 | 0 | 0 | 0 | 0 | 0 | 0 | 2006 Qtr 1: 0; 2006 Qtr 2: 0; 2006 Qtr 3: 0; 2006 Qtr 4: 0; 2007 Qtr 1: 0; 2007 Qtr 2: 0; 2007 Qtr 3: 0; 2007 Qtr 4: 21.8353; 2008 Qtr 1: 0; 2008 Qtr 2: 0; 2008 Qtr 3: 0; 2008 Qtr 4: 0 | 21.8353
0 | 234330-Premium T8 with T12 40 Watt Baseline - Tr1 |  | System | Commercial | 01-ALC-AllCommercial-IntLight | 0 |  |  |  |  | 13.9589 | 13.1897 | 0 | 0 | 0 | 0.76922 | 30.14 |  | kWh | 0.0093405 | -0.04936 | Commercial |  | Annual | [5 empty] | 11 | 0.96 |  |  |  | 0 | 0 | 187.4192 | 0 | 0 | 0 | 0 | 0 | 0 | 0 | 0 | 0 | 2006 Qtr 1: 0; 2006 Qtr 2: 0; 2006 Qtr 3: 0; 2006 Qtr 4: 0; 2007 Qtr 1: 0; 2007 Qtr 2: 0; 2007 Qtr 3: 187.4192; 2007 Qtr 4: 0; 2008 Qtr 1: 0; 2008 Qtr 2: 0; 2008 Qtr 3: 0; 2008 Qtr 4: 0 | 187.4192
0 | 234303-Lighting-Remove 4 Ft Lamp (De-Lamp) - Tr1 | COFL00AVDEL01 | System | Commercial | 01-ALC-AllCommercial-IntLight | 0 |  |  |  |  | 28.2518 | 16.4871 | 0 | 0 | 0 | 11.7647 | 100.2216 |  | kWh | 0.031059 | -0.16413 | Commercial |  | Annual | [5 empty] | 11 | 0.96 |  |  |  | 0 | 0 | 96.439 | 0 | 0 | 0 | 0 | 0 | 0 | 0 | 0 | 0 | 2006 Qtr 1: 0; 2006 Qtr 2: 0; 2006 Qtr 3: 0; 2006 Qtr 4: 0; 2007 Qtr 1: 0; 2007 Qtr 2: 0; 2007 Qtr 3: 96.439; 2007 Qtr 4: 0; 2008 Qtr 1: 0; 2008 Qtr 2: 0; 2008 Qtr 3: 0; 2008 Qtr 4: 0 | 96.439
0 | 234207-Lighting-8 Ft T-8 with Elec Ballast-Tr1 |  | 7 | Commercial | 01-ALC-AllCommercial-IntLight | 0 |  |  |  |  | 35.7163 | 21.9828 | 0 | 0 | 0 | 13.7335 | 31.9682 |  | kWh | 0.010275 | -0.052354 | Commercial |  | Annual | [5 empty] | 11 | 0.96 |  |  |  | 0 | 0 | 70.9646 | 0 | 0 | 0 | 0 | 0 | 0 | 0 | 0 | 0 | 2006 Qtr 1: 0; 2006 Qtr 2: 0; 2006 Qtr 3: 0; 2006 Qtr 4: 0; 2007 Qtr 1: 0; 2007 Qtr 2: 0; 2007 Qtr 3: 0; 2007 Qtr 4: 70.9646; 2008 Qtr 1: 0; 2008 Qtr 2: 0; 2008 Qtr 3: 0; 2008 Qtr 4: 0 | 70.9646
0 | 234330-Premium T8 with T12 40 Watt Baseline - Tr1 |  | 7 | Commercial | 01-ALC-AllCommercial-IntLight | 0 |  |  |  |  | 13.9589 | 13.1897 | 0 | 0 | 0 | 0.76922 | 38.5499 |  | kWh | 0.01239 | -0.063133 | Commercial |  | Annual | [5 empty] | 11 | 0.96 |  |  |  | 0 | 0 | 90.9802 | 0 | 0 | 0 | 0 | 0 | 0 | 0 | 0 | 0 | 2006 Qtr 1: 0; 2006 Qtr 2: 0; 2006 Qtr 3: 0; 2006 Qtr 4: 0; 2007 Qtr 1: 0; 2007 Qtr 2: 0; 2007 Qtr 3: 0; 2007 Qtr 4: 90.9802; 2008 Qtr 1: 0; 2008 Qtr 2: 0; 2008 Qtr 3: 0; 2008 Qtr 4: 0 | 90.9802
0 | 234330-Premium T8 with T12 40 Watt Baseline - Tr1 |  | 7 | Commercial | 01-ALC-AllCommercial-IntLight | 0 |  |  |  |  | 13.9589 | 13.1897 | 0 | 0 | 0 | 0.76922 | 32.1182 |  | kWh | 0.010339 | -0.052599 | Commercial |  | Annual | [5 empty] | 11 | 0.96 |  |  |  | 0 | 0 | 240.1878 | 0 | 0 | 0 | 0 | 0 | 0 | 0 | 0 | 0 | 2006 Qtr 1: 0; 2006 Qtr 2: 0; 2006 Qtr 3: 0; 2006 Qtr 4: 0; 2007 Qtr 1: 0; 2007 Qtr 2: 0; 2007 Qtr 3: 0; 2007 Qtr 4: 240.1878; 2008 Qtr 1: 0; 2008 Qtr 2: 0; 2008 Qtr 3: 0; 2008 Qtr 4: 0 | 240.1878
0 | 234331-Premium T8 with T12 40 Watt Baseline - Tr2 |  | 7 | Commercial | 01-ALC-AllCommercial-IntLight | 0 |  |  |  |  | 13.9591 | 9.8923 | 0 | 0 | 0 | 4.0668 | 31.1202 |  | kWh | 0.0096442 | -0.050965 | Commercial |  | Annual | [5 empty] | 11 | 0.96 |  |  |  | 0 | 0 | 18.196 | 0 | 0 | 0 | 0 | 0 | 0 | 0 | 0 | 0 | 2006 Qtr 1: 0; 2006 Qtr 2: 0; 2006 Qtr 3: 0; 2006 Qtr 4: 0; 2007 Qtr 1: 0; 2007 Qtr 2: 0; 2007 Qtr 3: 18.196; 2007 Qtr 4: 0; 2008 Qtr 1: 0; 2008 Qtr 2: 0; 2008 Qtr 3: 0; 2008 Qtr 4: 0 | 18.196
0 | 234304-Lighting-Remove 4 Ft Lamp (De-Lamp) - Tr2 | COFL00AVDEL01 | 7 | Commercial | 01-ALC-AllCommercial-IntLight | 0 |  |  |  |  | 28.2538 | 12.3653 | 0 | 0 | 0 | 15.8885 | 100.2216 |  | kWh | 0.031059 | -0.16413 | Commercial |  | Annual | [5 empty] | 11 | 0.96 |  |  |  | 0 | 0 | 18.196 | 0 | 0 | 0 | 0 | 0 | 0 | 0 | 0 | 0 | 2006 Qtr 1: 0; 2006 Qtr 2: 0; 2006 Qtr 3: 0; 2006 Qtr 4: 0; 2007 Qtr 1: 0; 2007 Qtr 2: 0; 2007 Qtr 3: 18.196; 2007 Qtr 4: 0; 2008 Qtr 1: 0; 2008 Qtr 2: 0; 2008 Qtr 3: 0; 2008 Qtr 4: 0 | 18.196
0 | 234331-Premium T8 with T12 40 Watt Baseline - Tr2 |  | 7 | Commercial | 01-ALC-AllCommercial-IntLight | 0 |  |  |  |  | 13.9591 | 9.8923 | 0 | 0 | 0 | 4.0668 | 31.1202 |  | kWh | 0.0096442 | -0.050965 | Commercial |  | Annual | [5 empty] | 11 | 0.96 |  |  |  | 0 | 0 | 18.196 | 0 | 0 | 0 | 0 | 0 | 0 | 0 | 0 | 0 | 2006 Qtr 1: 0; 2006 Qtr 2: 0; 2006 Qtr 3: 0; 2006 Qtr 4: 0; 2007 Qtr 1: 0; 2007 Qtr 2: 0; 2007 Qtr 3: 18.196; 2007 Qtr 4: 0; 2008 Qtr 1: 0; 2008 Qtr 2: 0; 2008 Qtr 3: 0; 2008 Qtr 4: 0 | 18.196
0 | 234304-Lighting-Remove 4 Ft Lamp (De-Lamp) - Tr2 | COFL00AVDEL01 | 7 | Commercial | 01-ALC-AllCommercial-IntLight | 0 |  |  |  |  | 28.2538 | 12.3653 | 0 | 0 | 0 | 15.8885 | 100.2216 |  | kWh | 0.031059 | -0.16413 | Commercial |  | Annual | [5 empty] | 11 | 0.96 |  |  |  | 0 | 0 | 18.196 | 0 | 0 | 0 | 0 | 0 | 0 | 0 | 0 | 0 | 2006 Qtr 1: 0; 2006 Qtr 2: 0; 2006 Qtr 3: 0; 2006 Qtr 4: 0; 2007 Qtr 1: 0; 2007 Qtr 2: 0; 2007 Qtr 3: 18.196; 2007 Qtr 4: 0; 2008 Qtr 1: 0; 2008 Qtr 2: 0; 2008 Qtr 3: 0; 2008 Qtr 4: 0 | 18.196
0 | 234331-Premium T8 with T12 40 Watt Baseline - Tr2 |  | 7 | Commercial | 01-ALC-AllCommercial-IntLight | 0 |  |  |  |  | 13.9591 | 9.8923 | 0 | 0 | 0 | 4.0668 | 35.8564 |  | kWh | 0.010832 | -0.058721 | Commercial |  | Annual | [5 empty] | 11 | 0.96 |  |  |  | 0 | 0 | 54.5881 | 0 | 0 | 0 | 0 | 0 | 0 | 0 | 0 | 0 | 2006 Qtr 1: 0; 2006 Qtr 2: 0; 2006 Qtr 3: 0; 2006 Qtr 4: 0; 2007 Qtr 1: 0; 2007 Qtr 2: 0; 2007 Qtr 3: 0; 2007 Qtr 4: 54.5881; 2008 Qtr 1: 0; 2008 Qtr 2: 0; 2008 Qtr 3: 0; 2008 Qtr 4: 0 | 54.5881
0 | 234330-Premium T8 with T12 40 Watt Baseline - Tr1 |  | 7 | Commercial | 01-ALC-AllCommercial-IntLight | 0 |  |  |  |  | 13.9589 | 13.1897 | 0 | 0 | 0 | 0.76922 | 34.727 |  | kWh | 0.010491 | -0.056872 | Commercial |  | Annual | [5 empty] | 11 | 0.96 |  |  |  | 0 | 0 | 61.8665 | 0 | 0 | 0 | 0 | 0 | 0 | 0 | 0 | 0 | 2006 Qtr 1: 0; 2006 Qtr 2: 0; 2006 Qtr 3: 0; 2006 Qtr 4: 0; 2007 Qtr 1: 0; 2007 Qtr 2: 0; 2007 Qtr 3: 0; 2007 Qtr 4: 61.8665; 2008 Qtr 1: 0; 2008 Qtr 2: 0; 2008 Qtr 3: 0; 2008 Qtr 4: 0 | 61.8665
0 | 234330-Premium T8 with T12 40 Watt Baseline - Tr1 |  | 7 | Commercial | 01-ALC-AllCommercial-IntLight | 0 |  |  |  |  | 13.9589 | 13.1897 | 0 | 0 | 0 | 0.76922 | 34.727 |  | kWh | 0.010491 | -0.056872 | Commercial |  | Annual | [5 empty] | 11 | 0.96 |  |  |  | 0 | 0 | 50.9489 | 0 | 0 | 0 | 0 | 0 | 0 | 0 | 0 | 0 | 2006 Qtr 1: 0; 2006 Qtr 2: 0; 2006 Qtr 3: 0; 2006 Qtr 4: 0; 2007 Qtr 1: 0; 2007 Qtr 2: 0; 2007 Qtr 3: 0; 2007 Qtr 4: 50.9489; 2008 Qtr 1: 0; 2008 Qtr 2: 0; 2008 Qtr 3: 0; 2008 Qtr 4: 0 | 50.9489
0 | 234330-Premium T8 with T12 40 Watt Baseline - Tr1 |  | 7 | Commercial | 01-ALC-AllCommercial-IntLight | 0 |  |  |  |  | 13.9589 | 13.1897 | 0 | 0 | 0 | 0.76922 | 40.547 |  | kWh | 0.0073476 | -0.066403 | Commercial |  | Annual | [5 empty] | 11 | 0.96 |  |  |  | 0 | 0 | 58.2273 | 0 | 0 | 0 | 0 | 0 | 0 | 0 | 0 | 0 | 2006 Qtr 1: 0; 2006 Qtr 2: 0; 2006 Qtr 3: 0; 2006 Qtr 4: 0; 2007 Qtr 1: 0; 2007 Qtr 2: 0; 2007 Qtr 3: 0; 2007 Qtr 4: 58.2273; 2008 Qtr 1: 0; 2008 Qtr 2: 0; 2008 Qtr 3: 0; 2008 Qtr 4: 0 | 58.2273
0 | 234330-Premium T8 with T12 40 Watt Baseline - Tr1 |  | 7 | Commercial | 01-ALC-AllCommercial-IntLight | 0 |  |  |  |  | 13.9589 | 13.1897 | 0 | 0 | 0 | 0.76922 | 33.262 |  | kWh | 0.0095047 | -0.054473 | Commercial |  | Annual | [5 empty] | 11 | 0.96 |  |  |  | 0 | 0 | 29.1137 | 0 | 0 | 0 | 0 | 0 | 0 | 0 | 0 | 0 | 2006 Qtr 1: 0; 2006 Qtr 2: 0; 2006 Qtr 3: 0; 2006 Qtr 4: 0; 2007 Qtr 1: 0; 2007 Qtr 2: 0; 2007 Qtr 3: 29.1137; 2007 Qtr 4: 0; 2008 Qtr 1: 0; 2008 Qtr 2: 0; 2008 Qtr 3: 0; 2008 Qtr 4: 0 | 29.1137
0 | 234330-Premium T8 with T12 40 Watt Baseline - Tr1 |  | System | Commercial | 18-OFS-Office–Small-IntLight | 0 |  |  |  |  | 13.9589 | 13.1897 | 0 | 0 | 0 | 0.76922 | 31.5522 |  | kWh | 0.0094922 | -0.010944 | Commercial |  | Annual | [5 empty] | 11 | 0.96 |  |  |  | 0 | 0 | 165.584 | 0 | 0 | 0 | 0 | 0 | 0 | 0 | 0 | 0 | 2006 Qtr 1: 0; 2006 Qtr 2: 0; 2006 Qtr 3: 0; 2006 Qtr 4: 0; 2007 Qtr 1: 0; 2007 Qtr 2: 0; 2007 Qtr 3: 0; 2007 Qtr 4: 165.584; 2008 Qtr 1: 0; 2008 Qtr 2: 0; 2008 Qtr 3: 0; 2008 Qtr 4: 0 | 165.584
0 | 234303-Lighting-Remove 4 Ft Lamp (De-Lamp) - Tr1 | COFL00AVDEL01 | System | Commercial | 18-OFS-Office–Small-IntLight | 0 |  |  |  |  | 28.2518 | 16.4871 | 0 | 0 | 0 | 11.7647 | 104.9175 |  | kWh | 0.031564 | -0.036392 | Commercial |  | Annual | [5 empty] | 11 | 0.96 |  |  |  | 0 | 0 | 158.3056 | 0 | 0 | 0 | 0 | 0 | 0 | 0 | 0 | 0 | 2006 Qtr 1: 0; 2006 Qtr 2: 0; 2006 Qtr 3: 0; 2006 Qtr 4: 0; 2007 Qtr 1: 0; 2007 Qtr 2: 0; 2007 Qtr 3: 0; 2007 Qtr 4: 158.3056; 2008 Qtr 1: 0; 2008 Qtr 2: 0; 2008 Qtr 3: 0; 2008 Qtr 4: 0 | 158.3056
0 | 234294-Lighting-Occupancy Sensor-Wallbox Lghtng Snsr-Tr1 | CALC00AVOCC01 | System | Commercial | 18-OFS-Office–Small-IntLight | 0 |  |  |  |  | 42.2727 | 40 | 0 | 0 | 0 | 2.2727 | 213.759 |  | kWh | 0.17617 | 0 | Commercial |  | Annual | [5 empty] | 8 | 0.96 |  |  |  | 0 | 0 | 2 | 0 | 0 | 0 | 0 | 0 | 0 | 0 | 0 | 0 | 2006 Qtr 1: 0; 2006 Qtr 2: 0; 2006 Qtr 3: 0; 2006 Qtr 4: 0; 2007 Qtr 1: 0; 2007 Qtr 2: 0; 2007 Qtr 3: 0; 2007 Qtr 4: 2; 2008 Qtr 1: 0; 2008 Qtr 2: 0; 2008 Qtr 3: 0; 2008 Qtr 4: 0 | 2
0 | 234330-Premium T8 with T12 40 Watt Baseline - Tr1 |  | 10 | Commercial | 01-ALC-AllCommercial-IntLight | 0 |  |  |  |  | 13.9589 | 13.1897 | 0 | 0 | 0 | 0.76922 | 34.727 |  | kWh | 0.010491 | -0.056872 | Commercial |  | Annual | [5 empty] | 11 | 0.96 |  |  |  | 0 | 0 | 116.4547 | 0 | 0 | 0 | 0 | 0 | 0 | 0 | 0 | 0 | 2006 Qtr 1: 0; 2006 Qtr 2: 0; 2006 Qtr 3: 0; 2006 Qtr 4: 0; 2007 Qtr 1: 0; 2007 Qtr 2: 0; 2007 Qtr 3: 116.4547; 2007 Qtr 4: 0; 2008 Qtr 1: 0; 2008 Qtr 2: 0; 2008 Qtr 3: 0; 2008 Qtr 4: 0 | 116.4547
0 | 234303-Lighting-Remove 4 Ft Lamp (De-Lamp) - Tr1 | COFL00AVDEL01 | 10 | Commercial | 01-ALC-AllCommercial-IntLight | 0 |  |  |  |  | 28.2518 | 16.4871 | 0 | 0 | 0 | 11.7647 | 115.4744 |  | kWh | 0.034885 | -0.18911 | Commercial |  | Annual | [5 empty] | 11 | 0.96 |  |  |  | 0 | 0 | 16.3764 | 0 | 0 | 0 | 0 | 0 | 0 | 0 | 0 | 0 | 2006 Qtr 1: 0; 2006 Qtr 2: 0; 2006 Qtr 3: 0; 2006 Qtr 4: 0; 2007 Qtr 1: 0; 2007 Qtr 2: 0; 2007 Qtr 3: 16.3764; 2007 Qtr 4: 0; 2008 Qtr 1: 0; 2008 Qtr 2: 0; 2008 Qtr 3: 0; 2008 Qtr 4: 0 | 16.3764
0 | 234049-Lighting-LED Exit Sign New Sign | CALC00AVETS01 | 10 | Commercial | 02-ASM-Assembly-Exit | 0 |  |  |  |  | 65.3696 | 45 | 0 | 0 | 0 | 20.3696 | 351.311 |  | kWh | 0 | 0 | Commercial |  | Annual | [5 empty] | 16 | 0.96 |  |  |  | 0 | 0 | 2 | 0 | 0 | 0 | 0 | 0 | 0 | 0 | 0 | 0 | 2006 Qtr 1: 0; 2006 Qtr 2: 0; 2006 Qtr 3: 0; 2006 Qtr 4: 0; 2007 Qtr 1: 0; 2007 Qtr 2: 0; 2007 Qtr 3: 2; 2007 Qtr 4: 0; 2008 Qtr 1: 0; 2008 Qtr 2: 0; 2008 Qtr 3: 0; 2008 Qtr 4: 0 | 2
0 | 234330-Premium T8 with T12 40 Watt Baseline - Tr1 |  | 7 | Commercial | 01-ALC-AllCommercial-IntLight | 0 |  |  |  |  | 13.9589 | 13.1897 | 0 | 0 | 0 | 0.76922 | 34.727 |  | kWh | 0.010491 | -0.056872 | Commercial |  | Annual | [5 empty] | 11 | 0.96 |  |  |  | 0 | 0 | 118.2743 | 0 | 0 | 0 | 0 | 0 | 0 | 0 | 0 | 0 | 2006 Qtr 1: 0; 2006 Qtr 2: 0; 2006 Qtr 3: 0; 2006 Qtr 4: 0; 2007 Qtr 1: 0; 2007 Qtr 2: 0; 2007 Qtr 3: 118.2743; 2007 Qtr 4: 0; 2008 Qtr 1: 0; 2008 Qtr 2: 0; 2008 Qtr 3: 0; 2008 Qtr 4: 0 | 118.2743
0 | 234084-Refrigeration -Cooler/Freezer Door Gaskets - Solid Doors: Cooler |  | 7 | Commercial | 01-ALC-AllCommercial-Refrig | 0 |  |  |  |  | 4 | 4 | 0 | 0 | 0 | 0 | 104.55 |  | kWh | 0.01195 | 0 | Commercial |  | Annual | [5 empty] | 4 | 0.96 |  |  |  | 0 | 0 | 15 | 0 | 0 | 0 | 0 | 0 | 0 | 0 | 0 | 0 | 2006 Qtr 1: 0; 2006 Qtr 2: 0; 2006 Qtr 3: 0; 2006 Qtr 4: 0; 2007 Qtr 1: 0; 2007 Qtr 2: 0; 2007 Qtr 3: 0; 2007 Qtr 4: 15; 2008 Qtr 1: 0; 2008 Qtr 2: 0; 2008 Qtr 3: 0; 2008 Qtr 4: 0 | 15
0 | 234331-Premium T8 with T12 40 Watt Baseline - Tr2 |  | 7 | Commercial | 01-ALC-AllCommercial-IntLight | 0 |  |  |  |  | 13.9591 | 9.8923 | 0 | 0 | 0 | 4.0668 | 31.1202 |  | kWh | 0.0096442 | -0.050965 | Commercial |  | Annual | [5 empty] | 11 | 0.96 |  |  |  | 0 | 0 | 9.098 | 0 | 0 | 0 | 0 | 0 | 0 | 0 | 0 | 0 | 2006 Qtr 1: 0; 2006 Qtr 2: 0; 2006 Qtr 3: 0; 2006 Qtr 4: 0; 2007 Qtr 1: 0; 2007 Qtr 2: 0; 2007 Qtr 3: 0; 2007 Qtr 4: 9.098; 2008 Qtr 1: 0; 2008 Qtr 2: 0; 2008 Qtr 3: 0; 2008 Qtr 4: 0 | 9.098
0 | 234304-Lighting-Remove 4 Ft Lamp (De-Lamp) - Tr2 | COFL00AVDEL01 | 7 | Commercial | 01-ALC-AllCommercial-IntLight | 0 |  |  |  |  | 28.2538 | 12.3653 | 0 | 0 | 0 | 15.8885 | 100.2216 |  | kWh | 0.031059 | -0.16413 | Commercial |  | Annual | [5 empty] | 11 | 0.96 |  |  |  | 0 | 0 | 4.549 | 0 | 0 | 0 | 0 | 0 | 0 | 0 | 0 | 0 | 2006 Qtr 1: 0; 2006 Qtr 2: 0; 2006 Qtr 3: 0; 2006 Qtr 4: 0; 2007 Qtr 1: 0; 2007 Qtr 2: 0; 2007 Qtr 3: 0; 2007 Qtr 4: 4.549; 2008 Qtr 1: 0; 2008 Qtr 2: 0; 2008 Qtr 3: 0; 2008 Qtr 4: 0 | 4.549
0 | 234331-Premium T8 with T12 40 Watt Baseline - Tr2 |  | 7 | Commercial | 01-ALC-AllCommercial-IntLight | 0 |  |  |  |  | 13.9591 | 9.8923 | 0 | 0 | 0 | 4.0668 | 31.1202 |  | kWh | 0.0096442 | -0.050965 | Commercial |  | Annual | [5 empty] | 11 | 0.96 |  |  |  | 0 | 0 | 21.8353 | 0 | 0 | 0 | 0 | 0 | 0 | 0 | 0 | 0 | 2006 Qtr 1: 0; 2006 Qtr 2: 0; 2006 Qtr 3: 0; 2006 Qtr 4: 0; 2007 Qtr 1: 0; 2007 Qtr 2: 0; 2007 Qtr 3: 0; 2007 Qtr 4: 21.8353; 2008 Qtr 1: 0; 2008 Qtr 2: 0; 2008 Qtr 3: 0; 2008 Qtr 4: 0 | 21.8353
0 | 234304-Lighting-Remove 4 Ft Lamp (De-Lamp) - Tr2 | COFL00AVDEL01 | 7 | Commercial | 01-ALC-AllCommercial-IntLight | 0 |  |  |  |  | 28.2538 | 12.3653 | 0 | 0 | 0 | 15.8885 | 100.2216 |  | kWh | 0.031059 | -0.16413 | Commercial |  | Annual | [5 empty] | 11 | 0.96 |  |  |  | 0 | 0 | 21.8353 | 0 | 0 | 0 | 0 | 0 | 0 | 0 | 0 | 0 | 2006 Qtr 1: 0; 2006 Qtr 2: 0; 2006 Qtr 3: 0; 2006 Qtr 4: 0; 2007 Qtr 1: 0; 2007 Qtr 2: 0; 2007 Qtr 3: 0; 2007 Qtr 4: 21.8353; 2008 Qtr 1: 0; 2008 Qtr 2: 0; 2008 Qtr 3: 0; 2008 Qtr 4: 0 | 21.8353
0 | 234331-Premium T8 with T12 40 Watt Baseline - Tr2 |  | 7 | Commercial | 01-ALC-AllCommercial-IntLight | 0 |  |  |  |  | 13.9591 | 9.8923 | 0 | 0 | 0 | 4.0668 | 31.1202 |  | kWh | 0.0096442 | -0.050965 | Commercial |  | Annual | [5 empty] | 11 | 0.96 |  |  |  | 0 | 0 | 74.6038 | 0 | 0 | 0 | 0 | 0 | 0 | 0 | 0 | 0 | 2006 Qtr 1: 0; 2006 Qtr 2: 0; 2006 Qtr 3: 0; 2006 Qtr 4: 0; 2007 Qtr 1: 0; 2007 Qtr 2: 0; 2007 Qtr 3: 0; 2007 Qtr 4: 74.6038; 2008 Qtr 1: 0; 2008 Qtr 2: 0; 2008 Qtr 3: 0; 2008 Qtr 4: 0 | 74.6038
0 | 234307-Lighting-Remove 8 Ft Lamp (De-Lamp) - Tr2 | CRTL00AVDEL02 | 7 | Commercial | 01-ALC-AllCommercial-IntLight | 0 |  |  |  |  | 28.4684 | 16.4871 | 0 | 0 | 0 | 11.9813 | 165.4025 |  | kWh | 0.051259 | -0.27088 | Commercial |  | Annual | [5 empty] | 11 | 0.96 |  |  |  | 0 | 0 | 37.3019 | 0 | 0 | 0 | 0 | 0 | 0 | 0 | 0 | 0 | 2006 Qtr 1: 0; 2006 Qtr 2: 0; 2006 Qtr 3: 0; 2006 Qtr 4: 0; 2007 Qtr 1: 0; 2007 Qtr 2: 0; 2007 Qtr 3: 0; 2007 Qtr 4: 37.3019; 2008 Qtr 1: 0; 2008 Qtr 2: 0; 2008 Qtr 3: 0; 2008 Qtr 4: 0 | 37.3019
0 | 234330-Premium T8 with T12 40 Watt Baseline - Tr1 |  | 7 | Commercial | 01-ALC-AllCommercial-IntLight | 0 |  |  |  |  | 13.9589 | 13.1897 | 0 | 0 | 0 | 0.76922 | 34.727 |  | kWh | 0.010491 | -0.056872 | Commercial |  | Annual | [5 empty] | 11 | 0.96 |  |  |  | 0 | 0 | 81.8822 | 0 | 0 | 0 | 0 | 0 | 0 | 0 | 0 | 0 | 2006 Qtr 1: 0; 2006 Qtr 2: 0; 2006 Qtr 3: 0; 2006 Qtr 4: 0; 2007 Qtr 1: 0; 2007 Qtr 2: 0; 2007 Qtr 3: 81.8822; 2007 Qtr 4: 0; 2008 Qtr 1: 0; 2008 Qtr 2: 0; 2008 Qtr 3: 0; 2008 Qtr 4: 0 | 81.8822
0 | 234330-Premium T8 with T12 40 Watt Baseline - Tr1 |  | 7 | Commercial | 01-ALC-AllCommercial-IntLight | 0 |  |  |  |  | 13.9589 | 13.1897 | 0 | 0 | 0 | 0.76922 | 34.727 |  | kWh | 0.010491 | -0.056872 | Commercial |  | Annual | [5 empty] | 11 | 0.96 |  |  |  | 0 | 0 | 109.1763 | 0 | 0 | 0 | 0 | 0 | 0 | 0 | 0 | 0 | 2006 Qtr 1: 0; 2006 Qtr 2: 0; 2006 Qtr 3: 0; 2006 Qtr 4: 0; 2007 Qtr 1: 0; 2007 Qtr 2: 0; 2007 Qtr 3: 109.1763; 2007 Qtr 4: 0; 2008 Qtr 1: 0; 2008 Qtr 2: 0; 2008 Qtr 3: 0; 2008 Qtr 4: 0 | 109.1763
0 | 234303-Lighting-Remove 4 Ft Lamp (De-Lamp) - Tr1 | COFL00AVDEL01 | 7 | Commercial | 01-ALC-AllCommercial-IntLight | 0 |  |  |  |  | 28.2518 | 16.4871 | 0 | 0 | 0 | 11.7647 | 115.4744 |  | kWh | 0.034885 | -0.18911 | Commercial |  | Annual | [5 empty] | 11 | 0.96 |  |  |  | 0 | 0 | 5.4588 | 0 | 0 | 0 | 0 | 0 | 0 | 0 | 0 | 0 | 2006 Qtr 1: 0; 2006 Qtr 2: 0; 2006 Qtr 3: 0; 2006 Qtr 4: 0; 2007 Qtr 1: 0; 2007 Qtr 2: 0; 2007 Qtr 3: 5.4588; 2007 Qtr 4: 0; 2008 Qtr 1: 0; 2008 Qtr 2: 0; 2008 Qtr 3: 0; 2008 Qtr 4: 0 | 5.4588
0 | 234330-Premium T8 with T12 40 Watt Baseline - Tr1 |  | 7 | Commercial | 01-ALC-AllCommercial-IntLight | 0 |  |  |  |  | 13.9589 | 13.1897 | 0 | 0 | 0 | 0.76922 | 34.727 |  | kWh | 0.010491 | -0.056872 | Commercial |  | Annual | [5 empty] | 11 | 0.96 |  |  |  | 0 | 0 | 100.0782 | 0 | 0 | 0 | 0 | 0 | 0 | 0 | 0 | 0 | 2006 Qtr 1: 0; 2006 Qtr 2: 0; 2006 Qtr 3: 0; 2006 Qtr 4: 0; 2007 Qtr 1: 0; 2007 Qtr 2: 0; 2007 Qtr 3: 100.0782; 2007 Qtr 4: 0; 2008 Qtr 1: 0; 2008 Qtr 2: 0; 2008 Qtr 3: 0; 2008 Qtr 4: 0 | 100.0782
0 | 234330-Premium T8 with T12 40 Watt Baseline - Tr1 |  | 10 | Commercial | 01-ALC-AllCommercial-IntLight | 0 |  |  |  |  | 13.9589 | 13.1897 | 0 | 0 | 0 | 0.76922 | 38.5499 |  | kWh | 0.01239 | -0.063133 | Commercial |  | Annual | [5 empty] | 11 | 0.96 |  |  |  | 0 | 0 | 340.266 | 0 | 0 | 0 | 0 | 0 | 0 | 0 | 0 | 0 | 2006 Qtr 1: 0; 2006 Qtr 2: 0; 2006 Qtr 3: 0; 2006 Qtr 4: 0; 2007 Qtr 1: 0; 2007 Qtr 2: 0; 2007 Qtr 3: 0; 2007 Qtr 4: 340.266; 2008 Qtr 1: 0; 2008 Qtr 2: 0; 2008 Qtr 3: 0; 2008 Qtr 4: 0 | 340.266
0 | 234303-Lighting-Remove 4 Ft Lamp (De-Lamp) - Tr1 | COFL00AVDEL01 | 10 | Commercial | 01-ALC-AllCommercial-IntLight | 0 |  |  |  |  | 28.2518 | 16.4871 | 0 | 0 | 0 | 11.7647 | 128.1864 |  | kWh | 0.0412 | -0.20993 | Commercial |  | Annual | [5 empty] | 11 | 0.96 |  |  |  | 0 | 0 | 3.6392 | 0 | 0 | 0 | 0 | 0 | 0 | 0 | 0 | 0 | 2006 Qtr 1: 0; 2006 Qtr 2: 0; 2006 Qtr 3: 0; 2006 Qtr 4: 0; 2007 Qtr 1: 0; 2007 Qtr 2: 0; 2007 Qtr 3: 0; 2007 Qtr 4: 3.6392; 2008 Qtr 1: 0; 2008 Qtr 2: 0; 2008 Qtr 3: 0; 2008 Qtr 4: 0 | 3.6392
0 | 234049-Lighting-LED Exit Sign New Sign | CALC00AVETS01 | 10 | Commercial | 02-ASM-Assembly-Exit | 0 |  |  |  |  | 65.3696 | 45 | 0 | 0 | 0 | 20.3696 | 351.311 |  | kWh | 0 | 0 | Commercial |  | Annual | [5 empty] | 16 | 0.96 |  |  |  | 0 | 0 | 3 | 0 | 0 | 0 | 0 | 0 | 0 | 0 | 0 | 0 | 2006 Qtr 1: 0; 2006 Qtr 2: 0; 2006 Qtr 3: 0; 2006 Qtr 4: 0; 2007 Qtr 1: 0; 2007 Qtr 2: 0; 2007 Qtr 3: 0; 2007 Qtr 4: 3; 2008 Qtr 1: 0; 2008 Qtr 2: 0; 2008 Qtr 3: 0; 2008 Qtr 4: 0 | 3
0 | 234331-Premium T8 with T12 40 Watt Baseline - Tr2 |  | 7 | Commercial | 01-ALC-AllCommercial-IntLight | 0 |  |  |  |  | 13.9591 | 9.8923 | 0 | 0 | 0 | 4.0668 | 31.1202 |  | kWh | 0.0096442 | -0.050965 | Commercial |  | Annual | [5 empty] | 11 | 0.96 |  |  |  | 0 | 0 | 14.5568 | 0 | 0 | 0 | 0 | 0 | 0 | 0 | 0 | 0 | 2006 Qtr 1: 0; 2006 Qtr 2: 0; 2006 Qtr 3: 0; 2006 Qtr 4: 0; 2007 Qtr 1: 0; 2007 Qtr 2: 0; 2007 Qtr 3: 0; 2007 Qtr 4: 14.5568; 2008 Qtr 1: 0; 2008 Qtr 2: 0; 2008 Qtr 3: 0; 2008 Qtr 4: 0 | 14.5568
0 | 234304-Lighting-Remove 4 Ft Lamp (De-Lamp) - Tr2 | COFL00AVDEL01 | 7 | Commercial | 01-ALC-AllCommercial-IntLight | 0 |  |  |  |  | 28.2538 | 12.3653 | 0 | 0 | 0 | 15.8885 | 100.2216 |  | kWh | 0.031059 | -0.16413 | Commercial |  | Annual | [5 empty] | 11 | 0.96 |  |  |  | 0 | 0 | 14.5568 | 0 | 0 | 0 | 0 | 0 | 0 | 0 | 0 | 0 | 2006 Qtr 1: 0; 2006 Qtr 2: 0; 2006 Qtr 3: 0; 2006 Qtr 4: 0; 2007 Qtr 1: 0; 2007 Qtr 2: 0; 2007 Qtr 3: 0; 2007 Qtr 4: 14.5568; 2008 Qtr 1: 0; 2008 Qtr 2: 0; 2008 Qtr 3: 0; 2008 Qtr 4: 0 | 14.5568
0 | 234330-Premium T8 with T12 40 Watt Baseline - Tr1 |  | 7 | Commercial | 01-ALC-AllCommercial-IntLight | 0 |  |  |  |  | 13.9589 | 13.1897 | 0 | 0 | 0 | 0.76922 | 34.727 |  | kWh | 0.010491 | -0.056872 | Commercial |  | Annual | [5 empty] | 11 | 0.96 |  |  |  | 0 | 0 | 145.5683 | 0 | 0 | 0 | 0 | 0 | 0 | 0 | 0 | 0 | 2006 Qtr 1: 0; 2006 Qtr 2: 0; 2006 Qtr 3: 0; 2006 Qtr 4: 0; 2007 Qtr 1: 0; 2007 Qtr 2: 0; 2007 Qtr 3: 0; 2007 Qtr 4: 145.5683; 2008 Qtr 1: 0; 2008 Qtr 2: 0; 2008 Qtr 3: 0; 2008 Qtr 4: 0 | 145.5683
0 | 234330-Premium T8 with T12 40 Watt Baseline - Tr1 |  | 10 | Commercial | 01-ALC-AllCommercial-IntLight | 0 |  |  |  |  | 13.9589 | 13.1897 | 0 | 0 | 0 | 0.76922 | 34.727 |  | kWh | 0.010491 | -0.056872 | Commercial |  | Annual | [5 empty] | 11 | 0.96 |  |  |  | 0 | 0 | 32.7529 | 0 | 0 | 0 | 0 | 0 | 0 | 0 | 0 | 0 | 2006 Qtr 1: 0; 2006 Qtr 2: 0; 2006 Qtr 3: 0; 2006 Qtr 4: 0; 2007 Qtr 1: 0; 2007 Qtr 2: 0; 2007 Qtr 3: 0; 2007 Qtr 4: 32.7529; 2008 Qtr 1: 0; 2008 Qtr 2: 0; 2008 Qtr 3: 0; 2008 Qtr 4: 0 | 32.7529
0 | 234331-Premium T8 with T12 40 Watt Baseline - Tr2 |  | 7 | Commercial | 01-ALC-AllCommercial-IntLight | 0 |  |  |  |  | 13.9591 | 9.8923 | 0 | 0 | 0 | 4.0668 | 31.1202 |  | kWh | 0.0096442 | -0.050965 | Commercial |  | Annual | [5 empty] | 11 | 0.96 |  |  |  | 0 | 0 | 27.2941 | 0 | 0 | 0 | 0 | 0 | 0 | 0 | 0 | 0 | 2006 Qtr 1: 0; 2006 Qtr 2: 0; 2006 Qtr 3: 0; 2006 Qtr 4: 0; 2007 Qtr 1: 0; 2007 Qtr 2: 0; 2007 Qtr 3: 0; 2007 Qtr 4: 27.2941; 2008 Qtr 1: 0; 2008 Qtr 2: 0; 2008 Qtr 3: 0; 2008 Qtr 4: 0 | 27.2941
Do NOT enter program data in this row or below. The Spreadsheet will not evaluate any such data. | bar: 2009 Qtr 1; 2011 Qtr 2 to 2011 Qtr 4; 2013 Qtr 2 to 2013 Qtr 4; 2015 Qtr 2 to 2015 Qtr 4
Lists of Dimensions and their Labels
|  |  | Climate Zones | Sectors | End Use Validation List |  | Measure Types for Measure Life | Measure Types for NTGR | Gas Sector | Gas Savings Profile | Combustor Type
|  |  | 7 | Residential | 01-ALC-AllCommercial-Cooling |  | NONRESIDENTIAL MEASURES: |  | Residential | Summer Only | Large Boilers (>100 MMBtu/hr Heat Input):Uncontrolled
|  |  | 10 | Commercial | 01-ALC-AllCommercial-ExtLight |  | **************************************************************** | Appliance early retirement and replacement 0.80 | Commercial | Winter Only | Large Boilers (>100 MMBtu/hr Heat Input):Controlled Low NOx Burner
|  |  | 14 | Industrial | 01-ALC-AllCommercial-IntLight |  | Ballast – Dimmable: NR - 11 | California Home Energy Efficiency Rating System (CHEERS) | Core | Annual | Large Boilers (>100 MMBtu/hr Heat Input):Controlled – Flue Gas Recirculation
|  |  | 15 | Agricultural | 01-ALC-AllCommercial-OffEquip |  | Ballast – Electronic: NR - 11 | Residential Audits 0.72 |  |  | Small Boilers (<100 MMBtu/hr Heat Input):Uncontrolled
|  |  | System | Not Used | 01-ALC-AllCommercial-Refrig |  | Fluorescent Fixture – T8: C/I/A - 11 | Refrigerator Recycling 0.35 |  |  | Small Boilers (<100 MMBtu/hr Heat Input):Controlled Low NOx Burner
|  |  |  | Not Used | 01-ALC-AllCommercial-Vent/Fan |  | Fixture: T8 Lamp & Electronic Ballast: C/I/A - 11 | Freezer Recycling 0.54 |  |  | Small Boilers (<100 MMBtu/hr Heat Input):Controlled – Flue Gas Recirculation
|  |  |  | Not Used | 02-ASM-Assembly-Cooling |  | T8 Fixtures – 17 Watt Lamp, 2ft or 32-watt Lamp, 4ft 11 | Residential Contractor Program 0.89 |  |  | Residential Furnaces (<0.3):Uncontrolled
[5 empty] | 02-ASM-Assembly-Exit |  | T8 Lamps: C/I/A - 5 | Emerging Technologies 0.83
[5 empty] | 02-ASM-Assembly-ExtLight |  | High Efficiency Lighting (HID): NR - 16 | All other residential programs 0.80
[5 empty] | 02-ASM-Assembly-IntLight |  | High Output T5 Fixture: NR - 16 |  | Electric Rate | Gas Rate
[5 empty] | 03-BCR-BothResidentialandCommercial-COOL |  | Indoor or Outdoor Lighting System Modification: NR - 13.5 | Advanced water heating systems 1.00 | Residential | 0
[5 empty] | 03-BCR-BothResidentialandCommercial-LIT_INT |  | Lighting Controls: NR - 16 | Agricultural and Dairy Incentives 0.75 | Commercial | Residential
[5 empty] | 03-BCR-BothResidentialandCommercial-OFF_EQ |  | Daylighting Controls; NR - 16 | Coin Laundry and Dry Cleaner Education 0.70 | Not Used | Not Used
[5 empty] | 03-BCR-BothResidentialandCommercial-LIT_EXT |  | Lighting Power Density: NR - 11 | Commercial and agricultural information, tools, or design assistance services | Not Used
[5 empty] | 03-BCR-BothResidentialandCommercial-REFG |  | Exit Sign – CF Hardware Kit/LED/ Electro-Luminescent: NR - 16 | Comprehensive Space Conditioning 1.00 | Not Used
[5 empty] | 03-BCR-BothResidentialandCommercial-VENT |  | Occupancy Sensor: NR - 8 | Lodging Education 0.70
[5 empty] | 04-DMO-ResidentialMobileHome–DoubleWide-CL_DRY |  | Photocell: NR - 8 | Express Efficiency (rebates) 0.96
[5 empty] | 04-DMO-ResidentialMobileHome–DoubleWide-CL_WASH |  | Time Clock – Lighting: NR - 8 | Energy Management Services, including audits (for small and medium customers)
[5 empty] | 04-DMO-ResidentialMobileHome–DoubleWide-DSH_WASH |  | Induction Lamps: NR - 2 | Food Services Equipment Retrofit 1.00
[5 empty] | 04-DMO-ResidentialMobileHome–DoubleWide-FREEZ |  | Induction Fixture: NR - 16 | Industrial Information and Services 0.74
[5 empty] | 04-DMO-ResidentialMobileHome–DoubleWide-LIGHT |  | Delamp/reflectors: C/I - 11 | Large Standard Performance Contract 0.70
[5 empty] | 04-DMO-ResidentialMobileHome–DoubleWide-POOL_PMP |  | Optical Reflectors- new construction: Ind, NRNC - 12 | All other nonresidential programs 0.80
[5 empty] | 04-DMO-ResidentialMobileHome–DoubleWide-REFG |  | Optical Reflectors- retrofit: NR - 10 | New Construction
[5 empty] | 04-DMO-ResidentialMobileHome–DoubleWide-SP_COOL |  | HID fixture: Interior, >= 176 Watts lamp: Ind - 16 | Industrial and Agricultural Process 0.94
[5 empty] | 04-DMO-ResidentialMobileHome–DoubleWide-SP_HEAT |  | HID fixture: Interior, 251-400 Watt lamp: Com - 16 | Industrial new construction incentives 0.62
[5 empty] | 04-DMO-ResidentialMobileHome–DoubleWide-WAT_HEAT |  | CFL Fixture: Pin based CFL fixture: Com - 12.0 | Savings by Design 0.82
[5 empty] | 05-ECC-Education–CommunityCollege-COOL |  | Screw-in CFL: Education - Primary School: NR - 5.6 | All other new construction programs 0.80
[5 empty] | 05-ECC-Education–CommunityCollege-LIT_INT |  | Screw-in CFL: Education - Secondary School: NR - 3.5 | Large Standard Performance Contract 0.7011
[5 empty] | 05-ECC-Education–CommunityCollege-OFF_EQ |  | Screw-in CFL: Education - Community College: NR - 2.1 | Savings by Design 0.8212
[5 empty] | 05-ECC-Education–CommunityCollege-LIT_EXT |  | Screw-in CFL: Education - University: NR - 2.6 | Codes and Standards
[5 empty] | 05-ECC-Education–CommunityCollege-REFG |  | Screw-in CFL: Grocery: NR - 1.4
[5 empty] | 05-ECC-Education–CommunityCollege-VENT |  | Screw-in CFL: Health/Medical - Hospital: NR - 0.9
[5 empty] | 06-EPR-Education–PrimarySchool-COOL |  | Screw-in CFL: Health/Medical - Nursing Home: NR - 0.9
[5 empty] | 06-EPR-Education–PrimarySchool-LIT_INT |  | Screw-in CFL: Lodging - Hotel: NR - 0.9
[5 empty] | 06-EPR-Education–PrimarySchool-OFF_EQ |  | Screw-in CFL: Lodging - Motel: NR - 0.9
[5 empty] | 06-EPR-Education–PrimarySchool-LIT_EXT |  | Screw-in CFL: Lodging - Guest Rooms: NR - 7.0
[5 empty] | 06-EPR-Education–PrimarySchool-REFG |  | Screw-in CFL: Manufacturing - Light Industrial: NR - 2.8
[5 empty] | 06-EPR-Education–PrimarySchool-VENT |  | Screw-in CFL: Office - Large: NR - 2.9
[5 empty] | 07-ESE-Education–SecondarySchool-COOL |  | Screw-in CFL: Office - Small: NR - 3.2
[5 empty] | 07-ESE-Education–SecondarySchool-LIT_INT |  | Screw-in CFL: Restaurant - Sit-Down: NR - 2.3
[5 empty] | 07-ESE-Education–SecondarySchool-OFF_EQ |  | Screw-in CFL: Restaurant - Fast-Food: NR - 1.3
[5 empty] | 07-ESE-Education–SecondarySchool-LIT_EXT |  | Screw-in CFL: Retail - 3-Story Large: NR - 1.9
[5 empty] | 07-ESE-Education–SecondarySchool-REFG |  | Screw-in CFL: Retail - Single-Story Large: NR - 1.8
[5 empty] | 07-ESE-Education–SecondarySchool-VENT |  | Screw-in CFL: Retail - Small: NR - 2.1
[5 empty] | 08-EUN-Education–University-COOL |  | Screw-in CFL: Storage - Conditioned: NR - 2.8
[5 empty] | 08-EUN-Education–University-LIT_INT |  | Screw-in CFL: Storage - Unconditioned: NR - 2.8
[5 empty] | 08-EUN-Education–University-OFF_EQ |  | Screw-in CFL: Warehouse - Refrigerated: NR - 3.1
08-EUN-Education–University-LIT_EXT
[5 empty] | 08-EUN-Education–University-REFG |  | HVAC/Refrigeration – SPC: NR - 16
[5 empty] | 08-EUN-Education–University-VENT |  | Chiller – High Efficiency: NR - 20
[5 empty] | 09-GRO-Grocery-COOL |  | Chiller – Variable Speed Drive: NR - 20
[5 empty] | 09-GRO-Grocery-LIT_INT |  | Water Cooled Chillers: NR - 20
[5 empty] | 09-GRO-Grocery-OFF_EQ |  | Air Conditioners – High Efficiency: NR - 15
[5 empty] | 09-GRO-Grocery-LIT_EXT |  | Packaged HVAC Systems: NR - 15
[5 empty] | 09-GRO-Grocery-REFG |  | Install HVAC EMS: Com - 14
[5 empty] | 09-GRO-Grocery-VENT |  | AC Packaged Terminal Units: NR - 15
[5 empty] | 10-HSP-Health/Medical–Hospital-COOL |  | Evaporative Coolers: NR - 15
[5 empty] | 10-HSP-Health/Medical–Hospital-LIT_INT |  | Boiler – High Efficiency: NR - 20
[5 empty] | 10-HSP-Health/Medical–Hospital-OFF_EQ |  | Cooling Towers/Evaporative Condenser: NR - 15
[5 empty] | 10-HSP-Health/Medical–Hospital-LIT_EXT |  | Heat Pump – Split System: NR - 15
[5 empty] | 10-HSP-Health/Medical–Hospital-REFG |  | Heat Pump with Integrated Water Heating: NR - 10
[5 empty] | 10-HSP-Health/Medical–Hospital-VENT |  | Ground Source Heat Pump: NR - 15
[5 empty] | 11-HTL-Lodging–Hotel(GuestRooms)-COOL |  | Reduce Internal Load: NR - 15
[5 empty] | 11-HTL-Lodging–Hotel(GuestRooms)-LIT_INT |  | Insulation: NR - 20
[5 empty] | 11-HTL-Lodging–Hotel(GuestRooms)-OFF_EQ |  | Insulation Package: NR - 20
[5 empty] | 11-HTL-Lodging–Hotel(GuestRooms)-LIT_EXT |  | Reflective Window Film: NR - 10
[5 empty] | 11-HTL-Lodging–Hotel(GuestRooms)-REFG |  | Bypass/Delay Timer(lighting): NR - 8
[5 empty] | 11-HTL-Lodging–Hotel(GuestRooms)-VENT |  | Set-Back Thermostat: NR - 11
[5 empty] | 12-MBT-Manufacturing–Bio/Tech-AG_PUMP |  | Time Clock - HVAC: NR - 10
[5 empty] | 12-MBT-Manufacturing–Bio/Tech-COMP_AIR |  | HVAC/Space Heating/Efficiency (Gas): NR - 18
[5 empty] | 12-MBT-Manufacturing–Bio/Tech-COOL |  | Nonresidential Gas – AC: NR - 20
12-MBT-Manufacturing–Bio/Tech-LIGHT
[5 empty] | 12-MBT-Manufacturing–Bio/Tech-MOTOR |  | Adjustable speed drive, application unknown: Ag - 10
[5 empty] | 12-MBT-Manufacturing–Bio/Tech-PROC_OTH |  | Adjustable speed drive, application unknown: Com - 10
[5 empty] | 13-MFM-ResidentialMulti-family-CL_DRY |  | Adjustable Speed Drive: HVAC fan, 50 HP Max: Com - 10
[5 empty] | 13-MFM-ResidentialMulti-family-CL_WASH |  | Pump repair: Ag - 11
[5 empty] | 13-MFM-ResidentialMulti-family-DSH_WASH |  | Injection molding machines: Ind - 15
[5 empty] | 13-MFM-ResidentialMulti-family-FREEZ |  | Plastic extusion equipment: Ind - 15
[5 empty] | 13-MFM-ResidentialMulti-family-LIGHT |  | Process cooling: Ind - 15
[5 empty] | 13-MFM-ResidentialMulti-family-POOL_PMP |  | Process equipment insulation: Ind - 15
13-MFM-ResidentialMulti-family-REFG
[5 empty] | 13-MFM-ResidentialMulti-family-SP_COOL |  | Horizontal Clothes Washer: NR - 10
[5 empty] | 13-MFM-ResidentialMulti-family-SP_HEAT |  | Efficient Dishwashing: NR - 5
[5 empty] | 13-MFM-ResidentialMulti-family-WAT_HEAT |  | Water Heater Controls: NR - 15
[5 empty] | 14-MLI-Manufacturing–LightIndustry-AG_PUMP |  | Cooking measures , Assorted: Com - 12
[5 empty] | 14-MLI-Manufacturing–LightIndustry-COMP_AIR |  | Water Heater – Gas: NR - 15
[5 empty] | 14-MLI-Manufacturing–LightIndustry-COOL |  | Domestic Hot Water Boiler (Gas): NR - 20
14-MLI-Manufacturing–LightIndustry-LIGHT
[5 empty] | 14-MLI-Manufacturing–LightIndustry-MOTOR |  | Auto Closer for Cooler/Freezer: NR - 8
[5 empty] | 14-MLI-Manufacturing–LightIndustry-PROC_OTH |  | Door Gaskets: NR - 4
[5 empty] | 15-MTL-Lodging–Motel-COOL |  | Floating Head Pressure: NR - 16
[5 empty] | 15-MTL-Lodging–Motel-LIT_INT |  | Heatless Door: NR - 16
[5 empty] | 15-MTL-Lodging–Motel-OFF_EQ |  | Humidistat Control for Anti-Sweat Heater: NR - 12
[5 empty] | 15-MTL-Lodging–Motel-LIT_EXT |  | Insulation on Refrigeration Suction Line: NR - 11
[5 empty] | 15-MTL-Lodging–Motel-REFG |  | Night Covers for Display Cases: NR - 5
[5 empty] | 15-MTL-Lodging–Motel-VENT |  | PSC Evaporator Motor – Walkin/ Display: NR - 15
[5 empty] | 16-NRS-Health/Medical–Clinic-COOL |  | Refrigeration Case Doors – Glass/Acrylic: NR - 12
[5 empty] | 16-NRS-Health/Medical–Clinic-LIT_INT |  | Refrigerator Case with Doors: NR - 12
[5 empty] | 16-NRS-Health/Medical–Clinic-OFF_EQ |  | Refrigerator Condensate Evaporator – Elec/Non Elec: NR - 8
[5 empty] | 16-NRS-Health/Medical–Clinic-LIT_EXT |  | Strip Curtains for Walk-Ins: NR - 4
[5 empty] | 16-NRS-Health/Medical–Clinic-REFG |  | Ballast: Electronic, for display case: NR - 11
[5 empty] | 16-NRS-Health/Medical–Clinic-VENT |  | Defrost: NR - 16
[5 empty] | 17-OFL-Office–Large-Cooling |  | FHP & EFF Conditioner: NR - 16
[5 empty] | 17-OFL-Office–Large-ExtLight |  | High-efficiency Liquid Suction Heat Exchangers: NR - 16
[5 empty] | 17-OFL-Office–Large-IntLight |  | Night Shields on Refrigerator and Freezer Cases: NR - 5
[5 empty] | 17-OFL-Office–Large-OffEquip |  | Walk-in Refrigerator or Freezer: Evaporative Fan Controller: NR - 5
[5 empty] | 17-OFL-Office–Large-Refrig |  | Multiplec Refrigeration Systems/Supermarket Systems: NR - 10
17-OFL-Office–Large-Vent/Fan
[5 empty] | 18-OFS-Office–Small-Cooling |  | Kiln/Oven/Furnace: NR - 18
[5 empty] | 18-OFS-Office–Small-ExtLight |  | Thermal Night Curtains: NR - 5
[5 empty] | 18-OFS-Office–Small-IntLight |  | Custom Measures – SPC: NR - 15
[5 empty] | 18-OFS-Office–Small-OffEquip |  | Local Government Partnership: NR - 11
[5 empty] | 18-OFS-Office–Small-Refrig |  | Audits: NR - 3
[5 empty] | 18-OFS-Office–Small-Vent/Fan |  | Plug Load Sensor: NR - 10
[5 empty] | 19-RES-AllResidential-CL_DRY |  | Information: NR - 1
[5 empty] | 19-RES-AllResidential-CL_WASH |  | High Efficiency Motors: NR - 15
[5 empty] | 19-RES-AllResidential-DSH_WASH |  | Process Overhaul: NR - 20
[5 empty] | 19-RES-AllResidential-FREEZ |  | System Controls: NR - 15
19-RES-AllResidential-LIGHT
19-RES-AllResidential-POOL_PMP
[5 empty] | 19-RES-AllResidential-REFG |  | RESIDENTIAL MEASURES
[5 empty] | 19-RES-AllResidential-SP_COOL |  | ****************************************************************
[5 empty] | 19-RES-AllResidential-SP_HEAT |  | T8 Fixtures ; lamp or ballast: Res - 15
[5 empty] | 19-RES-AllResidential-WAT_HEAT |  | Pin based CFL Fixture: Res - 16
[5 empty] | 20-RFF-Restaurant–FastFood-Cooling |  | CFL: Indoor Screw in: Res - 9.4
[5 empty] | 20-RFF-Restaurant–FastFood-ExtLight |  | CFL: Outdoor Screw in: Res - 7
[5 empty] | 20-RFF-Restaurant–FastFood-IntLight |  | Torchiere: Res - 9
20-RFF-Restaurant–FastFood-OffEquip
[5 empty] | 20-RFF-Restaurant–FastFood-Refrig |  | Air Conditioners with SEER >= 11.0: Res - 18
[5 empty] | 20-RFF-Restaurant–FastFood-Vent/Fan |  | Central Air Conditioners: Res - 18
[5 empty] | 21-RSD-Restaurant–SitDown-COOL |  | Duct Testing: Res NC - 18
[5 empty] | 21-RSD-Restaurant–SitDown-LIT_INT |  | High Energy Efficiency Ducts: Res - 18
[5 empty] | 21-RSD-Restaurant–SitDown-OFF_EQ |  | Whole House Fan: Res - 15
[5 empty] | 21-RSD-Restaurant–SitDown-LIT_EXT |  | Evaporative Cooler: Res - 15
[5 empty] | 21-RSD-Restaurant–SitDown-PROC_OTH |  | Glazing - Low E Double / Low Shade Coefficient: Res - 20
[5 empty] | 21-RSD-Restaurant–SitDown-REFG |  | Heat Pump - Electric: Res - 15
[5 empty] | 21-RSD-Restaurant–SitDown-VENT |  | Insulation - Ceiling / Floor / Walls: Res - 20
[5 empty] | 22-RT3-Retail–3StoryLarge-COOL |  | A/C with Integrated Water Heating: Res - 10
[5 empty] | 22-RT3-Retail–3StoryLarge-LIT_INT |  | Programmable Thermostat: Res - 12
22-RT3-Retail–3StoryLarge-OFF_EQ
[5 empty] | 22-RT3-Retail–3StoryLarge-LIT_EXT |  | Audits: Res - 3
[5 empty] | 22-RT3-Retail–3StoryLarge-REFG |  | Gas Cooktops: Res - 20
[5 empty] | 22-RT3-Retail–3StoryLarge-VENT |  | Gas Dryer Stub: Res - 18
[5 empty] | 23-RTL-Retail–SingleStorylarge-COOL |  | Energy-Efficient Furnaces: Res - 18
23-RTL-Retail–SingleStorylarge-LIT_INT
[5 empty] | 23-RTL-Retail–SingleStorylarge-OFF_EQ |  | Refrigerator Recycling: Res - 10
[5 empty] | 23-RTL-Retail–SingleStorylarge-LIT_EXT |  | Refrigerator - Energy Efficient; 20% more efficient: Res - 18
[5 empty] | 23-RTL-Retail–SingleStorylarge-REFG |  | Refrigerators: Res - 18
23-RTL-Retail–SingleStorylarge-VENT
24-RTS-Retail–Small-COOL
[5 empty] | 24-RTS-Retail–Small-LIT_INT |  | GENERIC USEFUL LIVES:
[5 empty] | 24-RTS-Retail–Small-OFF_EQ |  | ****************************************************************
[5 empty] | 24-RTS-Retail–Small-LIT_EXT |  | 0.1
[5 empty] | 24-RTS-Retail–Small-REFG |  | 0.2
[5 empty] | 24-RTS-Retail–Small-VENT |  | 0.3
[5 empty] | 25-SCN-Storage–Conditioned-Cooling |  | 0.4
[5 empty] | 25-SCN-Storage–Conditioned-Exit |  | 0.5
[5 empty] | 25-SCN-Storage–Conditioned-ExtLight |  | 0.6
[5 empty] | 26-SFM-ResidentialSingleFamily-CL_DRY |  | 0.7
[5 empty] | 26-SFM-ResidentialSingleFamily-CL_WASH |  | 0.8
[5 empty] | 26-SFM-ResidentialSingleFamily-DSH_WASH |  | 0.9
[5 empty] | 26-SFM-ResidentialSingleFamily-FREEZ |  | 1
[5 empty] | 26-SFM-ResidentialSingleFamily-LIGHT |  | 1.1
[5 empty] | 26-SFM-ResidentialSingleFamily-POOL_PMP |  | 1.2
[5 empty] | 26-SFM-ResidentialSingleFamily-REFG |  | 1.3
[5 empty] | 26-SFM-ResidentialSingleFamily-SP_COOL |  | 1.4
[5 empty] | 26-SFM-ResidentialSingleFamily-SP_HEAT |  | 1.5
[5 empty] | 26-SFM-ResidentialSingleFamily-WAT_HEAT |  | 1.6
[5 empty] | 27-SMO-ResidentialMobileHome–SingleWide-CL_DRY |  | 1.7
[5 empty] | 27-SMO-ResidentialMobileHome–SingleWide-CL_WASH |  | 1.8
[5 empty] | 27-SMO-ResidentialMobileHome–SingleWide-DSH_WASH |  | 1.9
[5 empty] | 27-SMO-ResidentialMobileHome–SingleWide-FREEZ |  | 2
[5 empty] | 27-SMO-ResidentialMobileHome–SingleWide-LIGHT |  | 2.1
[5 empty] | 27-SMO-ResidentialMobileHome–SingleWide-POOL_PMP |  | 2.2
[5 empty] | 27-SMO-ResidentialMobileHome–SingleWide-REFG |  | 2.3
[5 empty] | 27-SMO-ResidentialMobileHome–SingleWide-SP_COOL |  | 2.4
[5 empty] | 27-SMO-ResidentialMobileHome–SingleWide-SP_HEAT |  | 2.5
[5 empty] | 27-SMO-ResidentialMobileHome–SingleWide-WAT_HEAT |  | 2.6
[5 empty] | 28-SUN-Storage–Unconditioned-Exit |  | 2.7
[5 empty] | 28-SUN-Storage–Unconditioned-ExtLight |  | 2.8
[5 empty] | 29-WRF-Storage–Refrigerated-Cooling |  | 2.9
[5 empty] | 29-WRF-Storage–Refrigerated-Exit |  | 3
[5 empty] | 29-WRF-Storage–Refrigerated-ExtLight |  | 3.1
[5 empty] | 30-S20-SIC20Food&KindredProducts-AG_PUMP |  | 3.2
[5 empty] | 30-S20-SIC20Food&KindredProducts-COMP_AIR |  | 3.3
[5 empty] | 30-S20-SIC20Food&KindredProducts-COOL |  | 3.4
[5 empty] | 30-S20-SIC20Food&KindredProducts-LIGHT |  | 3.5
[5 empty] | 30-S20-SIC20Food&KindredProducts-MOTOR |  | 3.6
[5 empty] | 30-S20-SIC20Food&KindredProducts-PROC_OTH |  | 3.7
[5 empty] | 31-S26-SIC26Paper&AlliedProducts-AG_PUMP |  | 3.8
[5 empty] | 31-S26-SIC26Paper&AlliedProducts-COMP_AIR |  | 3.9
[5 empty] | 31-S26-SIC26Paper&AlliedProducts-COOL |  | 4
[5 empty] | 31-S26-SIC26Paper&AlliedProducts-LIGHT |  | 4.1
[5 empty] | 31-S26-SIC26Paper&AlliedProducts-MOTOR |  | 4.2
[5 empty] | 31-S26-SIC26Paper&AlliedProducts-PROC_OTH |  | 4.3
[5 empty] | 32-S28-SIC28Chemicals&AlliedProducts-AG_PUMP |  | 4.4
[5 empty] | 32-S28-SIC28Chemicals&AlliedProducts-COMP_AIR |  | 4.5
[5 empty] | 32-S28-SIC28Chemicals&AlliedProducts-COOL |  | 4.6
[5 empty] | 32-S28-SIC28Chemicals&AlliedProducts-LIGHT |  | 4.7
[5 empty] | 32-S28-SIC28Chemicals&AlliedProducts-MOTOR |  | 4.8
[5 empty] | 32-S28-SIC28Chemicals&AlliedProducts-PROC_OTH |  | 4.9
[5 empty] | 33-S29-SIC29Petroleum&CoalProducts-AG_PUMP |  | 5
[5 empty] | 33-S29-SIC29Petroleum&CoalProducts-COMP_AIR |  | 5.1
[5 empty] | 33-S29-SIC29Petroleum&CoalProducts-COOL |  | 5.2
[5 empty] | 33-S29-SIC29Petroleum&CoalProducts-LIGHT |  | 5.3
[5 empty] | 33-S29-SIC29Petroleum&CoalProducts-MOTOR |  | 5.4
[5 empty] | 33-S29-SIC29Petroleum&CoalProducts-PROC_OTH |  | 5.5
[5 empty] | 34-S33-SIC33Metals-AG_PUMP |  | 5.6
[5 empty] | 34-S33-SIC33Metals-COMP_AIR |  | 5.7
[5 empty] | 34-S33-SIC33Metals-COOL |  | 5.8
[5 empty] | 34-S33-SIC33Metals-LIGHT |  | 5.9
[5 empty] | 34-S33-SIC33Metals-MOTOR |  | 6
[5 empty] | 34-S33-SIC33Metals-PROC_OTH |  | 6.1
[5 empty] | 35-OTI-OtherIndustrial-AG_PUMP |  | 6.2
[5 empty] | 35-OTI-OtherIndustrial-COMP_AIR |  | 6.3
[5 empty] | 35-OTI-OtherIndustrial-COOL |  | 6.4
[5 empty] | 35-OTI-OtherIndustrial-LIGHT |  | 6.5
[5 empty] | 35-OTI-OtherIndustrial-MOTOR |  | 6.6
[5 empty] | 35-OTI-OtherIndustrial-PROC_OTH |  | 6.7
[5 empty] | 36-GST-Lodging-GuestRooms-Cooling |  | 6.8
[5 empty] | 36-GST-Lodging-GuestRooms-ExtLight |  | 6.9
[5 empty] | 36-GST-Lodging-GuestRooms-IntLight |  | 7
[5 empty] | 36-GST-Lodging-GuestRooms-OffEquip |  | 7.1
[5 empty] | 36-GST-Lodging-GuestRooms-Refrig |  | 7.2
[5 empty] | 36-GST-Lodging-GuestRooms-Vent/Fan |  | 7.3
7.4
7.5
7.6
7.7
7.8
7.9
8
8.1
8.2
8.3
8.4
8.5
8.6
8.7
8.8
8.9
9
9.1
9.2
9.3
9.4
9.5
9.6
9.7
9.8
9.9
10
10.1
10.2
10.3
10.4
10.5
10.6
10.7
10.8
10.9
11
11.1
11.2
11.3
11.4
11.5
11.6
11.7
11.8
11.9
12
12.1
12.2
12.3
12.4
12.5
12.6
12.7
12.8
12.9
13
13.1
13.2
13.3
13.4
13.5
13.6
13.7
13.8
13.9
14
14.1
14.2
14.3
14.4
14.5
14.6
14.7
14.8
14.9
15
15.1
15.2
15.3
15.4
15.5
15.6
15.7
15.8
15.9
16
16.1
16.2
16.3
16.4
16.5
16.6
16.7
16.8
16.9
17
17.1
17.2
17.3
17.4
17.5
17.6
17.7
17.8
17.9
18
19
20