## Export
PROGRAM NAME | 0
BUDGET
Administrative Costs
Overhead and G&A | 0
Other Administrative Costs | 0
Marketing/Outreach | 0
Direct Implementation
Incentives and Rebates
User Input Incentive | 0
Direct Install Rebate | 0
Direct Install Labor | 0
Direct Install Materials | 25530.32
Activity | 0
Installation | 0
Hardware & Materials | 0
Rebate Processing & Inspection | 0
EM&V Costs | 0
Budget | 25530.32
Costs recovered from other sources | 0
Budget (plus other costs) | 25530.32
PROGRAM IMPACTS
Program Reductions for Measures installed through 2008
User Entered kW (kW) | 0
Net Jul-Sept Peak (kW) | 0
Net Dec-Feb Peak (kW) | 0
Net NCP (kW) | 0
Net CEC (kW) | 0
Annual Net kWh | 0
Lifecycle Net kWh | 0
Annual Net Therms | 6444.846
Lifecycle Net Therms | 61512.6348
Cost Effectiveness for all measures installed through 2012
TRC
Costs | 26476.5269
Electric Benefits | 0
Gas Benefits | 35846.7889
Net Benefits (NPV) | 9370.2621
BC Ratio | 1.3539
PAC
Costs | 22421.1307
Electric Benefits | 0
Gas Benefits | 35846.7889
Net Benefits (NPV) | 13425.6583
BC Ratio | 1.5988
Levelized Cost
Levelized Cost TRC ($/kWh )
Discounted kWh | 0
Cost | 0
Benefits | 0
Benefit-Cost | 0
Levelized Cost PAC ($/kWh)
Discounted kWh | 0
Cost | 0
Benefits | 0
Benefit-Cost | 0
Levelized Cost TRC ($/therm)
Discounted Therms | 40433.5181
Cost | 0.65482
Benefits | 0.88656
Benefit-Cost | 0.23174
Levelized Cost PAC ($/therm)
Discounted Therms | 40433.5181
Cost | 0.55452
Benefits | 0.88656
Benefit-Cost | 0.33204
Emission Annual Reductions (2006-2008) |  | Energy Division File sheet "Attachment II" Total Electricity and Gas Emission Reductions
Electric Annual CO2 (tons) - 2006 | 0 |  | 2006 | 2007 | 2008 | 2009 | 2010 | 2011 | 2012
2007 | 0 |  | Total | Total | Total | Total | Total | Total | Total
2008 | 0 | Annual CO2 Emission Reductions (tons) | 0 | 37.7023 | 0 | 0 | 0 | 0 | 0
Electric Lifecycle CO2 (tons) - 2006 | 0 | Lifecycle CO2 Emission Reductions (tons) | 0 | 359.8489 | 0 | 0 | 0 | 0 | 0
2007 | 0 | Annual NOx Emission Reductions (tons) | 0 | 0.029646 | 0 | 0 | 0 | 0 | 0
2008 | 0 | Lifecycle NOx Emission Reductions (tons) | 0 | 0.28296 | 0 | 0 | 0 | 0 | 0
Electric Annual NOX (tons) - 2006 | 0 | Annual SO2 Emission Reductions (tons)
2007 | 0 | Lifecycle SO2 Emission Reductions (tons)
2008 | 0
Electric Lifecycle NOX (tons) - 2006 | 0
2007 | 0
2008 | 0
Electric Annual SO2 (lbs) - 2006
2007
2008
Electric Lifecycle SO2 (lbs) - 2006
2007
2008
Gas Annual CO2 (tons) - 2006 | 0
2007 | 37.7023
2008 | 0
Gas Lifecycle CO2 (tons) - 2006 | 0
2007 | 359.8489
2008 | 0
Gas Annual NOX (tons) - 2006 | 0
2007 | 0.029646
2008 | 0
Gas Lifecycle NOX (tons) - 2006 | 0
2007 | 0.28296
2008 | 0
Gas Annual SO2 (lbs) - 2006
2007
2008
Gas Lifecycle SO2 (lbs) - 2006
2007
2008
Data below not currently used in Energy Division workbook
Levelized Cost RIM ($/therm)
Discounted Therms | 40433.5181
Cost | 0.55452
Benefits | 0.88656
Benefit-Cost | 0.33204
Levelized Cost RIM ($/kWh)
Discounted kWh | 0
Cost | 0
Benefits | 0
Benefit-Cost | 0.33204
RIM
Costs | 22421.1307
Electric Benefits | 0
Gas Benefits | 35846.7889
Net Benefits (NPV) | 13425.6583
BC Ratio | 1.5988
Impacts for all programs installed trhough 2012
Net July-Sept Peak (kW)
Clothes Dryer | 0
Clothes Washer | 0
Consumer Electronics | 0
Cooking | 0
Dishwasher | 0
Net Dec-Feb Pk (kW)
Clothes Dryer | 0
Clothes Washer | 0
Consumer Electronics | 0
Cooking | 0
Dishwasher | 0
0
Clothes Dryer | 0
Clothes Washer | 0
Consumer Electronics | 0
Cooking | 0
Dishwasher | 0
Annual Net kWh
Clothes Dryer | 0
Clothes Washer | 0
Consumer Electronics | 0
Cooking | 0
Dishwasher | 0
Lifecycle Net kWh
Clothes Dryer | 0
Clothes Washer | 0
Consumer Electronics | 0
Cooking | 0
Dishwasher | 0
Annual Net Therms
Clothes Dryer | 0
Clothes Washer | 0
Consumer Electronics | 0
Cooking | 0
Dishwasher | 0
Lifecycle Net Therms
Clothes Dryer | 0
Clothes Washer | 0
Consumer Electronics | 0
Cooking | 0
Dishwasher | 0

## Output by Measure
0
0
SDG&E | [7 empty] | Levelized Benefits less Costs (TRC) |  |  |  | Levelized Benefits less Costs (PAC) |  |  |  | Benefit Cost Ratios
Net Impacts by Measure | [7 empty] | No Allocated Admin |  | w/ Allocated Admin |  | No Allocated Admin |  | w/ Allocated Admin |  | No Allocated Admin |  | w/ Allocated Admin
| Net Avg Jul-Sep (kW) | Net Dec-Feb Pk (kW) | Net User Entered kW | Annual kWh adj for Net to gross | Lifecycle kWh (Annual * Measure Life) | Annual Therms | Lifecycle Therms | Electric ($/kWh) | Gas ($/Th) | Electric ($/kWh) | Gas ($/Th) | Electric ($/kWh) | Gas ($/Th) | Electric ($/kWh) | Gas ($/Th) | TRC | PAC | TRC | PAC
Total or Average | 0 | 0 | 0 | 0 | 0 | 6444.846 | 61512.6348 | 0 | 0.23174 | 0 | 0.23174 | 0 | 0.33204 | 0 | 0.33204
255003-Faucet Aerator | 0 | 0 | 0 | 0 | 0 | 7.6754 | 69.0782 | 0 | 0.60876 | 0 | 0.60876 | 0 | 0.53613 | 0 | 0.53613 | 3.1795 | 2.5233 | 3.1795 | 2.5233
255003-Faucet Aerator | 0 | 0 | 0 | 0 | 0 | 3.8377 | 34.5391 | 0 | 0.60874 | 0 | 0.60874 | 0 | 0.53594 | 0 | 0.53594 | 3.1793 | 2.5219 | 3.1793 | 2.5219
255003-Faucet Aerator | 0 | 0 | 0 | 0 | 0 | 7.6754 | 69.0782 | 0 | 0.60876 | 0 | 0.60876 | 0 | 0.53613 | 0 | 0.53613 | 3.1795 | 2.5233 | 3.1795 | 2.5233
255003-Faucet Aerator | 0 | 0 | 0 | 0 | 0 | 11.513 | 103.6174 | 0 | 0.60876 | 0 | 0.60876 | 0 | 0.53606 | 0 | 0.53606 | 3.1794 | 2.5228 | 3.1794 | 2.5228
255003-Faucet Aerator | 0 | 0 | 0 | 0 | 0 | 3.8377 | 34.5391 | 0 | 0.60874 | 0 | 0.60874 | 0 | 0.53594 | 0 | 0.53594 | 3.1793 | 2.5219 | 3.1793 | 2.5219
255003-Faucet Aerator | 0 | 0 | 0 | 0 | 0 | 7.6754 | 69.0782 | 0 | 0.60876 | 0 | 0.60876 | 0 | 0.53613 | 0 | 0.53613 | 3.1795 | 2.5233 | 3.1795 | 2.5233
255003-Faucet Aerator | 0 | 0 | 0 | 0 | 0 | 3.8377 | 34.5391 | 0 | 0.60874 | 0 | 0.60874 | 0 | 0.53594 | 0 | 0.53594 | 3.1793 | 2.5219 | 3.1793 | 2.5219
255003-Faucet Aerator | 0 | 0 | 0 | 0 | 0 | 11.513 | 103.6174 | 0 | 0.60876 | 0 | 0.60876 | 0 | 0.53606 | 0 | 0.53606 | 3.1794 | 2.5228 | 3.1794 | 2.5228
255003-Faucet Aerator | 0 | 0 | 0 | 0 | 0 | 15.3507 | 138.1565 | 0 | 0.60875 | 0 | 0.60875 | 0 | 0.53603 | 0 | 0.53603 | 3.1794 | 2.5226 | 3.1794 | 2.5226
255003-Faucet Aerator | 0 | 0 | 0 | 0 | 0 | 7.6754 | 69.0782 | 0 | 0.60876 | 0 | 0.60876 | 0 | 0.53613 | 0 | 0.53613 | 3.1795 | 2.5233 | 3.1795 | 2.5233
255003-Faucet Aerator | 0 | 0 | 0 | 0 | 0 | 11.513 | 103.6174 | 0 | 0.60876 | 0 | 0.60876 | 0 | 0.53606 | 0 | 0.53606 | 3.1794 | 2.5228 | 3.1794 | 2.5228
255003-Faucet Aerator | 0 | 0 | 0 | 0 | 0 | 11.513 | 103.6174 | 0 | 0.60876 | 0 | 0.60876 | 0 | 0.53606 | 0 | 0.53606 | 3.1794 | 2.5228 | 3.1794 | 2.5228
255003-Faucet Aerator | 0 | 0 | 0 | 0 | 0 | 7.6754 | 69.0782 | 0 | 0.60876 | 0 | 0.60876 | 0 | 0.53613 | 0 | 0.53613 | 3.1795 | 2.5233 | 3.1795 | 2.5233
255003-Faucet Aerator | 0 | 0 | 0 | 0 | 0 | 7.6754 | 69.0782 | 0 | 0.60876 | 0 | 0.60876 | 0 | 0.53613 | 0 | 0.53613 | 3.1795 | 2.5233 | 3.1795 | 2.5233
255003-Faucet Aerator | 0 | 0 | 0 | 0 | 0 | 11.513 | 103.6174 | 0 | 0.60876 | 0 | 0.60876 | 0 | 0.53606 | 0 | 0.53606 | 3.1794 | 2.5228 | 3.1794 | 2.5228
255003-Faucet Aerator | 0 | 0 | 0 | 0 | 0 | 11.513 | 103.6174 | 0 | 0.60876 | 0 | 0.60876 | 0 | 0.53606 | 0 | 0.53606 | 3.1794 | 2.5228 | 3.1794 | 2.5228
255003-Faucet Aerator | 0 | 0 | 0 | 0 | 0 | 3.8377 | 34.5391 | 0 | 0.60874 | 0 | 0.60874 | 0 | 0.53594 | 0 | 0.53594 | 3.1793 | 2.5219 | 3.1793 | 2.5219
255003-Faucet Aerator | 0 | 0 | 0 | 0 | 0 | 7.6754 | 69.0782 | 0 | 0.60876 | 0 | 0.60876 | 0 | 0.53613 | 0 | 0.53613 | 3.1795 | 2.5233 | 3.1795 | 2.5233
255003-Faucet Aerator | 0 | 0 | 0 | 0 | 0 | 7.6754 | 69.0782 | 0 | 0.60876 | 0 | 0.60876 | 0 | 0.53613 | 0 | 0.53613 | 3.1795 | 2.5233 | 3.1795 | 2.5233
255003-Faucet Aerator | 0 | 0 | 0 | 0 | 0 | 3.8377 | 34.5391 | 0 | 0.60874 | 0 | 0.60874 | 0 | 0.53594 | 0 | 0.53594 | 3.1793 | 2.5219 | 3.1793 | 2.5219
255003-Faucet Aerator | 0 | 0 | 0 | 0 | 0 | 15.3507 | 138.1565 | 0 | 0.60875 | 0 | 0.60875 | 0 | 0.53603 | 0 | 0.53603 | 3.1794 | 2.5226 | 3.1794 | 2.5226
255003-Faucet Aerator | 0 | 0 | 0 | 0 | 0 | 7.6754 | 69.0782 | 0 | 0.60876 | 0 | 0.60876 | 0 | 0.53613 | 0 | 0.53613 | 3.1795 | 2.5233 | 3.1795 | 2.5233
255003-Faucet Aerator | 0 | 0 | 0 | 0 | 0 | 11.513 | 103.6174 | 0 | 0.60876 | 0 | 0.60876 | 0 | 0.53606 | 0 | 0.53606 | 3.1794 | 2.5228 | 3.1794 | 2.5228
255003-Faucet Aerator | 0 | 0 | 0 | 0 | 0 | 11.513 | 103.6174 | 0 | 0.60876 | 0 | 0.60876 | 0 | 0.53606 | 0 | 0.53606 | 3.1794 | 2.5228 | 3.1794 | 2.5228
255003-Faucet Aerator | 0 | 0 | 0 | 0 | 0 | 7.6754 | 69.0782 | 0 | 0.60876 | 0 | 0.60876 | 0 | 0.53613 | 0 | 0.53613 | 3.1795 | 2.5233 | 3.1795 | 2.5233
255003-Faucet Aerator | 0 | 0 | 0 | 0 | 0 | 7.6754 | 69.0782 | 0 | 0.60876 | 0 | 0.60876 | 0 | 0.53613 | 0 | 0.53613 | 3.1795 | 2.5233 | 3.1795 | 2.5233
255003-Faucet Aerator | 0 | 0 | 0 | 0 | 0 | 11.513 | 103.6174 | 0 | 0.60876 | 0 | 0.60876 | 0 | 0.53606 | 0 | 0.53606 | 3.1794 | 2.5228 | 3.1794 | 2.5228
255003-Faucet Aerator | 0 | 0 | 0 | 0 | 0 | 7.6754 | 69.0782 | 0 | 0.60876 | 0 | 0.60876 | 0 | 0.53613 | 0 | 0.53613 | 3.1795 | 2.5233 | 3.1795 | 2.5233
255003-Faucet Aerator | 0 | 0 | 0 | 0 | 0 | 7.6754 | 69.0782 | 0 | 0.60876 | 0 | 0.60876 | 0 | 0.53613 | 0 | 0.53613 | 3.1795 | 2.5233 | 3.1795 | 2.5233
255003-Faucet Aerator | 0 | 0 | 0 | 0 | 0 | 7.6754 | 69.0782 | 0 | 0.60876 | 0 | 0.60876 | 0 | 0.53613 | 0 | 0.53613 | 3.1795 | 2.5233 | 3.1795 | 2.5233
255003-Faucet Aerator | 0 | 0 | 0 | 0 | 0 | 3.8377 | 34.5391 | 0 | 0.60874 | 0 | 0.60874 | 0 | 0.53594 | 0 | 0.53594 | 3.1793 | 2.5219 | 3.1793 | 2.5219
255003-Faucet Aerator | 0 | 0 | 0 | 0 | 0 | 11.513 | 103.6174 | 0 | 0.60876 | 0 | 0.60876 | 0 | 0.53606 | 0 | 0.53606 | 3.1794 | 2.5228 | 3.1794 | 2.5228
255003-Faucet Aerator | 0 | 0 | 0 | 0 | 0 | 7.6754 | 69.0782 | 0 | 0.60876 | 0 | 0.60876 | 0 | 0.53613 | 0 | 0.53613 | 3.1795 | 2.5233 | 3.1795 | 2.5233
255003-Faucet Aerator | 0 | 0 | 0 | 0 | 0 | 7.6754 | 69.0782 | 0 | 0.60876 | 0 | 0.60876 | 0 | 0.53613 | 0 | 0.53613 | 3.1795 | 2.5233 | 3.1795 | 2.5233
255003-Faucet Aerator | 0 | 0 | 0 | 0 | 0 | 11.513 | 103.6174 | 0 | 0.60876 | 0 | 0.60876 | 0 | 0.53606 | 0 | 0.53606 | 3.1794 | 2.5228 | 3.1794 | 2.5228
255003-Faucet Aerator | 0 | 0 | 0 | 0 | 0 | 7.6754 | 69.0782 | 0 | 0.60876 | 0 | 0.60876 | 0 | 0.53613 | 0 | 0.53613 | 3.1795 | 2.5233 | 3.1795 | 2.5233
255003-Faucet Aerator | 0 | 0 | 0 | 0 | 0 | 11.513 | 103.6174 | 0 | 0.60876 | 0 | 0.60876 | 0 | 0.53606 | 0 | 0.53606 | 3.1794 | 2.5228 | 3.1794 | 2.5228
255003-Faucet Aerator | 0 | 0 | 0 | 0 | 0 | 7.6754 | 69.0782 | 0 | 0.60876 | 0 | 0.60876 | 0 | 0.53613 | 0 | 0.53613 | 3.1795 | 2.5233 | 3.1795 | 2.5233
255003-Faucet Aerator | 0 | 0 | 0 | 0 | 0 | 15.3507 | 138.1565 | 0 | 0.60875 | 0 | 0.60875 | 0 | 0.53603 | 0 | 0.53603 | 3.1794 | 2.5226 | 3.1794 | 2.5226
255003-Faucet Aerator | 0 | 0 | 0 | 0 | 0 | 15.3507 | 138.1565 | 0 | 0.60875 | 0 | 0.60875 | 0 | 0.53603 | 0 | 0.53603 | 3.1794 | 2.5226 | 3.1794 | 2.5226
255003-Faucet Aerator | 0 | 0 | 0 | 0 | 0 | 7.6754 | 69.0782 | 0 | 0.60876 | 0 | 0.60876 | 0 | 0.53613 | 0 | 0.53613 | 3.1795 | 2.5233 | 3.1795 | 2.5233
255003-Faucet Aerator | 0 | 0 | 0 | 0 | 0 | 19.1884 | 172.6956 | 0 | 0.60876 | 0 | 0.60876 | 0 | 0.53609 | 0 | 0.53609 | 3.1795 | 2.523 | 3.1795 | 2.523
255003-Faucet Aerator | 0 | 0 | 0 | 0 | 0 | 7.6754 | 69.0782 | 0 | 0.60876 | 0 | 0.60876 | 0 | 0.53613 | 0 | 0.53613 | 3.1795 | 2.5233 | 3.1795 | 2.5233
255003-Faucet Aerator | 0 | 0 | 0 | 0 | 0 | 7.6754 | 69.0782 | 0 | 0.60876 | 0 | 0.60876 | 0 | 0.53613 | 0 | 0.53613 | 3.1795 | 2.5233 | 3.1795 | 2.5233
255003-Faucet Aerator | 0 | 0 | 0 | 0 | 0 | 7.6754 | 69.0782 | 0 | 0.60876 | 0 | 0.60876 | 0 | 0.53613 | 0 | 0.53613 | 3.1795 | 2.5233 | 3.1795 | 2.5233
255003-Faucet Aerator | 0 | 0 | 0 | 0 | 0 | 7.6754 | 69.0782 | 0 | 0.60876 | 0 | 0.60876 | 0 | 0.53613 | 0 | 0.53613 | 3.1795 | 2.5233 | 3.1795 | 2.5233
255003-Faucet Aerator | 0 | 0 | 0 | 0 | 0 | 7.6754 | 69.0782 | 0 | 0.60876 | 0 | 0.60876 | 0 | 0.53613 | 0 | 0.53613 | 3.1795 | 2.5233 | 3.1795 | 2.5233
255003-Faucet Aerator | 0 | 0 | 0 | 0 | 0 | 7.6754 | 69.0782 | 0 | 0.60876 | 0 | 0.60876 | 0 | 0.53613 | 0 | 0.53613 | 3.1795 | 2.5233 | 3.1795 | 2.5233
255003-Faucet Aerator | 0 | 0 | 0 | 0 | 0 | 7.6754 | 69.0782 | 0 | 0.60876 | 0 | 0.60876 | 0 | 0.53613 | 0 | 0.53613 | 3.1795 | 2.5233 | 3.1795 | 2.5233
255003-Faucet Aerator | 0 | 0 | 0 | 0 | 0 | 7.6754 | 69.0782 | 0 | 0.60876 | 0 | 0.60876 | 0 | 0.53613 | 0 | 0.53613 | 3.1795 | 2.5233 | 3.1795 | 2.5233
255003-Faucet Aerator | 0 | 0 | 0 | 0 | 0 | 3.8377 | 34.5391 | 0 | 0.60874 | 0 | 0.60874 | 0 | 0.53594 | 0 | 0.53594 | 3.1793 | 2.5219 | 3.1793 | 2.5219
255003-Faucet Aerator | 0 | 0 | 0 | 0 | 0 | 3.8377 | 34.5391 | 0 | 0.60874 | 0 | 0.60874 | 0 | 0.53594 | 0 | 0.53594 | 3.1793 | 2.5219 | 3.1793 | 2.5219
255003-Faucet Aerator | 0 | 0 | 0 | 0 | 0 | 11.513 | 103.6174 | 0 | 0.60876 | 0 | 0.60876 | 0 | 0.53606 | 0 | 0.53606 | 3.1794 | 2.5228 | 3.1794 | 2.5228
255003-Faucet Aerator | 0 | 0 | 0 | 0 | 0 | 19.1884 | 172.6956 | 0 | 0.60876 | 0 | 0.60876 | 0 | 0.53609 | 0 | 0.53609 | 3.1795 | 2.523 | 3.1795 | 2.523
255003-Faucet Aerator | 0 | 0 | 0 | 0 | 0 | 7.6754 | 69.0782 | 0 | 0.60876 | 0 | 0.60876 | 0 | 0.53613 | 0 | 0.53613 | 3.1795 | 2.5233 | 3.1795 | 2.5233
255003-Faucet Aerator | 0 | 0 | 0 | 0 | 0 | 7.6754 | 69.0782 | 0 | 0.60876 | 0 | 0.60876 | 0 | 0.53613 | 0 | 0.53613 | 3.1795 | 2.5233 | 3.1795 | 2.5233
255003-Faucet Aerator | 0 | 0 | 0 | 0 | 0 | 11.513 | 103.6174 | 0 | 0.60876 | 0 | 0.60876 | 0 | 0.53606 | 0 | 0.53606 | 3.1794 | 2.5228 | 3.1794 | 2.5228
255003-Faucet Aerator | 0 | 0 | 0 | 0 | 0 | 11.513 | 103.6174 | 0 | 0.60876 | 0 | 0.60876 | 0 | 0.53606 | 0 | 0.53606 | 3.1794 | 2.5228 | 3.1794 | 2.5228
255003-Faucet Aerator | 0 | 0 | 0 | 0 | 0 | 7.6754 | 69.0782 | 0 | 0.60876 | 0 | 0.60876 | 0 | 0.53613 | 0 | 0.53613 | 3.1795 | 2.5233 | 3.1795 | 2.5233
255003-Faucet Aerator | 0 | 0 | 0 | 0 | 0 | 7.6754 | 69.0782 | 0 | 0.60876 | 0 | 0.60876 | 0 | 0.53613 | 0 | 0.53613 | 3.1795 | 2.5233 | 3.1795 | 2.5233
255003-Faucet Aerator | 0 | 0 | 0 | 0 | 0 | 15.3507 | 138.1565 | 0 | 0.60875 | 0 | 0.60875 | 0 | 0.53603 | 0 | 0.53603 | 3.1794 | 2.5226 | 3.1794 | 2.5226
255003-Faucet Aerator | 0 | 0 | 0 | 0 | 0 | 11.513 | 103.6174 | 0 | 0.60876 | 0 | 0.60876 | 0 | 0.53606 | 0 | 0.53606 | 3.1794 | 2.5228 | 3.1794 | 2.5228
255003-Faucet Aerator | 0 | 0 | 0 | 0 | 0 | 15.3507 | 138.1565 | 0 | 0.60875 | 0 | 0.60875 | 0 | 0.53603 | 0 | 0.53603 | 3.1794 | 2.5226 | 3.1794 | 2.5226
255003-Faucet Aerator | 0 | 0 | 0 | 0 | 0 | 3.8377 | 34.5391 | 0 | 0.60874 | 0 | 0.60874 | 0 | 0.53594 | 0 | 0.53594 | 3.1793 | 2.5219 | 3.1793 | 2.5219
255003-Faucet Aerator | 0 | 0 | 0 | 0 | 0 | 11.513 | 103.6174 | 0 | 0.60876 | 0 | 0.60876 | 0 | 0.53606 | 0 | 0.53606 | 3.1794 | 2.5228 | 3.1794 | 2.5228
255003-Faucet Aerator | 0 | 0 | 0 | 0 | 0 | 3.8377 | 34.5391 | 0 | 0.60874 | 0 | 0.60874 | 0 | 0.53594 | 0 | 0.53594 | 3.1793 | 2.5219 | 3.1793 | 2.5219
255003-Faucet Aerator | 0 | 0 | 0 | 0 | 0 | 11.513 | 103.6174 | 0 | 0.60876 | 0 | 0.60876 | 0 | 0.53606 | 0 | 0.53606 | 3.1794 | 2.5228 | 3.1794 | 2.5228
255003-Faucet Aerator | 0 | 0 | 0 | 0 | 0 | 11.513 | 103.6174 | 0 | 0.60876 | 0 | 0.60876 | 0 | 0.53606 | 0 | 0.53606 | 3.1794 | 2.5228 | 3.1794 | 2.5228
255003-Faucet Aerator | 0 | 0 | 0 | 0 | 0 | 7.6754 | 69.0782 | 0 | 0.60876 | 0 | 0.60876 | 0 | 0.53613 | 0 | 0.53613 | 3.1795 | 2.5233 | 3.1795 | 2.5233
255003-Faucet Aerator | 0 | 0 | 0 | 0 | 0 | 7.6754 | 69.0782 | 0 | 0.60876 | 0 | 0.60876 | 0 | 0.53613 | 0 | 0.53613 | 3.1795 | 2.5233 | 3.1795 | 2.5233
255003-Faucet Aerator | 0 | 0 | 0 | 0 | 0 | 3.8377 | 34.5391 | 0 | 0.60874 | 0 | 0.60874 | 0 | 0.53594 | 0 | 0.53594 | 3.1793 | 2.5219 | 3.1793 | 2.5219
255003-Faucet Aerator | 0 | 0 | 0 | 0 | 0 | 7.6754 | 69.0782 | 0 | 0.60876 | 0 | 0.60876 | 0 | 0.53613 | 0 | 0.53613 | 3.1795 | 2.5233 | 3.1795 | 2.5233
255003-Faucet Aerator | 0 | 0 | 0 | 0 | 0 | 3.8377 | 34.5391 | 0 | 0.60874 | 0 | 0.60874 | 0 | 0.53594 | 0 | 0.53594 | 3.1793 | 2.5219 | 3.1793 | 2.5219
255003-Faucet Aerator | 0 | 0 | 0 | 0 | 0 | 7.6754 | 69.0782 | 0 | 0.60876 | 0 | 0.60876 | 0 | 0.53613 | 0 | 0.53613 | 3.1795 | 2.5233 | 3.1795 | 2.5233
255003-Faucet Aerator | 0 | 0 | 0 | 0 | 0 | 7.6754 | 69.0782 | 0 | 0.60876 | 0 | 0.60876 | 0 | 0.53613 | 0 | 0.53613 | 3.1795 | 2.5233 | 3.1795 | 2.5233
255003-Faucet Aerator | 0 | 0 | 0 | 0 | 0 | 19.1884 | 172.6956 | 0 | 0.60876 | 0 | 0.60876 | 0 | 0.53609 | 0 | 0.53609 | 3.1795 | 2.523 | 3.1795 | 2.523
255003-Faucet Aerator | 0 | 0 | 0 | 0 | 0 | 11.513 | 103.6174 | 0 | 0.60876 | 0 | 0.60876 | 0 | 0.53606 | 0 | 0.53606 | 3.1794 | 2.5228 | 3.1794 | 2.5228
255003-Faucet Aerator | 0 | 0 | 0 | 0 | 0 | 11.513 | 103.6174 | 0 | 0.60876 | 0 | 0.60876 | 0 | 0.53606 | 0 | 0.53606 | 3.1794 | 2.5228 | 3.1794 | 2.5228
255003-Faucet Aerator | 0 | 0 | 0 | 0 | 0 | 11.513 | 103.6174 | 0 | 0.60876 | 0 | 0.60876 | 0 | 0.53606 | 0 | 0.53606 | 3.1794 | 2.5228 | 3.1794 | 2.5228
255003-Faucet Aerator | 0 | 0 | 0 | 0 | 0 | 7.6754 | 69.0782 | 0 | 0.60876 | 0 | 0.60876 | 0 | 0.53613 | 0 | 0.53613 | 3.1795 | 2.5233 | 3.1795 | 2.5233
255003-Faucet Aerator | 0 | 0 | 0 | 0 | 0 | 7.6754 | 69.0782 | 0 | 0.60876 | 0 | 0.60876 | 0 | 0.53613 | 0 | 0.53613 | 3.1795 | 2.5233 | 3.1795 | 2.5233
255003-Faucet Aerator | 0 | 0 | 0 | 0 | 0 | 7.6754 | 69.0782 | 0 | 0.60876 | 0 | 0.60876 | 0 | 0.53613 | 0 | 0.53613 | 3.1795 | 2.5233 | 3.1795 | 2.5233
255003-Faucet Aerator | 0 | 0 | 0 | 0 | 0 | 7.6754 | 69.0782 | 0 | 0.60876 | 0 | 0.60876 | 0 | 0.53613 | 0 | 0.53613 | 3.1795 | 2.5233 | 3.1795 | 2.5233
255003-Faucet Aerator | 0 | 0 | 0 | 0 | 0 | 7.6754 | 69.0782 | 0 | 0.60876 | 0 | 0.60876 | 0 | 0.53613 | 0 | 0.53613 | 3.1795 | 2.5233 | 3.1795 | 2.5233
255003-Faucet Aerator | 0 | 0 | 0 | 0 | 0 | 11.513 | 103.6174 | 0 | 0.60876 | 0 | 0.60876 | 0 | 0.53606 | 0 | 0.53606 | 3.1794 | 2.5228 | 3.1794 | 2.5228
255003-Faucet Aerator | 0 | 0 | 0 | 0 | 0 | 7.6754 | 69.0782 | 0 | 0.60876 | 0 | 0.60876 | 0 | 0.53613 | 0 | 0.53613 | 3.1795 | 2.5233 | 3.1795 | 2.5233
255003-Faucet Aerator | 0 | 0 | 0 | 0 | 0 | 15.3507 | 138.1565 | 0 | 0.60875 | 0 | 0.60875 | 0 | 0.53603 | 0 | 0.53603 | 3.1794 | 2.5226 | 3.1794 | 2.5226
255003-Faucet Aerator | 0 | 0 | 0 | 0 | 0 | 3.8377 | 34.5391 | 0 | 0.60874 | 0 | 0.60874 | 0 | 0.53594 | 0 | 0.53594 | 3.1793 | 2.5219 | 3.1793 | 2.5219
255003-Faucet Aerator | 0 | 0 | 0 | 0 | 0 | 7.6754 | 69.0782 | 0 | 0.60876 | 0 | 0.60876 | 0 | 0.53613 | 0 | 0.53613 | 3.1795 | 2.5233 | 3.1795 | 2.5233
255003-Faucet Aerator | 0 | 0 | 0 | 0 | 0 | 7.6754 | 69.0782 | 0 | 0.60876 | 0 | 0.60876 | 0 | 0.53613 | 0 | 0.53613 | 3.1795 | 2.5233 | 3.1795 | 2.5233
255003-Faucet Aerator | 0 | 0 | 0 | 0 | 0 | 3.8377 | 34.5391 | 0 | 0.60874 | 0 | 0.60874 | 0 | 0.53594 | 0 | 0.53594 | 3.1793 | 2.5219 | 3.1793 | 2.5219
255003-Faucet Aerator | 0 | 0 | 0 | 0 | 0 | 7.6754 | 69.0782 | 0 | 0.60876 | 0 | 0.60876 | 0 | 0.53613 | 0 | 0.53613 | 3.1795 | 2.5233 | 3.1795 | 2.5233
255003-Faucet Aerator | 0 | 0 | 0 | 0 | 0 | 7.6754 | 69.0782 | 0 | 0.60876 | 0 | 0.60876 | 0 | 0.53613 | 0 | 0.53613 | 3.1795 | 2.5233 | 3.1795 | 2.5233
255003-Faucet Aerator | 0 | 0 | 0 | 0 | 0 | 11.513 | 103.6174 | 0 | 0.60876 | 0 | 0.60876 | 0 | 0.53606 | 0 | 0.53606 | 3.1794 | 2.5228 | 3.1794 | 2.5228
255003-Faucet Aerator | 0 | 0 | 0 | 0 | 0 | 11.513 | 103.6174 | 0 | 0.60876 | 0 | 0.60876 | 0 | 0.53606 | 0 | 0.53606 | 3.1794 | 2.5228 | 3.1794 | 2.5228
255003-Faucet Aerator | 0 | 0 | 0 | 0 | 0 | 3.8377 | 34.5391 | 0 | 0.60874 | 0 | 0.60874 | 0 | 0.53594 | 0 | 0.53594 | 3.1793 | 2.5219 | 3.1793 | 2.5219
255003-Faucet Aerator | 0 | 0 | 0 | 0 | 0 | 11.513 | 103.6174 | 0 | 0.60876 | 0 | 0.60876 | 0 | 0.53606 | 0 | 0.53606 | 3.1794 | 2.5228 | 3.1794 | 2.5228
255003-Faucet Aerator | 0 | 0 | 0 | 0 | 0 | 3.8377 | 34.5391 | 0 | 0.60874 | 0 | 0.60874 | 0 | 0.53594 | 0 | 0.53594 | 3.1793 | 2.5219 | 3.1793 | 2.5219
255003-Faucet Aerator | 0 | 0 | 0 | 0 | 0 | 11.513 | 103.6174 | 0 | 0.60876 | 0 | 0.60876 | 0 | 0.53606 | 0 | 0.53606 | 3.1794 | 2.5228 | 3.1794 | 2.5228
255003-Faucet Aerator | 0 | 0 | 0 | 0 | 0 | 7.6754 | 69.0782 | 0 | 0.60876 | 0 | 0.60876 | 0 | 0.53613 | 0 | 0.53613 | 3.1795 | 2.5233 | 3.1795 | 2.5233
255003-Faucet Aerator | 0 | 0 | 0 | 0 | 0 | 11.513 | 103.6174 | 0 | 0.60876 | 0 | 0.60876 | 0 | 0.53606 | 0 | 0.53606 | 3.1794 | 2.5228 | 3.1794 | 2.5228
255003-Faucet Aerator | 0 | 0 | 0 | 0 | 0 | 7.6754 | 69.0782 | 0 | 0.60876 | 0 | 0.60876 | 0 | 0.53613 | 0 | 0.53613 | 3.1795 | 2.5233 | 3.1795 | 2.5233
255003-Faucet Aerator | 0 | 0 | 0 | 0 | 0 | 7.6754 | 69.0782 | 0 | 0.60876 | 0 | 0.60876 | 0 | 0.53613 | 0 | 0.53613 | 3.1795 | 2.5233 | 3.1795 | 2.5233
255003-Faucet Aerator | 0 | 0 | 0 | 0 | 0 | 7.6754 | 69.0782 | 0 | 0.60876 | 0 | 0.60876 | 0 | 0.53613 | 0 | 0.53613 | 3.1795 | 2.5233 | 3.1795 | 2.5233
255003-Faucet Aerator | 0 | 0 | 0 | 0 | 0 | 7.6754 | 69.0782 | 0 | 0.60876 | 0 | 0.60876 | 0 | 0.53613 | 0 | 0.53613 | 3.1795 | 2.5233 | 3.1795 | 2.5233
255003-Faucet Aerator | 0 | 0 | 0 | 0 | 0 | 15.3507 | 138.1565 | 0 | 0.60875 | 0 | 0.60875 | 0 | 0.53603 | 0 | 0.53603 | 3.1794 | 2.5226 | 3.1794 | 2.5226
255003-Faucet Aerator | 0 | 0 | 0 | 0 | 0 | 7.6754 | 69.0782 | 0 | 0.60876 | 0 | 0.60876 | 0 | 0.53613 | 0 | 0.53613 | 3.1795 | 2.5233 | 3.1795 | 2.5233
255003-Faucet Aerator | 0 | 0 | 0 | 0 | 0 | 3.8377 | 34.5391 | 0 | 0.60874 | 0 | 0.60874 | 0 | 0.53594 | 0 | 0.53594 | 3.1793 | 2.5219 | 3.1793 | 2.5219
255003-Faucet Aerator | 0 | 0 | 0 | 0 | 0 | 11.513 | 103.6174 | 0 | 0.60876 | 0 | 0.60876 | 0 | 0.53606 | 0 | 0.53606 | 3.1794 | 2.5228 | 3.1794 | 2.5228
255003-Faucet Aerator | 0 | 0 | 0 | 0 | 0 | 3.8377 | 34.5391 | 0 | 0.60874 | 0 | 0.60874 | 0 | 0.53594 | 0 | 0.53594 | 3.1793 | 2.5219 | 3.1793 | 2.5219
255003-Faucet Aerator | 0 | 0 | 0 | 0 | 0 | 7.6754 | 69.0782 | 0 | 0.60876 | 0 | 0.60876 | 0 | 0.53613 | 0 | 0.53613 | 3.1795 | 2.5233 | 3.1795 | 2.5233
255003-Faucet Aerator | 0 | 0 | 0 | 0 | 0 | 11.513 | 103.6174 | 0 | 0.60876 | 0 | 0.60876 | 0 | 0.53606 | 0 | 0.53606 | 3.1794 | 2.5228 | 3.1794 | 2.5228
255003-Faucet Aerator | 0 | 0 | 0 | 0 | 0 | 7.6754 | 69.0782 | 0 | 0.60876 | 0 | 0.60876 | 0 | 0.53613 | 0 | 0.53613 | 3.1795 | 2.5233 | 3.1795 | 2.5233
255003-Faucet Aerator | 0 | 0 | 0 | 0 | 0 | 3.8377 | 34.5391 | 0 | 0.60874 | 0 | 0.60874 | 0 | 0.53594 | 0 | 0.53594 | 3.1793 | 2.5219 | 3.1793 | 2.5219
255003-Faucet Aerator | 0 | 0 | 0 | 0 | 0 | 7.6754 | 69.0782 | 0 | 0.60876 | 0 | 0.60876 | 0 | 0.53613 | 0 | 0.53613 | 3.1795 | 2.5233 | 3.1795 | 2.5233
255003-Faucet Aerator | 0 | 0 | 0 | 0 | 0 | 7.6754 | 69.0782 | 0 | 0.60876 | 0 | 0.60876 | 0 | 0.53613 | 0 | 0.53613 | 3.1795 | 2.5233 | 3.1795 | 2.5233
255003-Faucet Aerator | 0 | 0 | 0 | 0 | 0 | 3.8377 | 34.5391 | 0 | 0.60874 | 0 | 0.60874 | 0 | 0.53594 | 0 | 0.53594 | 3.1793 | 2.5219 | 3.1793 | 2.5219
255003-Faucet Aerator | 0 | 0 | 0 | 0 | 0 | 7.6754 | 69.0782 | 0 | 0.60876 | 0 | 0.60876 | 0 | 0.53613 | 0 | 0.53613 | 3.1795 | 2.5233 | 3.1795 | 2.5233
255003-Faucet Aerator | 0 | 0 | 0 | 0 | 0 | 7.6754 | 69.0782 | 0 | 0.60876 | 0 | 0.60876 | 0 | 0.53613 | 0 | 0.53613 | 3.1795 | 2.5233 | 3.1795 | 2.5233
255003-Faucet Aerator | 0 | 0 | 0 | 0 | 0 | 3.8377 | 34.5391 | 0 | 0.60874 | 0 | 0.60874 | 0 | 0.53594 | 0 | 0.53594 | 3.1793 | 2.5219 | 3.1793 | 2.5219
255003-Faucet Aerator | 0 | 0 | 0 | 0 | 0 | 11.513 | 103.6174 | 0 | 0.60876 | 0 | 0.60876 | 0 | 0.53606 | 0 | 0.53606 | 3.1794 | 2.5228 | 3.1794 | 2.5228
255003-Faucet Aerator | 0 | 0 | 0 | 0 | 0 | 11.513 | 103.6174 | 0 | 0.60876 | 0 | 0.60876 | 0 | 0.53606 | 0 | 0.53606 | 3.1794 | 2.5228 | 3.1794 | 2.5228
255003-Faucet Aerator | 0 | 0 | 0 | 0 | 0 | 7.6754 | 69.0782 | 0 | 0.60876 | 0 | 0.60876 | 0 | 0.53613 | 0 | 0.53613 | 3.1795 | 2.5233 | 3.1795 | 2.5233
255003-Faucet Aerator | 0 | 0 | 0 | 0 | 0 | 7.6754 | 69.0782 | 0 | 0.60876 | 0 | 0.60876 | 0 | 0.53613 | 0 | 0.53613 | 3.1795 | 2.5233 | 3.1795 | 2.5233
255003-Faucet Aerator | 0 | 0 | 0 | 0 | 0 | 7.6754 | 69.0782 | 0 | 0.60876 | 0 | 0.60876 | 0 | 0.53613 | 0 | 0.53613 | 3.1795 | 2.5233 | 3.1795 | 2.5233
255003-Faucet Aerator | 0 | 0 | 0 | 0 | 0 | 15.3507 | 138.1565 | 0 | 0.60875 | 0 | 0.60875 | 0 | 0.53603 | 0 | 0.53603 | 3.1794 | 2.5226 | 3.1794 | 2.5226
255003-Faucet Aerator | 0 | 0 | 0 | 0 | 0 | 7.6754 | 69.0782 | 0 | 0.60876 | 0 | 0.60876 | 0 | 0.53613 | 0 | 0.53613 | 3.1795 | 2.5233 | 3.1795 | 2.5233
255003-Faucet Aerator | 0 | 0 | 0 | 0 | 0 | 11.513 | 103.6174 | 0 | 0.60876 | 0 | 0.60876 | 0 | 0.53606 | 0 | 0.53606 | 3.1794 | 2.5228 | 3.1794 | 2.5228
255003-Faucet Aerator | 0 | 0 | 0 | 0 | 0 | 11.513 | 103.6174 | 0 | 0.60876 | 0 | 0.60876 | 0 | 0.53606 | 0 | 0.53606 | 3.1794 | 2.5228 | 3.1794 | 2.5228
255003-Faucet Aerator | 0 | 0 | 0 | 0 | 0 | 3.8377 | 34.5391 | 0 | 0.60874 | 0 | 0.60874 | 0 | 0.53594 | 0 | 0.53594 | 3.1793 | 2.5219 | 3.1793 | 2.5219
255003-Faucet Aerator | 0 | 0 | 0 | 0 | 0 | 19.1884 | 172.6956 | 0 | 0.60876 | 0 | 0.60876 | 0 | 0.53609 | 0 | 0.53609 | 3.1795 | 2.523 | 3.1795 | 2.523
255003-Faucet Aerator | 0 | 0 | 0 | 0 | 0 | 7.6754 | 69.0782 | 0 | 0.60876 | 0 | 0.60876 | 0 | 0.53613 | 0 | 0.53613 | 3.1795 | 2.5233 | 3.1795 | 2.5233
255003-Faucet Aerator | 0 | 0 | 0 | 0 | 0 | 15.3507 | 138.1565 | 0 | 0.60875 | 0 | 0.60875 | 0 | 0.53603 | 0 | 0.53603 | 3.1794 | 2.5226 | 3.1794 | 2.5226
255003-Faucet Aerator | 0 | 0 | 0 | 0 | 0 | 7.6754 | 69.0782 | 0 | 0.60876 | 0 | 0.60876 | 0 | 0.53613 | 0 | 0.53613 | 3.1795 | 2.5233 | 3.1795 | 2.5233
255003-Faucet Aerator | 0 | 0 | 0 | 0 | 0 | 11.513 | 103.6174 | 0 | 0.60876 | 0 | 0.60876 | 0 | 0.53606 | 0 | 0.53606 | 3.1794 | 2.5228 | 3.1794 | 2.5228
255003-Faucet Aerator | 0 | 0 | 0 | 0 | 0 | 7.6754 | 69.0782 | 0 | 0.60876 | 0 | 0.60876 | 0 | 0.53613 | 0 | 0.53613 | 3.1795 | 2.5233 | 3.1795 | 2.5233
255003-Faucet Aerator | 0 | 0 | 0 | 0 | 0 | 7.6754 | 69.0782 | 0 | 0.60876 | 0 | 0.60876 | 0 | 0.53613 | 0 | 0.53613 | 3.1795 | 2.5233 | 3.1795 | 2.5233
255003-Faucet Aerator | 0 | 0 | 0 | 0 | 0 | 3.8377 | 34.5391 | 0 | 0.60874 | 0 | 0.60874 | 0 | 0.53594 | 0 | 0.53594 | 3.1793 | 2.5219 | 3.1793 | 2.5219
255003-Faucet Aerator | 0 | 0 | 0 | 0 | 0 | 7.6754 | 69.0782 | 0 | 0.60876 | 0 | 0.60876 | 0 | 0.53613 | 0 | 0.53613 | 3.1795 | 2.5233 | 3.1795 | 2.5233
255003-Faucet Aerator | 0 | 0 | 0 | 0 | 0 | 15.3507 | 138.1565 | 0 | 0.60875 | 0 | 0.60875 | 0 | 0.53603 | 0 | 0.53603 | 3.1794 | 2.5226 | 3.1794 | 2.5226
255003-Faucet Aerator | 0 | 0 | 0 | 0 | 0 | 3.8377 | 34.5391 | 0 | 0.60874 | 0 | 0.60874 | 0 | 0.53594 | 0 | 0.53594 | 3.1793 | 2.5219 | 3.1793 | 2.5219
255003-Faucet Aerator | 0 | 0 | 0 | 0 | 0 | 7.6754 | 69.0782 | 0 | 0.60876 | 0 | 0.60876 | 0 | 0.53613 | 0 | 0.53613 | 3.1795 | 2.5233 | 3.1795 | 2.5233
255003-Faucet Aerator | 0 | 0 | 0 | 0 | 0 | 15.3507 | 138.1565 | 0 | 0.60875 | 0 | 0.60875 | 0 | 0.53603 | 0 | 0.53603 | 3.1794 | 2.5226 | 3.1794 | 2.5226
255003-Faucet Aerator | 0 | 0 | 0 | 0 | 0 | 7.6754 | 69.0782 | 0 | 0.60876 | 0 | 0.60876 | 0 | 0.53613 | 0 | 0.53613 | 3.1795 | 2.5233 | 3.1795 | 2.5233
255003-Faucet Aerator | 0 | 0 | 0 | 0 | 0 | 7.6754 | 69.0782 | 0 | 0.60876 | 0 | 0.60876 | 0 | 0.53613 | 0 | 0.53613 | 3.1795 | 2.5233 | 3.1795 | 2.5233
255003-Faucet Aerator | 0 | 0 | 0 | 0 | 0 | 7.6754 | 69.0782 | 0 | 0.60876 | 0 | 0.60876 | 0 | 0.53613 | 0 | 0.53613 | 3.1795 | 2.5233 | 3.1795 | 2.5233
255003-Faucet Aerator | 0 | 0 | 0 | 0 | 0 | 7.6754 | 69.0782 | 0 | 0.60876 | 0 | 0.60876 | 0 | 0.53613 | 0 | 0.53613 | 3.1795 | 2.5233 | 3.1795 | 2.5233
255003-Faucet Aerator | 0 | 0 | 0 | 0 | 0 | 3.8377 | 34.5391 | 0 | 0.60874 | 0 | 0.60874 | 0 | 0.53594 | 0 | 0.53594 | 3.1793 | 2.5219 | 3.1793 | 2.5219
255003-Faucet Aerator | 0 | 0 | 0 | 0 | 0 | 11.513 | 103.6174 | 0 | 0.60876 | 0 | 0.60876 | 0 | 0.53606 | 0 | 0.53606 | 3.1794 | 2.5228 | 3.1794 | 2.5228
255003-Faucet Aerator | 0 | 0 | 0 | 0 | 0 | 3.8377 | 34.5391 | 0 | 0.60874 | 0 | 0.60874 | 0 | 0.53594 | 0 | 0.53594 | 3.1793 | 2.5219 | 3.1793 | 2.5219
255003-Faucet Aerator | 0 | 0 | 0 | 0 | 0 | 11.513 | 103.6174 | 0 | 0.60876 | 0 | 0.60876 | 0 | 0.53606 | 0 | 0.53606 | 3.1794 | 2.5228 | 3.1794 | 2.5228
255003-Faucet Aerator | 0 | 0 | 0 | 0 | 0 | 11.513 | 103.6174 | 0 | 0.60876 | 0 | 0.60876 | 0 | 0.53606 | 0 | 0.53606 | 3.1794 | 2.5228 | 3.1794 | 2.5228
255003-Faucet Aerator | 0 | 0 | 0 | 0 | 0 | 11.513 | 103.6174 | 0 | 0.60876 | 0 | 0.60876 | 0 | 0.53606 | 0 | 0.53606 | 3.1794 | 2.5228 | 3.1794 | 2.5228
255003-Faucet Aerator | 0 | 0 | 0 | 0 | 0 | 7.6754 | 69.0782 | 0 | 0.60876 | 0 | 0.60876 | 0 | 0.53613 | 0 | 0.53613 | 3.1795 | 2.5233 | 3.1795 | 2.5233
255003-Faucet Aerator | 0 | 0 | 0 | 0 | 0 | 3.8377 | 34.5391 | 0 | 0.60874 | 0 | 0.60874 | 0 | 0.53594 | 0 | 0.53594 | 3.1793 | 2.5219 | 3.1793 | 2.5219
255003-Faucet Aerator | 0 | 0 | 0 | 0 | 0 | 7.6754 | 69.0782 | 0 | 0.60876 | 0 | 0.60876 | 0 | 0.53613 | 0 | 0.53613 | 3.1795 | 2.5233 | 3.1795 | 2.5233
255003-Faucet Aerator | 0 | 0 | 0 | 0 | 0 | 7.6754 | 69.0782 | 0 | 0.60876 | 0 | 0.60876 | 0 | 0.53613 | 0 | 0.53613 | 3.1795 | 2.5233 | 3.1795 | 2.5233
255003-Faucet Aerator | 0 | 0 | 0 | 0 | 0 | 7.6754 | 69.0782 | 0 | 0.60876 | 0 | 0.60876 | 0 | 0.53613 | 0 | 0.53613 | 3.1795 | 2.5233 | 3.1795 | 2.5233
255003-Faucet Aerator | 0 | 0 | 0 | 0 | 0 | 3.8377 | 34.5391 | 0 | 0.60874 | 0 | 0.60874 | 0 | 0.53594 | 0 | 0.53594 | 3.1793 | 2.5219 | 3.1793 | 2.5219
255003-Faucet Aerator | 0 | 0 | 0 | 0 | 0 | 3.8377 | 34.5391 | 0 | 0.60874 | 0 | 0.60874 | 0 | 0.53594 | 0 | 0.53594 | 3.1793 | 2.5219 | 3.1793 | 2.5219
255003-Faucet Aerator | 0 | 0 | 0 | 0 | 0 | 3.8377 | 34.5391 | 0 | 0.60874 | 0 | 0.60874 | 0 | 0.53594 | 0 | 0.53594 | 3.1793 | 2.5219 | 3.1793 | 2.5219
255003-Faucet Aerator | 0 | 0 | 0 | 0 | 0 | 15.3507 | 138.1565 | 0 | 0.60875 | 0 | 0.60875 | 0 | 0.53603 | 0 | 0.53603 | 3.1794 | 2.5226 | 3.1794 | 2.5226
255003-Faucet Aerator | 0 | 0 | 0 | 0 | 0 | 7.6754 | 69.0782 | 0 | 0.60876 | 0 | 0.60876 | 0 | 0.53613 | 0 | 0.53613 | 3.1795 | 2.5233 | 3.1795 | 2.5233
255003-Faucet Aerator | 0 | 0 | 0 | 0 | 0 | 15.3507 | 138.1565 | 0 | 0.60875 | 0 | 0.60875 | 0 | 0.53603 | 0 | 0.53603 | 3.1794 | 2.5226 | 3.1794 | 2.5226
255003-Faucet Aerator | 0 | 0 | 0 | 0 | 0 | 15.3507 | 138.1565 | 0 | 0.60875 | 0 | 0.60875 | 0 | 0.53603 | 0 | 0.53603 | 3.1794 | 2.5226 | 3.1794 | 2.5226
255003-Faucet Aerator | 0 | 0 | 0 | 0 | 0 | 11.513 | 103.6174 | 0 | 0.60876 | 0 | 0.60876 | 0 | 0.53606 | 0 | 0.53606 | 3.1794 | 2.5228 | 3.1794 | 2.5228
255003-Faucet Aerator | 0 | 0 | 0 | 0 | 0 | 7.6754 | 69.0782 | 0 | 0.60876 | 0 | 0.60876 | 0 | 0.53613 | 0 | 0.53613 | 3.1795 | 2.5233 | 3.1795 | 2.5233
255003-Faucet Aerator | 0 | 0 | 0 | 0 | 0 | 11.513 | 103.6174 | 0 | 0.60876 | 0 | 0.60876 | 0 | 0.53606 | 0 | 0.53606 | 3.1794 | 2.5228 | 3.1794 | 2.5228
255003-Faucet Aerator | 0 | 0 | 0 | 0 | 0 | 3.8377 | 34.5391 | 0 | 0.60874 | 0 | 0.60874 | 0 | 0.53594 | 0 | 0.53594 | 3.1793 | 2.5219 | 3.1793 | 2.5219
255003-Faucet Aerator | 0 | 0 | 0 | 0 | 0 | 7.6754 | 69.0782 | 0 | 0.60876 | 0 | 0.60876 | 0 | 0.53613 | 0 | 0.53613 | 3.1795 | 2.5233 | 3.1795 | 2.5233
255003-Faucet Aerator | 0 | 0 | 0 | 0 | 0 | 7.6754 | 69.0782 | 0 | 0.60876 | 0 | 0.60876 | 0 | 0.53613 | 0 | 0.53613 | 3.1795 | 2.5233 | 3.1795 | 2.5233
255003-Faucet Aerator | 0 | 0 | 0 | 0 | 0 | 11.513 | 103.6174 | 0 | 0.60876 | 0 | 0.60876 | 0 | 0.53606 | 0 | 0.53606 | 3.1794 | 2.5228 | 3.1794 | 2.5228
255003-Faucet Aerator | 0 | 0 | 0 | 0 | 0 | 7.6754 | 69.0782 | 0 | 0.60876 | 0 | 0.60876 | 0 | 0.53613 | 0 | 0.53613 | 3.1795 | 2.5233 | 3.1795 | 2.5233
255003-Faucet Aerator | 0 | 0 | 0 | 0 | 0 | 7.6754 | 69.0782 | 0 | 0.60876 | 0 | 0.60876 | 0 | 0.53613 | 0 | 0.53613 | 3.1795 | 2.5233 | 3.1795 | 2.5233
255003-Faucet Aerator | 0 | 0 | 0 | 0 | 0 | 7.6754 | 69.0782 | 0 | 0.60876 | 0 | 0.60876 | 0 | 0.53613 | 0 | 0.53613 | 3.1795 | 2.5233 | 3.1795 | 2.5233
255003-Faucet Aerator | 0 | 0 | 0 | 0 | 0 | 7.6754 | 69.0782 | 0 | 0.60876 | 0 | 0.60876 | 0 | 0.53613 | 0 | 0.53613 | 3.1795 | 2.5233 | 3.1795 | 2.5233
255003-Faucet Aerator | 0 | 0 | 0 | 0 | 0 | 11.513 | 103.6174 | 0 | 0.60876 | 0 | 0.60876 | 0 | 0.53606 | 0 | 0.53606 | 3.1794 | 2.5228 | 3.1794 | 2.5228
255003-Faucet Aerator | 0 | 0 | 0 | 0 | 0 | 11.513 | 103.6174 | 0 | 0.60876 | 0 | 0.60876 | 0 | 0.53606 | 0 | 0.53606 | 3.1794 | 2.5228 | 3.1794 | 2.5228
255003-Faucet Aerator | 0 | 0 | 0 | 0 | 0 | 3.8377 | 34.5391 | 0 | 0.60874 | 0 | 0.60874 | 0 | 0.53594 | 0 | 0.53594 | 3.1793 | 2.5219 | 3.1793 | 2.5219
255003-Faucet Aerator | 0 | 0 | 0 | 0 | 0 | 7.6754 | 69.0782 | 0 | 0.60876 | 0 | 0.60876 | 0 | 0.53613 | 0 | 0.53613 | 3.1795 | 2.5233 | 3.1795 | 2.5233
255003-Faucet Aerator | 0 | 0 | 0 | 0 | 0 | 3.8377 | 34.5391 | 0 | 0.60874 | 0 | 0.60874 | 0 | 0.53594 | 0 | 0.53594 | 3.1793 | 2.5219 | 3.1793 | 2.5219
255003-Faucet Aerator | 0 | 0 | 0 | 0 | 0 | 11.513 | 103.6174 | 0 | 0.60876 | 0 | 0.60876 | 0 | 0.53606 | 0 | 0.53606 | 3.1794 | 2.5228 | 3.1794 | 2.5228
255003-Faucet Aerator | 0 | 0 | 0 | 0 | 0 | 11.513 | 103.6174 | 0 | 0.60876 | 0 | 0.60876 | 0 | 0.53606 | 0 | 0.53606 | 3.1794 | 2.5228 | 3.1794 | 2.5228
255003-Faucet Aerator | 0 | 0 | 0 | 0 | 0 | 11.513 | 103.6174 | 0 | 0.60876 | 0 | 0.60876 | 0 | 0.53606 | 0 | 0.53606 | 3.1794 | 2.5228 | 3.1794 | 2.5228
255003-Faucet Aerator | 0 | 0 | 0 | 0 | 0 | 7.6754 | 69.0782 | 0 | 0.60876 | 0 | 0.60876 | 0 | 0.53613 | 0 | 0.53613 | 3.1795 | 2.5233 | 3.1795 | 2.5233
255003-Faucet Aerator | 0 | 0 | 0 | 0 | 0 | 7.6754 | 69.0782 | 0 | 0.60876 | 0 | 0.60876 | 0 | 0.53613 | 0 | 0.53613 | 3.1795 | 2.5233 | 3.1795 | 2.5233
255003-Faucet Aerator | 0 | 0 | 0 | 0 | 0 | 3.8377 | 34.5391 | 0 | 0.60874 | 0 | 0.60874 | 0 | 0.53594 | 0 | 0.53594 | 3.1793 | 2.5219 | 3.1793 | 2.5219
255003-Faucet Aerator | 0 | 0 | 0 | 0 | 0 | 7.6754 | 69.0782 | 0 | 0.60876 | 0 | 0.60876 | 0 | 0.53613 | 0 | 0.53613 | 3.1795 | 2.5233 | 3.1795 | 2.5233
255003-Faucet Aerator | 0 | 0 | 0 | 0 | 0 | 11.513 | 103.6174 | 0 | 0.60876 | 0 | 0.60876 | 0 | 0.53606 | 0 | 0.53606 | 3.1794 | 2.5228 | 3.1794 | 2.5228
255003-Faucet Aerator | 0 | 0 | 0 | 0 | 0 | 7.6754 | 69.0782 | 0 | 0.60876 | 0 | 0.60876 | 0 | 0.53613 | 0 | 0.53613 | 3.1795 | 2.5233 | 3.1795 | 2.5233
255003-Faucet Aerator | 0 | 0 | 0 | 0 | 0 | 7.6754 | 69.0782 | 0 | 0.60876 | 0 | 0.60876 | 0 | 0.53613 | 0 | 0.53613 | 3.1795 | 2.5233 | 3.1795 | 2.5233
255003-Faucet Aerator | 0 | 0 | 0 | 0 | 0 | 3.8377 | 34.5391 | 0 | 0.60874 | 0 | 0.60874 | 0 | 0.53594 | 0 | 0.53594 | 3.1793 | 2.5219 | 3.1793 | 2.5219
255003-Faucet Aerator | 0 | 0 | 0 | 0 | 0 | 7.6754 | 69.0782 | 0 | 0.60876 | 0 | 0.60876 | 0 | 0.53613 | 0 | 0.53613 | 3.1795 | 2.5233 | 3.1795 | 2.5233
255003-Faucet Aerator | 0 | 0 | 0 | 0 | 0 | 7.6754 | 69.0782 | 0 | 0.60876 | 0 | 0.60876 | 0 | 0.53613 | 0 | 0.53613 | 3.1795 | 2.5233 | 3.1795 | 2.5233
255003-Faucet Aerator | 0 | 0 | 0 | 0 | 0 | 3.8377 | 34.5391 | 0 | 0.60874 | 0 | 0.60874 | 0 | 0.53594 | 0 | 0.53594 | 3.1793 | 2.5219 | 3.1793 | 2.5219
255003-Faucet Aerator | 0 | 0 | 0 | 0 | 0 | 7.6754 | 69.0782 | 0 | 0.60876 | 0 | 0.60876 | 0 | 0.53613 | 0 | 0.53613 | 3.1795 | 2.5233 | 3.1795 | 2.5233
255003-Faucet Aerator | 0 | 0 | 0 | 0 | 0 | 7.6754 | 69.0782 | 0 | 0.60876 | 0 | 0.60876 | 0 | 0.53613 | 0 | 0.53613 | 3.1795 | 2.5233 | 3.1795 | 2.5233
255003-Faucet Aerator | 0 | 0 | 0 | 0 | 0 | 3.8377 | 34.5391 | 0 | 0.60874 | 0 | 0.60874 | 0 | 0.53594 | 0 | 0.53594 | 3.1793 | 2.5219 | 3.1793 | 2.5219
255003-Faucet Aerator | 0 | 0 | 0 | 0 | 0 | 11.513 | 103.6174 | 0 | 0.60876 | 0 | 0.60876 | 0 | 0.53606 | 0 | 0.53606 | 3.1794 | 2.5228 | 3.1794 | 2.5228
255003-Faucet Aerator | 0 | 0 | 0 | 0 | 0 | 7.6754 | 69.0782 | 0 | 0.60876 | 0 | 0.60876 | 0 | 0.53613 | 0 | 0.53613 | 3.1795 | 2.5233 | 3.1795 | 2.5233
255003-Faucet Aerator | 0 | 0 | 0 | 0 | 0 | 7.6754 | 69.0782 | 0 | 0.60876 | 0 | 0.60876 | 0 | 0.53613 | 0 | 0.53613 | 3.1795 | 2.5233 | 3.1795 | 2.5233
255003-Faucet Aerator | 0 | 0 | 0 | 0 | 0 | 7.6754 | 69.0782 | 0 | 0.60876 | 0 | 0.60876 | 0 | 0.53613 | 0 | 0.53613 | 3.1795 | 2.5233 | 3.1795 | 2.5233
255003-Faucet Aerator | 0 | 0 | 0 | 0 | 0 | 7.6754 | 69.0782 | 0 | 0.60876 | 0 | 0.60876 | 0 | 0.53613 | 0 | 0.53613 | 3.1795 | 2.5233 | 3.1795 | 2.5233
255003-Faucet Aerator | 0 | 0 | 0 | 0 | 0 | 3.8377 | 34.5391 | 0 | 0.60874 | 0 | 0.60874 | 0 | 0.53594 | 0 | 0.53594 | 3.1793 | 2.5219 | 3.1793 | 2.5219
255003-Faucet Aerator | 0 | 0 | 0 | 0 | 0 | 11.513 | 103.6174 | 0 | 0.60876 | 0 | 0.60876 | 0 | 0.53606 | 0 | 0.53606 | 3.1794 | 2.5228 | 3.1794 | 2.5228
255003-Faucet Aerator | 0 | 0 | 0 | 0 | 0 | 7.6754 | 69.0782 | 0 | 0.60876 | 0 | 0.60876 | 0 | 0.53613 | 0 | 0.53613 | 3.1795 | 2.5233 | 3.1795 | 2.5233
255003-Faucet Aerator | 0 | 0 | 0 | 0 | 0 | 7.6754 | 69.0782 | 0 | 0.60876 | 0 | 0.60876 | 0 | 0.53613 | 0 | 0.53613 | 3.1795 | 2.5233 | 3.1795 | 2.5233
255003-Faucet Aerator | 0 | 0 | 0 | 0 | 0 | 11.513 | 103.6174 | 0 | 0.60876 | 0 | 0.60876 | 0 | 0.53606 | 0 | 0.53606 | 3.1794 | 2.5228 | 3.1794 | 2.5228
255003-Faucet Aerator | 0 | 0 | 0 | 0 | 0 | 7.6754 | 69.0782 | 0 | 0.60876 | 0 | 0.60876 | 0 | 0.53613 | 0 | 0.53613 | 3.1795 | 2.5233 | 3.1795 | 2.5233
255003-Faucet Aerator | 0 | 0 | 0 | 0 | 0 | 11.513 | 103.6174 | 0 | 0.60876 | 0 | 0.60876 | 0 | 0.53606 | 0 | 0.53606 | 3.1794 | 2.5228 | 3.1794 | 2.5228
255003-Faucet Aerator | 0 | 0 | 0 | 0 | 0 | 3.8377 | 34.5391 | 0 | 0.60874 | 0 | 0.60874 | 0 | 0.53594 | 0 | 0.53594 | 3.1793 | 2.5219 | 3.1793 | 2.5219
255003-Faucet Aerator | 0 | 0 | 0 | 0 | 0 | 7.6754 | 69.0782 | 0 | 0.60876 | 0 | 0.60876 | 0 | 0.53613 | 0 | 0.53613 | 3.1795 | 2.5233 | 3.1795 | 2.5233
255003-Faucet Aerator | 0 | 0 | 0 | 0 | 0 | 3.8377 | 34.5391 | 0 | 0.60874 | 0 | 0.60874 | 0 | 0.53594 | 0 | 0.53594 | 3.1793 | 2.5219 | 3.1793 | 2.5219
255003-Faucet Aerator | 0 | 0 | 0 | 0 | 0 | 11.513 | 103.6174 | 0 | 0.60876 | 0 | 0.60876 | 0 | 0.53606 | 0 | 0.53606 | 3.1794 | 2.5228 | 3.1794 | 2.5228
255003-Faucet Aerator | 0 | 0 | 0 | 0 | 0 | 15.3507 | 138.1565 | 0 | 0.60875 | 0 | 0.60875 | 0 | 0.53603 | 0 | 0.53603 | 3.1794 | 2.5226 | 3.1794 | 2.5226
255003-Faucet Aerator | 0 | 0 | 0 | 0 | 0 | 15.3507 | 138.1565 | 0 | 0.60875 | 0 | 0.60875 | 0 | 0.53603 | 0 | 0.53603 | 3.1794 | 2.5226 | 3.1794 | 2.5226
255003-Faucet Aerator | 0 | 0 | 0 | 0 | 0 | 11.513 | 103.6174 | 0 | 0.60876 | 0 | 0.60876 | 0 | 0.53606 | 0 | 0.53606 | 3.1794 | 2.5228 | 3.1794 | 2.5228
255003-Faucet Aerator | 0 | 0 | 0 | 0 | 0 | 7.6754 | 69.0782 | 0 | 0.60876 | 0 | 0.60876 | 0 | 0.53613 | 0 | 0.53613 | 3.1795 | 2.5233 | 3.1795 | 2.5233
255003-Faucet Aerator | 0 | 0 | 0 | 0 | 0 | 3.8377 | 34.5391 | 0 | 0.60874 | 0 | 0.60874 | 0 | 0.53594 | 0 | 0.53594 | 3.1793 | 2.5219 | 3.1793 | 2.5219
255003-Faucet Aerator | 0 | 0 | 0 | 0 | 0 | 11.513 | 103.6174 | 0 | 0.60876 | 0 | 0.60876 | 0 | 0.53606 | 0 | 0.53606 | 3.1794 | 2.5228 | 3.1794 | 2.5228
255003-Faucet Aerator | 0 | 0 | 0 | 0 | 0 | 3.8377 | 34.5391 | 0 | 0.60874 | 0 | 0.60874 | 0 | 0.53594 | 0 | 0.53594 | 3.1793 | 2.5219 | 3.1793 | 2.5219
255003-Faucet Aerator | 0 | 0 | 0 | 0 | 0 | 3.8377 | 34.5391 | 0 | 0.60874 | 0 | 0.60874 | 0 | 0.53594 | 0 | 0.53594 | 3.1793 | 2.5219 | 3.1793 | 2.5219
255003-Faucet Aerator | 0 | 0 | 0 | 0 | 0 | 3.8377 | 34.5391 | 0 | 0.60874 | 0 | 0.60874 | 0 | 0.53594 | 0 | 0.53594 | 3.1793 | 2.5219 | 3.1793 | 2.5219
255003-Faucet Aerator | 0 | 0 | 0 | 0 | 0 | 3.8377 | 34.5391 | 0 | 0.60874 | 0 | 0.60874 | 0 | 0.53594 | 0 | 0.53594 | 3.1793 | 2.5219 | 3.1793 | 2.5219
255003-Faucet Aerator | 0 | 0 | 0 | 0 | 0 | 11.513 | 103.6174 | 0 | 0.60876 | 0 | 0.60876 | 0 | 0.53606 | 0 | 0.53606 | 3.1794 | 2.5228 | 3.1794 | 2.5228
255003-Faucet Aerator | 0 | 0 | 0 | 0 | 0 | 11.513 | 103.6174 | 0 | 0.60876 | 0 | 0.60876 | 0 | 0.53606 | 0 | 0.53606 | 3.1794 | 2.5228 | 3.1794 | 2.5228
255003-Faucet Aerator | 0 | 0 | 0 | 0 | 0 | 15.3507 | 138.1565 | 0 | 0.60875 | 0 | 0.60875 | 0 | 0.53603 | 0 | 0.53603 | 3.1794 | 2.5226 | 3.1794 | 2.5226
255003-Faucet Aerator | 0 | 0 | 0 | 0 | 0 | 11.513 | 103.6174 | 0 | 0.60876 | 0 | 0.60876 | 0 | 0.53606 | 0 | 0.53606 | 3.1794 | 2.5228 | 3.1794 | 2.5228
255003-Faucet Aerator | 0 | 0 | 0 | 0 | 0 | 3.8377 | 34.5391 | 0 | 0.60874 | 0 | 0.60874 | 0 | 0.53594 | 0 | 0.53594 | 3.1793 | 2.5219 | 3.1793 | 2.5219
255003-Faucet Aerator | 0 | 0 | 0 | 0 | 0 | 7.6754 | 69.0782 | 0 | 0.60876 | 0 | 0.60876 | 0 | 0.53613 | 0 | 0.53613 | 3.1795 | 2.5233 | 3.1795 | 2.5233
255003-Faucet Aerator | 0 | 0 | 0 | 0 | 0 | 7.6754 | 69.0782 | 0 | 0.60876 | 0 | 0.60876 | 0 | 0.53613 | 0 | 0.53613 | 3.1795 | 2.5233 | 3.1795 | 2.5233
255003-Faucet Aerator | 0 | 0 | 0 | 0 | 0 | 11.513 | 103.6174 | 0 | 0.60876 | 0 | 0.60876 | 0 | 0.53606 | 0 | 0.53606 | 3.1794 | 2.5228 | 3.1794 | 2.5228
255003-Faucet Aerator | 0 | 0 | 0 | 0 | 0 | 7.6754 | 69.0782 | 0 | 0.60876 | 0 | 0.60876 | 0 | 0.53613 | 0 | 0.53613 | 3.1795 | 2.5233 | 3.1795 | 2.5233
255003-Faucet Aerator | 0 | 0 | 0 | 0 | 0 | 11.513 | 103.6174 | 0 | 0.60876 | 0 | 0.60876 | 0 | 0.53606 | 0 | 0.53606 | 3.1794 | 2.5228 | 3.1794 | 2.5228
255003-Faucet Aerator | 0 | 0 | 0 | 0 | 0 | 7.6754 | 69.0782 | 0 | 0.60876 | 0 | 0.60876 | 0 | 0.53613 | 0 | 0.53613 | 3.1795 | 2.5233 | 3.1795 | 2.5233
255003-Faucet Aerator | 0 | 0 | 0 | 0 | 0 | 7.6754 | 69.0782 | 0 | 0.60876 | 0 | 0.60876 | 0 | 0.53613 | 0 | 0.53613 | 3.1795 | 2.5233 | 3.1795 | 2.5233
255003-Faucet Aerator | 0 | 0 | 0 | 0 | 0 | 7.6754 | 69.0782 | 0 | 0.60876 | 0 | 0.60876 | 0 | 0.53613 | 0 | 0.53613 | 3.1795 | 2.5233 | 3.1795 | 2.5233
255003-Faucet Aerator | 0 | 0 | 0 | 0 | 0 | 7.6754 | 69.0782 | 0 | 0.60876 | 0 | 0.60876 | 0 | 0.53613 | 0 | 0.53613 | 3.1795 | 2.5233 | 3.1795 | 2.5233
255003-Faucet Aerator | 0 | 0 | 0 | 0 | 0 | 7.6754 | 69.0782 | 0 | 0.60876 | 0 | 0.60876 | 0 | 0.53613 | 0 | 0.53613 | 3.1795 | 2.5233 | 3.1795 | 2.5233
255003-Faucet Aerator | 0 | 0 | 0 | 0 | 0 | 11.513 | 103.6174 | 0 | 0.60876 | 0 | 0.60876 | 0 | 0.53606 | 0 | 0.53606 | 3.1794 | 2.5228 | 3.1794 | 2.5228
255003-Faucet Aerator | 0 | 0 | 0 | 0 | 0 | 7.6754 | 69.0782 | 0 | 0.60876 | 0 | 0.60876 | 0 | 0.53613 | 0 | 0.53613 | 3.1795 | 2.5233 | 3.1795 | 2.5233
255003-Faucet Aerator | 0 | 0 | 0 | 0 | 0 | 11.513 | 103.6174 | 0 | 0.60876 | 0 | 0.60876 | 0 | 0.53606 | 0 | 0.53606 | 3.1794 | 2.5228 | 3.1794 | 2.5228
255003-Faucet Aerator | 0 | 0 | 0 | 0 | 0 | 7.6754 | 69.0782 | 0 | 0.60876 | 0 | 0.60876 | 0 | 0.53613 | 0 | 0.53613 | 3.1795 | 2.5233 | 3.1795 | 2.5233
255003-Faucet Aerator | 0 | 0 | 0 | 0 | 0 | 3.8377 | 34.5391 | 0 | 0.60874 | 0 | 0.60874 | 0 | 0.53594 | 0 | 0.53594 | 3.1793 | 2.5219 | 3.1793 | 2.5219
255003-Faucet Aerator | 0 | 0 | 0 | 0 | 0 | 11.513 | 103.6174 | 0 | 0.60876 | 0 | 0.60876 | 0 | 0.53606 | 0 | 0.53606 | 3.1794 | 2.5228 | 3.1794 | 2.5228
255003-Faucet Aerator | 0 | 0 | 0 | 0 | 0 | 3.8377 | 34.5391 | 0 | 0.60874 | 0 | 0.60874 | 0 | 0.53594 | 0 | 0.53594 | 3.1793 | 2.5219 | 3.1793 | 2.5219
255003-Faucet Aerator | 0 | 0 | 0 | 0 | 0 | 7.6754 | 69.0782 | 0 | 0.60876 | 0 | 0.60876 | 0 | 0.53613 | 0 | 0.53613 | 3.1795 | 2.5233 | 3.1795 | 2.5233
255003-Faucet Aerator | 0 | 0 | 0 | 0 | 0 | 3.8377 | 34.5391 | 0 | 0.60874 | 0 | 0.60874 | 0 | 0.53594 | 0 | 0.53594 | 3.1793 | 2.5219 | 3.1793 | 2.5219
255003-Faucet Aerator | 0 | 0 | 0 | 0 | 0 | 11.513 | 103.6174 | 0 | 0.60876 | 0 | 0.60876 | 0 | 0.53606 | 0 | 0.53606 | 3.1794 | 2.5228 | 3.1794 | 2.5228
255003-Faucet Aerator | 0 | 0 | 0 | 0 | 0 | 7.6754 | 69.0782 | 0 | 0.60876 | 0 | 0.60876 | 0 | 0.53613 | 0 | 0.53613 | 3.1795 | 2.5233 | 3.1795 | 2.5233
255003-Faucet Aerator | 0 | 0 | 0 | 0 | 0 | 7.6754 | 69.0782 | 0 | 0.60876 | 0 | 0.60876 | 0 | 0.53613 | 0 | 0.53613 | 3.1795 | 2.5233 | 3.1795 | 2.5233
255003-Faucet Aerator | 0 | 0 | 0 | 0 | 0 | 7.6754 | 69.0782 | 0 | 0.60876 | 0 | 0.60876 | 0 | 0.53613 | 0 | 0.53613 | 3.1795 | 2.5233 | 3.1795 | 2.5233
255003-Faucet Aerator | 0 | 0 | 0 | 0 | 0 | 11.513 | 103.6174 | 0 | 0.60876 | 0 | 0.60876 | 0 | 0.53606 | 0 | 0.53606 | 3.1794 | 2.5228 | 3.1794 | 2.5228
255003-Faucet Aerator | 0 | 0 | 0 | 0 | 0 | 11.513 | 103.6174 | 0 | 0.60876 | 0 | 0.60876 | 0 | 0.53606 | 0 | 0.53606 | 3.1794 | 2.5228 | 3.1794 | 2.5228
255003-Faucet Aerator | 0 | 0 | 0 | 0 | 0 | 11.513 | 103.6174 | 0 | 0.60876 | 0 | 0.60876 | 0 | 0.53606 | 0 | 0.53606 | 3.1794 | 2.5228 | 3.1794 | 2.5228
255003-Faucet Aerator | 0 | 0 | 0 | 0 | 0 | 15.3507 | 138.1565 | 0 | 0.60875 | 0 | 0.60875 | 0 | 0.53603 | 0 | 0.53603 | 3.1794 | 2.5226 | 3.1794 | 2.5226
255003-Faucet Aerator | 0 | 0 | 0 | 0 | 0 | 7.6754 | 69.0782 | 0 | 0.60876 | 0 | 0.60876 | 0 | 0.53613 | 0 | 0.53613 | 3.1795 | 2.5233 | 3.1795 | 2.5233
255003-Faucet Aerator | 0 | 0 | 0 | 0 | 0 | 7.6754 | 69.0782 | 0 | 0.60876 | 0 | 0.60876 | 0 | 0.53613 | 0 | 0.53613 | 3.1795 | 2.5233 | 3.1795 | 2.5233
255003-Faucet Aerator | 0 | 0 | 0 | 0 | 0 | 7.6754 | 69.0782 | 0 | 0.60876 | 0 | 0.60876 | 0 | 0.53613 | 0 | 0.53613 | 3.1795 | 2.5233 | 3.1795 | 2.5233
255003-Faucet Aerator | 0 | 0 | 0 | 0 | 0 | 3.8377 | 34.5391 | 0 | 0.60874 | 0 | 0.60874 | 0 | 0.53594 | 0 | 0.53594 | 3.1793 | 2.5219 | 3.1793 | 2.5219
255003-Faucet Aerator | 0 | 0 | 0 | 0 | 0 | 11.513 | 103.6174 | 0 | 0.60876 | 0 | 0.60876 | 0 | 0.53606 | 0 | 0.53606 | 3.1794 | 2.5228 | 3.1794 | 2.5228
255003-Faucet Aerator | 0 | 0 | 0 | 0 | 0 | 7.6754 | 69.0782 | 0 | 0.60876 | 0 | 0.60876 | 0 | 0.53613 | 0 | 0.53613 | 3.1795 | 2.5233 | 3.1795 | 2.5233
255003-Faucet Aerator | 0 | 0 | 0 | 0 | 0 | 3.8377 | 34.5391 | 0 | 0.60874 | 0 | 0.60874 | 0 | 0.53594 | 0 | 0.53594 | 3.1793 | 2.5219 | 3.1793 | 2.5219
255003-Faucet Aerator | 0 | 0 | 0 | 0 | 0 | 7.6754 | 69.0782 | 0 | 0.60876 | 0 | 0.60876 | 0 | 0.53613 | 0 | 0.53613 | 3.1795 | 2.5233 | 3.1795 | 2.5233
255003-Faucet Aerator | 0 | 0 | 0 | 0 | 0 | 11.513 | 103.6174 | 0 | 0.60876 | 0 | 0.60876 | 0 | 0.53606 | 0 | 0.53606 | 3.1794 | 2.5228 | 3.1794 | 2.5228
255003-Faucet Aerator | 0 | 0 | 0 | 0 | 0 | 3.8377 | 34.5391 | 0 | 0.60874 | 0 | 0.60874 | 0 | 0.53594 | 0 | 0.53594 | 3.1793 | 2.5219 | 3.1793 | 2.5219
255003-Faucet Aerator | 0 | 0 | 0 | 0 | 0 | 11.513 | 103.6174 | 0 | 0.60876 | 0 | 0.60876 | 0 | 0.53606 | 0 | 0.53606 | 3.1794 | 2.5228 | 3.1794 | 2.5228
255003-Faucet Aerator | 0 | 0 | 0 | 0 | 0 | 11.513 | 103.6174 | 0 | 0.60876 | 0 | 0.60876 | 0 | 0.53606 | 0 | 0.53606 | 3.1794 | 2.5228 | 3.1794 | 2.5228
255003-Faucet Aerator | 0 | 0 | 0 | 0 | 0 | 11.513 | 103.6174 | 0 | 0.60876 | 0 | 0.60876 | 0 | 0.53606 | 0 | 0.53606 | 3.1794 | 2.5228 | 3.1794 | 2.5228
255003-Faucet Aerator | 0 | 0 | 0 | 0 | 0 | 15.3507 | 138.1565 | 0 | 0.60875 | 0 | 0.60875 | 0 | 0.53603 | 0 | 0.53603 | 3.1794 | 2.5226 | 3.1794 | 2.5226
255003-Faucet Aerator | 0 | 0 | 0 | 0 | 0 | 7.6754 | 69.0782 | 0 | 0.60876 | 0 | 0.60876 | 0 | 0.53613 | 0 | 0.53613 | 3.1795 | 2.5233 | 3.1795 | 2.5233
255003-Faucet Aerator | 0 | 0 | 0 | 0 | 0 | 3.8377 | 34.5391 | 0 | 0.60874 | 0 | 0.60874 | 0 | 0.53594 | 0 | 0.53594 | 3.1793 | 2.5219 | 3.1793 | 2.5219
255003-Faucet Aerator | 0 | 0 | 0 | 0 | 0 | 7.6754 | 69.0782 | 0 | 0.60876 | 0 | 0.60876 | 0 | 0.53613 | 0 | 0.53613 | 3.1795 | 2.5233 | 3.1795 | 2.5233
255003-Faucet Aerator | 0 | 0 | 0 | 0 | 0 | 3.8377 | 34.5391 | 0 | 0.60874 | 0 | 0.60874 | 0 | 0.53594 | 0 | 0.53594 | 3.1793 | 2.5219 | 3.1793 | 2.5219
255003-Faucet Aerator | 0 | 0 | 0 | 0 | 0 | 7.6754 | 69.0782 | 0 | 0.60876 | 0 | 0.60876 | 0 | 0.53613 | 0 | 0.53613 | 3.1795 | 2.5233 | 3.1795 | 2.5233
255003-Faucet Aerator | 0 | 0 | 0 | 0 | 0 | 11.513 | 103.6174 | 0 | 0.60876 | 0 | 0.60876 | 0 | 0.53606 | 0 | 0.53606 | 3.1794 | 2.5228 | 3.1794 | 2.5228
255003-Faucet Aerator | 0 | 0 | 0 | 0 | 0 | 7.6754 | 69.0782 | 0 | 0.60876 | 0 | 0.60876 | 0 | 0.53613 | 0 | 0.53613 | 3.1795 | 2.5233 | 3.1795 | 2.5233
255003-Faucet Aerator | 0 | 0 | 0 | 0 | 0 | 11.513 | 103.6174 | 0 | 0.60876 | 0 | 0.60876 | 0 | 0.53606 | 0 | 0.53606 | 3.1794 | 2.5228 | 3.1794 | 2.5228
255003-Faucet Aerator | 0 | 0 | 0 | 0 | 0 | 7.6754 | 69.0782 | 0 | 0.60876 | 0 | 0.60876 | 0 | 0.53613 | 0 | 0.53613 | 3.1795 | 2.5233 | 3.1795 | 2.5233
255003-Faucet Aerator | 0 | 0 | 0 | 0 | 0 | 19.1884 | 172.6956 | 0 | 0.60876 | 0 | 0.60876 | 0 | 0.53609 | 0 | 0.53609 | 3.1795 | 2.523 | 3.1795 | 2.523
255003-Faucet Aerator | 0 | 0 | 0 | 0 | 0 | 15.3507 | 138.1565 | 0 | 0.60875 | 0 | 0.60875 | 0 | 0.53603 | 0 | 0.53603 | 3.1794 | 2.5226 | 3.1794 | 2.5226
255003-Faucet Aerator | 0 | 0 | 0 | 0 | 0 | 11.513 | 103.6174 | 0 | 0.60876 | 0 | 0.60876 | 0 | 0.53606 | 0 | 0.53606 | 3.1794 | 2.5228 | 3.1794 | 2.5228
255003-Faucet Aerator | 0 | 0 | 0 | 0 | 0 | 15.3507 | 138.1565 | 0 | 0.60875 | 0 | 0.60875 | 0 | 0.53603 | 0 | 0.53603 | 3.1794 | 2.5226 | 3.1794 | 2.5226
255003-Faucet Aerator | 0 | 0 | 0 | 0 | 0 | 7.6754 | 69.0782 | 0 | 0.60876 | 0 | 0.60876 | 0 | 0.53613 | 0 | 0.53613 | 3.1795 | 2.5233 | 3.1795 | 2.5233
255003-Faucet Aerator | 0 | 0 | 0 | 0 | 0 | 11.513 | 103.6174 | 0 | 0.60876 | 0 | 0.60876 | 0 | 0.53606 | 0 | 0.53606 | 3.1794 | 2.5228 | 3.1794 | 2.5228
255003-Faucet Aerator | 0 | 0 | 0 | 0 | 0 | 11.513 | 103.6174 | 0 | 0.60876 | 0 | 0.60876 | 0 | 0.53606 | 0 | 0.53606 | 3.1794 | 2.5228 | 3.1794 | 2.5228
255003-Faucet Aerator | 0 | 0 | 0 | 0 | 0 | 7.6754 | 69.0782 | 0 | 0.60876 | 0 | 0.60876 | 0 | 0.53613 | 0 | 0.53613 | 3.1795 | 2.5233 | 3.1795 | 2.5233
255003-Faucet Aerator | 0 | 0 | 0 | 0 | 0 | 7.6754 | 69.0782 | 0 | 0.60876 | 0 | 0.60876 | 0 | 0.53613 | 0 | 0.53613 | 3.1795 | 2.5233 | 3.1795 | 2.5233
255003-Faucet Aerator | 0 | 0 | 0 | 0 | 0 | 7.6754 | 69.0782 | 0 | 0.60876 | 0 | 0.60876 | 0 | 0.53613 | 0 | 0.53613 | 3.1795 | 2.5233 | 3.1795 | 2.5233
255003-Faucet Aerator | 0 | 0 | 0 | 0 | 0 | 7.6754 | 69.0782 | 0 | 0.60876 | 0 | 0.60876 | 0 | 0.53613 | 0 | 0.53613 | 3.1795 | 2.5233 | 3.1795 | 2.5233
255003-Faucet Aerator | 0 | 0 | 0 | 0 | 0 | 15.3507 | 138.1565 | 0 | 0.60875 | 0 | 0.60875 | 0 | 0.53603 | 0 | 0.53603 | 3.1794 | 2.5226 | 3.1794 | 2.5226
255003-Faucet Aerator | 0 | 0 | 0 | 0 | 0 | 7.6754 | 69.0782 | 0 | 0.60876 | 0 | 0.60876 | 0 | 0.53613 | 0 | 0.53613 | 3.1795 | 2.5233 | 3.1795 | 2.5233
255003-Faucet Aerator | 0 | 0 | 0 | 0 | 0 | 11.513 | 103.6174 | 0 | 0.60876 | 0 | 0.60876 | 0 | 0.53606 | 0 | 0.53606 | 3.1794 | 2.5228 | 3.1794 | 2.5228
255003-Faucet Aerator | 0 | 0 | 0 | 0 | 0 | 11.513 | 103.6174 | 0 | 0.60876 | 0 | 0.60876 | 0 | 0.53606 | 0 | 0.53606 | 3.1794 | 2.5228 | 3.1794 | 2.5228
255003-Faucet Aerator | 0 | 0 | 0 | 0 | 0 | 11.513 | 103.6174 | 0 | 0.60876 | 0 | 0.60876 | 0 | 0.53606 | 0 | 0.53606 | 3.1794 | 2.5228 | 3.1794 | 2.5228
255003-Faucet Aerator | 0 | 0 | 0 | 0 | 0 | 7.6754 | 69.0782 | 0 | 0.60876 | 0 | 0.60876 | 0 | 0.53613 | 0 | 0.53613 | 3.1795 | 2.5233 | 3.1795 | 2.5233
255003-Faucet Aerator | 0 | 0 | 0 | 0 | 0 | 3.8377 | 34.5391 | 0 | 0.60874 | 0 | 0.60874 | 0 | 0.53594 | 0 | 0.53594 | 3.1793 | 2.5219 | 3.1793 | 2.5219
255003-Faucet Aerator | 0 | 0 | 0 | 0 | 0 | 11.513 | 103.6174 | 0 | 0.60876 | 0 | 0.60876 | 0 | 0.53606 | 0 | 0.53606 | 3.1794 | 2.5228 | 3.1794 | 2.5228
255003-Faucet Aerator | 0 | 0 | 0 | 0 | 0 | 11.513 | 103.6174 | 0 | 0.60876 | 0 | 0.60876 | 0 | 0.53606 | 0 | 0.53606 | 3.1794 | 2.5228 | 3.1794 | 2.5228
255003-Faucet Aerator | 0 | 0 | 0 | 0 | 0 | 7.6754 | 69.0782 | 0 | 0.60876 | 0 | 0.60876 | 0 | 0.53613 | 0 | 0.53613 | 3.1795 | 2.5233 | 3.1795 | 2.5233
255003-Faucet Aerator | 0 | 0 | 0 | 0 | 0 | 15.3507 | 138.1565 | 0 | 0.60875 | 0 | 0.60875 | 0 | 0.53603 | 0 | 0.53603 | 3.1794 | 2.5226 | 3.1794 | 2.5226
255003-Faucet Aerator | 0 | 0 | 0 | 0 | 0 | 7.6754 | 69.0782 | 0 | 0.60876 | 0 | 0.60876 | 0 | 0.53613 | 0 | 0.53613 | 3.1795 | 2.5233 | 3.1795 | 2.5233
255003-Faucet Aerator | 0 | 0 | 0 | 0 | 0 | 3.8377 | 34.5391 | 0 | 0.60874 | 0 | 0.60874 | 0 | 0.53594 | 0 | 0.53594 | 3.1793 | 2.5219 | 3.1793 | 2.5219
255003-Faucet Aerator | 0 | 0 | 0 | 0 | 0 | 7.6754 | 69.0782 | 0 | 0.60876 | 0 | 0.60876 | 0 | 0.53613 | 0 | 0.53613 | 3.1795 | 2.5233 | 3.1795 | 2.5233
255003-Faucet Aerator | 0 | 0 | 0 | 0 | 0 | 11.513 | 103.6174 | 0 | 0.60876 | 0 | 0.60876 | 0 | 0.53606 | 0 | 0.53606 | 3.1794 | 2.5228 | 3.1794 | 2.5228
255003-Faucet Aerator | 0 | 0 | 0 | 0 | 0 | 7.6754 | 69.0782 | 0 | 0.60876 | 0 | 0.60876 | 0 | 0.53613 | 0 | 0.53613 | 3.1795 | 2.5233 | 3.1795 | 2.5233
255003-Faucet Aerator | 0 | 0 | 0 | 0 | 0 | 7.6754 | 69.0782 | 0 | 0.60876 | 0 | 0.60876 | 0 | 0.53613 | 0 | 0.53613 | 3.1795 | 2.5233 | 3.1795 | 2.5233
255003-Faucet Aerator | 0 | 0 | 0 | 0 | 0 | 15.3507 | 138.1565 | 0 | 0.60875 | 0 | 0.60875 | 0 | 0.53603 | 0 | 0.53603 | 3.1794 | 2.5226 | 3.1794 | 2.5226
255003-Faucet Aerator | 0 | 0 | 0 | 0 | 0 | 11.513 | 103.6174 | 0 | 0.60876 | 0 | 0.60876 | 0 | 0.53606 | 0 | 0.53606 | 3.1794 | 2.5228 | 3.1794 | 2.5228
255003-Faucet Aerator | 0 | 0 | 0 | 0 | 0 | 7.6754 | 69.0782 | 0 | 0.60876 | 0 | 0.60876 | 0 | 0.53613 | 0 | 0.53613 | 3.1795 | 2.5233 | 3.1795 | 2.5233
255003-Faucet Aerator | 0 | 0 | 0 | 0 | 0 | 3.8377 | 34.5391 | 0 | 0.60874 | 0 | 0.60874 | 0 | 0.53594 | 0 | 0.53594 | 3.1793 | 2.5219 | 3.1793 | 2.5219
255003-Faucet Aerator | 0 | 0 | 0 | 0 | 0 | 7.6754 | 69.0782 | 0 | 0.60876 | 0 | 0.60876 | 0 | 0.53613 | 0 | 0.53613 | 3.1795 | 2.5233 | 3.1795 | 2.5233
255003-Faucet Aerator | 0 | 0 | 0 | 0 | 0 | 7.6754 | 69.0782 | 0 | 0.60876 | 0 | 0.60876 | 0 | 0.53613 | 0 | 0.53613 | 3.1795 | 2.5233 | 3.1795 | 2.5233
255003-Faucet Aerator | 0 | 0 | 0 | 0 | 0 | 7.6754 | 69.0782 | 0 | 0.60876 | 0 | 0.60876 | 0 | 0.53613 | 0 | 0.53613 | 3.1795 | 2.5233 | 3.1795 | 2.5233
255003-Faucet Aerator | 0 | 0 | 0 | 0 | 0 | 3.8377 | 34.5391 | 0 | 0.60874 | 0 | 0.60874 | 0 | 0.53594 | 0 | 0.53594 | 3.1793 | 2.5219 | 3.1793 | 2.5219
255003-Faucet Aerator | 0 | 0 | 0 | 0 | 0 | 11.513 | 103.6174 | 0 | 0.60876 | 0 | 0.60876 | 0 | 0.53606 | 0 | 0.53606 | 3.1794 | 2.5228 | 3.1794 | 2.5228
255003-Faucet Aerator | 0 | 0 | 0 | 0 | 0 | 3.8377 | 34.5391 | 0 | 0.60874 | 0 | 0.60874 | 0 | 0.53594 | 0 | 0.53594 | 3.1793 | 2.5219 | 3.1793 | 2.5219
255003-Faucet Aerator | 0 | 0 | 0 | 0 | 0 | 15.3507 | 138.1565 | 0 | 0.60875 | 0 | 0.60875 | 0 | 0.53603 | 0 | 0.53603 | 3.1794 | 2.5226 | 3.1794 | 2.5226
255003-Faucet Aerator | 0 | 0 | 0 | 0 | 0 | 7.6754 | 69.0782 | 0 | 0.60876 | 0 | 0.60876 | 0 | 0.53613 | 0 | 0.53613 | 3.1795 | 2.5233 | 3.1795 | 2.5233
255003-Faucet Aerator | 0 | 0 | 0 | 0 | 0 | 7.6754 | 69.0782 | 0 | 0.60876 | 0 | 0.60876 | 0 | 0.53613 | 0 | 0.53613 | 3.1795 | 2.5233 | 3.1795 | 2.5233
255003-Faucet Aerator | 0 | 0 | 0 | 0 | 0 | 7.6754 | 69.0782 | 0 | 0.60876 | 0 | 0.60876 | 0 | 0.53613 | 0 | 0.53613 | 3.1795 | 2.5233 | 3.1795 | 2.5233
255003-Faucet Aerator | 0 | 0 | 0 | 0 | 0 | 3.8377 | 34.5391 | 0 | 0.60874 | 0 | 0.60874 | 0 | 0.53594 | 0 | 0.53594 | 3.1793 | 2.5219 | 3.1793 | 2.5219
255003-Faucet Aerator | 0 | 0 | 0 | 0 | 0 | 3.8377 | 34.5391 | 0 | 0.60874 | 0 | 0.60874 | 0 | 0.53594 | 0 | 0.53594 | 3.1793 | 2.5219 | 3.1793 | 2.5219
255003-Faucet Aerator | 0 | 0 | 0 | 0 | 0 | 15.3507 | 138.1565 | 0 | 0.60875 | 0 | 0.60875 | 0 | 0.53603 | 0 | 0.53603 | 3.1794 | 2.5226 | 3.1794 | 2.5226
255003-Faucet Aerator | 0 | 0 | 0 | 0 | 0 | 7.6754 | 69.0782 | 0 | 0.60876 | 0 | 0.60876 | 0 | 0.53613 | 0 | 0.53613 | 3.1795 | 2.5233 | 3.1795 | 2.5233
255003-Faucet Aerator | 0 | 0 | 0 | 0 | 0 | 11.513 | 103.6174 | 0 | 0.60876 | 0 | 0.60876 | 0 | 0.53606 | 0 | 0.53606 | 3.1794 | 2.5228 | 3.1794 | 2.5228
255003-Faucet Aerator | 0 | 0 | 0 | 0 | 0 | 7.6754 | 69.0782 | 0 | 0.60876 | 0 | 0.60876 | 0 | 0.53613 | 0 | 0.53613 | 3.1795 | 2.5233 | 3.1795 | 2.5233
255003-Faucet Aerator | 0 | 0 | 0 | 0 | 0 | 7.6754 | 69.0782 | 0 | 0.60876 | 0 | 0.60876 | 0 | 0.53613 | 0 | 0.53613 | 3.1795 | 2.5233 | 3.1795 | 2.5233
255003-Faucet Aerator | 0 | 0 | 0 | 0 | 0 | 15.3507 | 138.1565 | 0 | 0.60875 | 0 | 0.60875 | 0 | 0.53603 | 0 | 0.53603 | 3.1794 | 2.5226 | 3.1794 | 2.5226
255003-Faucet Aerator | 0 | 0 | 0 | 0 | 0 | 7.6754 | 69.0782 | 0 | 0.60876 | 0 | 0.60876 | 0 | 0.53613 | 0 | 0.53613 | 3.1795 | 2.5233 | 3.1795 | 2.5233
255003-Faucet Aerator | 0 | 0 | 0 | 0 | 0 | 11.513 | 103.6174 | 0 | 0.60876 | 0 | 0.60876 | 0 | 0.53606 | 0 | 0.53606 | 3.1794 | 2.5228 | 3.1794 | 2.5228
255003-Faucet Aerator | 0 | 0 | 0 | 0 | 0 | 3.8377 | 34.5391 | 0 | 0.60874 | 0 | 0.60874 | 0 | 0.53594 | 0 | 0.53594 | 3.1793 | 2.5219 | 3.1793 | 2.5219
255003-Faucet Aerator | 0 | 0 | 0 | 0 | 0 | 7.6754 | 69.0782 | 0 | 0.60876 | 0 | 0.60876 | 0 | 0.53613 | 0 | 0.53613 | 3.1795 | 2.5233 | 3.1795 | 2.5233
255003-Faucet Aerator | 0 | 0 | 0 | 0 | 0 | 11.513 | 103.6174 | 0 | 0.60876 | 0 | 0.60876 | 0 | 0.53606 | 0 | 0.53606 | 3.1794 | 2.5228 | 3.1794 | 2.5228
255004-Low Flow Showerheads | 0 | 0 | 0 | 0 | 0 | 5.2688 | 52.688 | 0 | -0.061377 | 0 | -0.061377 | 0 | 0.17341 | 0 | 0.17341 | 0.93517 | 1.2436 | 0.93517 | 1.2436
255004-Low Flow Showerheads | 0 | 0 | 0 | 0 | 0 | 5.2688 | 52.688 | 0 | -0.061377 | 0 | -0.061377 | 0 | 0.17341 | 0 | 0.17341 | 0.93517 | 1.2436 | 0.93517 | 1.2436
255004-Low Flow Showerheads | 0 | 0 | 0 | 0 | 0 | 10.5376 | 105.376 | 0 | -0.061377 | 0 | -0.061377 | 0 | 0.17341 | 0 | 0.17341 | 0.93517 | 1.2436 | 0.93517 | 1.2436
255004-Low Flow Showerheads | 0 | 0 | 0 | 0 | 0 | 5.2688 | 52.688 | 0 | -0.061377 | 0 | -0.061377 | 0 | 0.17341 | 0 | 0.17341 | 0.93517 | 1.2436 | 0.93517 | 1.2436
255004-Low Flow Showerheads | 0 | 0 | 0 | 0 | 0 | 10.5376 | 105.376 | 0 | -0.061377 | 0 | -0.061377 | 0 | 0.17341 | 0 | 0.17341 | 0.93517 | 1.2436 | 0.93517 | 1.2436
255004-Low Flow Showerheads | 0 | 0 | 0 | 0 | 0 | 10.5376 | 105.376 | 0 | -0.061377 | 0 | -0.061377 | 0 | 0.17341 | 0 | 0.17341 | 0.93517 | 1.2436 | 0.93517 | 1.2436
255004-Low Flow Showerheads | 0 | 0 | 0 | 0 | 0 | 5.2688 | 52.688 | 0 | -0.061377 | 0 | -0.061377 | 0 | 0.17341 | 0 | 0.17341 | 0.93517 | 1.2436 | 0.93517 | 1.2436
255004-Low Flow Showerheads | 0 | 0 | 0 | 0 | 0 | 5.2688 | 52.688 | 0 | -0.061377 | 0 | -0.061377 | 0 | 0.17341 | 0 | 0.17341 | 0.93517 | 1.2436 | 0.93517 | 1.2436
255004-Low Flow Showerheads | 0 | 0 | 0 | 0 | 0 | 5.2688 | 52.688 | 0 | -0.061377 | 0 | -0.061377 | 0 | 0.17341 | 0 | 0.17341 | 0.93517 | 1.2436 | 0.93517 | 1.2436
255004-Low Flow Showerheads | 0 | 0 | 0 | 0 | 0 | 10.5376 | 105.376 | 0 | -0.061377 | 0 | -0.061377 | 0 | 0.17341 | 0 | 0.17341 | 0.93517 | 1.2436 | 0.93517 | 1.2436
255004-Low Flow Showerheads | 0 | 0 | 0 | 0 | 0 | 10.5376 | 105.376 | 0 | -0.061377 | 0 | -0.061377 | 0 | 0.17341 | 0 | 0.17341 | 0.93517 | 1.2436 | 0.93517 | 1.2436
255004-Low Flow Showerheads | 0 | 0 | 0 | 0 | 0 | 10.5376 | 105.376 | 0 | -0.061377 | 0 | -0.061377 | 0 | 0.17341 | 0 | 0.17341 | 0.93517 | 1.2436 | 0.93517 | 1.2436
255004-Low Flow Showerheads | 0 | 0 | 0 | 0 | 0 | 10.5376 | 105.376 | 0 | -0.061377 | 0 | -0.061377 | 0 | 0.17341 | 0 | 0.17341 | 0.93517 | 1.2436 | 0.93517 | 1.2436
255004-Low Flow Showerheads | 0 | 0 | 0 | 0 | 0 | 10.5376 | 105.376 | 0 | -0.061377 | 0 | -0.061377 | 0 | 0.17341 | 0 | 0.17341 | 0.93517 | 1.2436 | 0.93517 | 1.2436
255004-Low Flow Showerheads | 0 | 0 | 0 | 0 | 0 | 5.2688 | 52.688 | 0 | -0.061377 | 0 | -0.061377 | 0 | 0.17341 | 0 | 0.17341 | 0.93517 | 1.2436 | 0.93517 | 1.2436
255004-Low Flow Showerheads | 0 | 0 | 0 | 0 | 0 | 10.5376 | 105.376 | 0 | -0.061377 | 0 | -0.061377 | 0 | 0.17341 | 0 | 0.17341 | 0.93517 | 1.2436 | 0.93517 | 1.2436
255004-Low Flow Showerheads | 0 | 0 | 0 | 0 | 0 | 5.2688 | 52.688 | 0 | -0.061377 | 0 | -0.061377 | 0 | 0.17341 | 0 | 0.17341 | 0.93517 | 1.2436 | 0.93517 | 1.2436
255004-Low Flow Showerheads | 0 | 0 | 0 | 0 | 0 | 5.2688 | 52.688 | 0 | -0.061377 | 0 | -0.061377 | 0 | 0.17341 | 0 | 0.17341 | 0.93517 | 1.2436 | 0.93517 | 1.2436
255004-Low Flow Showerheads | 0 | 0 | 0 | 0 | 0 | 10.5376 | 105.376 | 0 | -0.061377 | 0 | -0.061377 | 0 | 0.17341 | 0 | 0.17341 | 0.93517 | 1.2436 | 0.93517 | 1.2436
255004-Low Flow Showerheads | 0 | 0 | 0 | 0 | 0 | 10.5376 | 105.376 | 0 | -0.061377 | 0 | -0.061377 | 0 | 0.17341 | 0 | 0.17341 | 0.93517 | 1.2436 | 0.93517 | 1.2436
255004-Low Flow Showerheads | 0 | 0 | 0 | 0 | 0 | 10.5376 | 105.376 | 0 | -0.061377 | 0 | -0.061377 | 0 | 0.17341 | 0 | 0.17341 | 0.93517 | 1.2436 | 0.93517 | 1.2436
255004-Low Flow Showerheads | 0 | 0 | 0 | 0 | 0 | 10.5376 | 105.376 | 0 | -0.061377 | 0 | -0.061377 | 0 | 0.17341 | 0 | 0.17341 | 0.93517 | 1.2436 | 0.93517 | 1.2436
255004-Low Flow Showerheads | 0 | 0 | 0 | 0 | 0 | 5.2688 | 52.688 | 0 | -0.061377 | 0 | -0.061377 | 0 | 0.17341 | 0 | 0.17341 | 0.93517 | 1.2436 | 0.93517 | 1.2436
255004-Low Flow Showerheads | 0 | 0 | 0 | 0 | 0 | 5.2688 | 52.688 | 0 | -0.061377 | 0 | -0.061377 | 0 | 0.17341 | 0 | 0.17341 | 0.93517 | 1.2436 | 0.93517 | 1.2436
255004-Low Flow Showerheads | 0 | 0 | 0 | 0 | 0 | 5.2688 | 52.688 | 0 | -0.061377 | 0 | -0.061377 | 0 | 0.17341 | 0 | 0.17341 | 0.93517 | 1.2436 | 0.93517 | 1.2436
255004-Low Flow Showerheads | 0 | 0 | 0 | 0 | 0 | 5.2688 | 52.688 | 0 | -0.061377 | 0 | -0.061377 | 0 | 0.17341 | 0 | 0.17341 | 0.93517 | 1.2436 | 0.93517 | 1.2436
255004-Low Flow Showerheads | 0 | 0 | 0 | 0 | 0 | 10.5376 | 105.376 | 0 | -0.061377 | 0 | -0.061377 | 0 | 0.17341 | 0 | 0.17341 | 0.93517 | 1.2436 | 0.93517 | 1.2436
255004-Low Flow Showerheads | 0 | 0 | 0 | 0 | 0 | 5.2688 | 52.688 | 0 | -0.061377 | 0 | -0.061377 | 0 | 0.17341 | 0 | 0.17341 | 0.93517 | 1.2436 | 0.93517 | 1.2436
255004-Low Flow Showerheads | 0 | 0 | 0 | 0 | 0 | 5.2688 | 52.688 | 0 | -0.061377 | 0 | -0.061377 | 0 | 0.17341 | 0 | 0.17341 | 0.93517 | 1.2436 | 0.93517 | 1.2436
255004-Low Flow Showerheads | 0 | 0 | 0 | 0 | 0 | 10.5376 | 105.376 | 0 | -0.061377 | 0 | -0.061377 | 0 | 0.17341 | 0 | 0.17341 | 0.93517 | 1.2436 | 0.93517 | 1.2436
255004-Low Flow Showerheads | 0 | 0 | 0 | 0 | 0 | 5.2688 | 52.688 | 0 | -0.061377 | 0 | -0.061377 | 0 | 0.17341 | 0 | 0.17341 | 0.93517 | 1.2436 | 0.93517 | 1.2436
255004-Low Flow Showerheads | 0 | 0 | 0 | 0 | 0 | 5.2688 | 52.688 | 0 | -0.061377 | 0 | -0.061377 | 0 | 0.17341 | 0 | 0.17341 | 0.93517 | 1.2436 | 0.93517 | 1.2436
255004-Low Flow Showerheads | 0 | 0 | 0 | 0 | 0 | 10.5376 | 105.376 | 0 | -0.061377 | 0 | -0.061377 | 0 | 0.17341 | 0 | 0.17341 | 0.93517 | 1.2436 | 0.93517 | 1.2436
255004-Low Flow Showerheads | 0 | 0 | 0 | 0 | 0 | 10.5376 | 105.376 | 0 | -0.061377 | 0 | -0.061377 | 0 | 0.17341 | 0 | 0.17341 | 0.93517 | 1.2436 | 0.93517 | 1.2436
255004-Low Flow Showerheads | 0 | 0 | 0 | 0 | 0 | 5.2688 | 52.688 | 0 | -0.061377 | 0 | -0.061377 | 0 | 0.17341 | 0 | 0.17341 | 0.93517 | 1.2436 | 0.93517 | 1.2436
255004-Low Flow Showerheads | 0 | 0 | 0 | 0 | 0 | 5.2688 | 52.688 | 0 | -0.061377 | 0 | -0.061377 | 0 | 0.17341 | 0 | 0.17341 | 0.93517 | 1.2436 | 0.93517 | 1.2436
255004-Low Flow Showerheads | 0 | 0 | 0 | 0 | 0 | 10.5376 | 105.376 | 0 | -0.061377 | 0 | -0.061377 | 0 | 0.17341 | 0 | 0.17341 | 0.93517 | 1.2436 | 0.93517 | 1.2436
255004-Low Flow Showerheads | 0 | 0 | 0 | 0 | 0 | 10.5376 | 105.376 | 0 | -0.061377 | 0 | -0.061377 | 0 | 0.17341 | 0 | 0.17341 | 0.93517 | 1.2436 | 0.93517 | 1.2436
255004-Low Flow Showerheads | 0 | 0 | 0 | 0 | 0 | 10.5376 | 105.376 | 0 | -0.061377 | 0 | -0.061377 | 0 | 0.17341 | 0 | 0.17341 | 0.93517 | 1.2436 | 0.93517 | 1.2436
255004-Low Flow Showerheads | 0 | 0 | 0 | 0 | 0 | 5.2688 | 52.688 | 0 | -0.061377 | 0 | -0.061377 | 0 | 0.17341 | 0 | 0.17341 | 0.93517 | 1.2436 | 0.93517 | 1.2436
255004-Low Flow Showerheads | 0 | 0 | 0 | 0 | 0 | 5.2688 | 52.688 | 0 | -0.061377 | 0 | -0.061377 | 0 | 0.17341 | 0 | 0.17341 | 0.93517 | 1.2436 | 0.93517 | 1.2436
255004-Low Flow Showerheads | 0 | 0 | 0 | 0 | 0 | 5.2688 | 52.688 | 0 | -0.061377 | 0 | -0.061377 | 0 | 0.17341 | 0 | 0.17341 | 0.93517 | 1.2436 | 0.93517 | 1.2436
255004-Low Flow Showerheads | 0 | 0 | 0 | 0 | 0 | 10.5376 | 105.376 | 0 | -0.061377 | 0 | -0.061377 | 0 | 0.17341 | 0 | 0.17341 | 0.93517 | 1.2436 | 0.93517 | 1.2436
255004-Low Flow Showerheads | 0 | 0 | 0 | 0 | 0 | 10.5376 | 105.376 | 0 | -0.061377 | 0 | -0.061377 | 0 | 0.17341 | 0 | 0.17341 | 0.93517 | 1.2436 | 0.93517 | 1.2436
255004-Low Flow Showerheads | 0 | 0 | 0 | 0 | 0 | 10.5376 | 105.376 | 0 | -0.061377 | 0 | -0.061377 | 0 | 0.17341 | 0 | 0.17341 | 0.93517 | 1.2436 | 0.93517 | 1.2436
255004-Low Flow Showerheads | 0 | 0 | 0 | 0 | 0 | 10.5376 | 105.376 | 0 | -0.061377 | 0 | -0.061377 | 0 | 0.17341 | 0 | 0.17341 | 0.93517 | 1.2436 | 0.93517 | 1.2436
255004-Low Flow Showerheads | 0 | 0 | 0 | 0 | 0 | 5.2688 | 52.688 | 0 | -0.061377 | 0 | -0.061377 | 0 | 0.17341 | 0 | 0.17341 | 0.93517 | 1.2436 | 0.93517 | 1.2436
255004-Low Flow Showerheads | 0 | 0 | 0 | 0 | 0 | 5.2688 | 52.688 | 0 | -0.061377 | 0 | -0.061377 | 0 | 0.17341 | 0 | 0.17341 | 0.93517 | 1.2436 | 0.93517 | 1.2436
255004-Low Flow Showerheads | 0 | 0 | 0 | 0 | 0 | 10.5376 | 105.376 | 0 | -0.061377 | 0 | -0.061377 | 0 | 0.17341 | 0 | 0.17341 | 0.93517 | 1.2436 | 0.93517 | 1.2436
255004-Low Flow Showerheads | 0 | 0 | 0 | 0 | 0 | 5.2688 | 52.688 | 0 | -0.061377 | 0 | -0.061377 | 0 | 0.17341 | 0 | 0.17341 | 0.93517 | 1.2436 | 0.93517 | 1.2436
255004-Low Flow Showerheads | 0 | 0 | 0 | 0 | 0 | 10.5376 | 105.376 | 0 | -0.061377 | 0 | -0.061377 | 0 | 0.17341 | 0 | 0.17341 | 0.93517 | 1.2436 | 0.93517 | 1.2436
255004-Low Flow Showerheads | 0 | 0 | 0 | 0 | 0 | 10.5376 | 105.376 | 0 | -0.061377 | 0 | -0.061377 | 0 | 0.17341 | 0 | 0.17341 | 0.93517 | 1.2436 | 0.93517 | 1.2436
255004-Low Flow Showerheads | 0 | 0 | 0 | 0 | 0 | 10.5376 | 105.376 | 0 | -0.061377 | 0 | -0.061377 | 0 | 0.17341 | 0 | 0.17341 | 0.93517 | 1.2436 | 0.93517 | 1.2436
255004-Low Flow Showerheads | 0 | 0 | 0 | 0 | 0 | 10.5376 | 105.376 | 0 | -0.061377 | 0 | -0.061377 | 0 | 0.17341 | 0 | 0.17341 | 0.93517 | 1.2436 | 0.93517 | 1.2436
255004-Low Flow Showerheads | 0 | 0 | 0 | 0 | 0 | 5.2688 | 52.688 | 0 | -0.061377 | 0 | -0.061377 | 0 | 0.17341 | 0 | 0.17341 | 0.93517 | 1.2436 | 0.93517 | 1.2436
255004-Low Flow Showerheads | 0 | 0 | 0 | 0 | 0 | 10.5376 | 105.376 | 0 | -0.061377 | 0 | -0.061377 | 0 | 0.17341 | 0 | 0.17341 | 0.93517 | 1.2436 | 0.93517 | 1.2436
255004-Low Flow Showerheads | 0 | 0 | 0 | 0 | 0 | 5.2688 | 52.688 | 0 | -0.061377 | 0 | -0.061377 | 0 | 0.17341 | 0 | 0.17341 | 0.93517 | 1.2436 | 0.93517 | 1.2436
255004-Low Flow Showerheads | 0 | 0 | 0 | 0 | 0 | 5.2688 | 52.688 | 0 | -0.061377 | 0 | -0.061377 | 0 | 0.17341 | 0 | 0.17341 | 0.93517 | 1.2436 | 0.93517 | 1.2436
255004-Low Flow Showerheads | 0 | 0 | 0 | 0 | 0 | 5.2688 | 52.688 | 0 | -0.061377 | 0 | -0.061377 | 0 | 0.17341 | 0 | 0.17341 | 0.93517 | 1.2436 | 0.93517 | 1.2436
255004-Low Flow Showerheads | 0 | 0 | 0 | 0 | 0 | 10.5376 | 105.376 | 0 | -0.061377 | 0 | -0.061377 | 0 | 0.17341 | 0 | 0.17341 | 0.93517 | 1.2436 | 0.93517 | 1.2436
255004-Low Flow Showerheads | 0 | 0 | 0 | 0 | 0 | 5.2688 | 52.688 | 0 | -0.061377 | 0 | -0.061377 | 0 | 0.17341 | 0 | 0.17341 | 0.93517 | 1.2436 | 0.93517 | 1.2436
255004-Low Flow Showerheads | 0 | 0 | 0 | 0 | 0 | 5.2688 | 52.688 | 0 | -0.061377 | 0 | -0.061377 | 0 | 0.17341 | 0 | 0.17341 | 0.93517 | 1.2436 | 0.93517 | 1.2436
255004-Low Flow Showerheads | 0 | 0 | 0 | 0 | 0 | 5.2688 | 52.688 | 0 | -0.061377 | 0 | -0.061377 | 0 | 0.17341 | 0 | 0.17341 | 0.93517 | 1.2436 | 0.93517 | 1.2436
255004-Low Flow Showerheads | 0 | 0 | 0 | 0 | 0 | 5.2688 | 52.688 | 0 | -0.061377 | 0 | -0.061377 | 0 | 0.17341 | 0 | 0.17341 | 0.93517 | 1.2436 | 0.93517 | 1.2436
255004-Low Flow Showerheads | 0 | 0 | 0 | 0 | 0 | 10.5376 | 105.376 | 0 | -0.061377 | 0 | -0.061377 | 0 | 0.17341 | 0 | 0.17341 | 0.93517 | 1.2436 | 0.93517 | 1.2436
255004-Low Flow Showerheads | 0 | 0 | 0 | 0 | 0 | 10.5376 | 105.376 | 0 | -0.061377 | 0 | -0.061377 | 0 | 0.17341 | 0 | 0.17341 | 0.93517 | 1.2436 | 0.93517 | 1.2436
255004-Low Flow Showerheads | 0 | 0 | 0 | 0 | 0 | 10.5376 | 105.376 | 0 | -0.061377 | 0 | -0.061377 | 0 | 0.17341 | 0 | 0.17341 | 0.93517 | 1.2436 | 0.93517 | 1.2436
255004-Low Flow Showerheads | 0 | 0 | 0 | 0 | 0 | 10.5376 | 105.376 | 0 | -0.061377 | 0 | -0.061377 | 0 | 0.17341 | 0 | 0.17341 | 0.93517 | 1.2436 | 0.93517 | 1.2436
255004-Low Flow Showerheads | 0 | 0 | 0 | 0 | 0 | 10.5376 | 105.376 | 0 | -0.061377 | 0 | -0.061377 | 0 | 0.17341 | 0 | 0.17341 | 0.93517 | 1.2436 | 0.93517 | 1.2436
255004-Low Flow Showerheads | 0 | 0 | 0 | 0 | 0 | 5.2688 | 52.688 | 0 | -0.061377 | 0 | -0.061377 | 0 | 0.17341 | 0 | 0.17341 | 0.93517 | 1.2436 | 0.93517 | 1.2436
255004-Low Flow Showerheads | 0 | 0 | 0 | 0 | 0 | 10.5376 | 105.376 | 0 | -0.061377 | 0 | -0.061377 | 0 | 0.17341 | 0 | 0.17341 | 0.93517 | 1.2436 | 0.93517 | 1.2436
255004-Low Flow Showerheads | 0 | 0 | 0 | 0 | 0 | 10.5376 | 105.376 | 0 | -0.061377 | 0 | -0.061377 | 0 | 0.17341 | 0 | 0.17341 | 0.93517 | 1.2436 | 0.93517 | 1.2436
255004-Low Flow Showerheads | 0 | 0 | 0 | 0 | 0 | 5.2688 | 52.688 | 0 | -0.061377 | 0 | -0.061377 | 0 | 0.17341 | 0 | 0.17341 | 0.93517 | 1.2436 | 0.93517 | 1.2436
255004-Low Flow Showerheads | 0 | 0 | 0 | 0 | 0 | 5.2688 | 52.688 | 0 | -0.061377 | 0 | -0.061377 | 0 | 0.17341 | 0 | 0.17341 | 0.93517 | 1.2436 | 0.93517 | 1.2436
255004-Low Flow Showerheads | 0 | 0 | 0 | 0 | 0 | 10.5376 | 105.376 | 0 | -0.061377 | 0 | -0.061377 | 0 | 0.17341 | 0 | 0.17341 | 0.93517 | 1.2436 | 0.93517 | 1.2436
255004-Low Flow Showerheads | 0 | 0 | 0 | 0 | 0 | 5.2688 | 52.688 | 0 | -0.061377 | 0 | -0.061377 | 0 | 0.17341 | 0 | 0.17341 | 0.93517 | 1.2436 | 0.93517 | 1.2436
255004-Low Flow Showerheads | 0 | 0 | 0 | 0 | 0 | 5.2688 | 52.688 | 0 | -0.061377 | 0 | -0.061377 | 0 | 0.17341 | 0 | 0.17341 | 0.93517 | 1.2436 | 0.93517 | 1.2436
255004-Low Flow Showerheads | 0 | 0 | 0 | 0 | 0 | 5.2688 | 52.688 | 0 | -0.061377 | 0 | -0.061377 | 0 | 0.17341 | 0 | 0.17341 | 0.93517 | 1.2436 | 0.93517 | 1.2436
255004-Low Flow Showerheads | 0 | 0 | 0 | 0 | 0 | 5.2688 | 52.688 | 0 | -0.061377 | 0 | -0.061377 | 0 | 0.17341 | 0 | 0.17341 | 0.93517 | 1.2436 | 0.93517 | 1.2436
255004-Low Flow Showerheads | 0 | 0 | 0 | 0 | 0 | 10.5376 | 105.376 | 0 | -0.061377 | 0 | -0.061377 | 0 | 0.17341 | 0 | 0.17341 | 0.93517 | 1.2436 | 0.93517 | 1.2436
255004-Low Flow Showerheads | 0 | 0 | 0 | 0 | 0 | 5.2688 | 52.688 | 0 | -0.061377 | 0 | -0.061377 | 0 | 0.17341 | 0 | 0.17341 | 0.93517 | 1.2436 | 0.93517 | 1.2436
255004-Low Flow Showerheads | 0 | 0 | 0 | 0 | 0 | 5.2688 | 52.688 | 0 | -0.061377 | 0 | -0.061377 | 0 | 0.17341 | 0 | 0.17341 | 0.93517 | 1.2436 | 0.93517 | 1.2436
255004-Low Flow Showerheads | 0 | 0 | 0 | 0 | 0 | 5.2688 | 52.688 | 0 | -0.061377 | 0 | -0.061377 | 0 | 0.17341 | 0 | 0.17341 | 0.93517 | 1.2436 | 0.93517 | 1.2436
255004-Low Flow Showerheads | 0 | 0 | 0 | 0 | 0 | 10.5376 | 105.376 | 0 | -0.061377 | 0 | -0.061377 | 0 | 0.17341 | 0 | 0.17341 | 0.93517 | 1.2436 | 0.93517 | 1.2436
255004-Low Flow Showerheads | 0 | 0 | 0 | 0 | 0 | 5.2688 | 52.688 | 0 | -0.061377 | 0 | -0.061377 | 0 | 0.17341 | 0 | 0.17341 | 0.93517 | 1.2436 | 0.93517 | 1.2436
255004-Low Flow Showerheads | 0 | 0 | 0 | 0 | 0 | 5.2688 | 52.688 | 0 | -0.061377 | 0 | -0.061377 | 0 | 0.17341 | 0 | 0.17341 | 0.93517 | 1.2436 | 0.93517 | 1.2436
255004-Low Flow Showerheads | 0 | 0 | 0 | 0 | 0 | 5.2688 | 52.688 | 0 | -0.061377 | 0 | -0.061377 | 0 | 0.17341 | 0 | 0.17341 | 0.93517 | 1.2436 | 0.93517 | 1.2436
255004-Low Flow Showerheads | 0 | 0 | 0 | 0 | 0 | 10.5376 | 105.376 | 0 | -0.061377 | 0 | -0.061377 | 0 | 0.17341 | 0 | 0.17341 | 0.93517 | 1.2436 | 0.93517 | 1.2436
255004-Low Flow Showerheads | 0 | 0 | 0 | 0 | 0 | 10.5376 | 105.376 | 0 | -0.061377 | 0 | -0.061377 | 0 | 0.17341 | 0 | 0.17341 | 0.93517 | 1.2436 | 0.93517 | 1.2436
255004-Low Flow Showerheads | 0 | 0 | 0 | 0 | 0 | 10.5376 | 105.376 | 0 | -0.061377 | 0 | -0.061377 | 0 | 0.17341 | 0 | 0.17341 | 0.93517 | 1.2436 | 0.93517 | 1.2436
255004-Low Flow Showerheads | 0 | 0 | 0 | 0 | 0 | 5.2688 | 52.688 | 0 | -0.061377 | 0 | -0.061377 | 0 | 0.17341 | 0 | 0.17341 | 0.93517 | 1.2436 | 0.93517 | 1.2436
255004-Low Flow Showerheads | 0 | 0 | 0 | 0 | 0 | 10.5376 | 105.376 | 0 | -0.061377 | 0 | -0.061377 | 0 | 0.17341 | 0 | 0.17341 | 0.93517 | 1.2436 | 0.93517 | 1.2436
255004-Low Flow Showerheads | 0 | 0 | 0 | 0 | 0 | 5.2688 | 52.688 | 0 | -0.061377 | 0 | -0.061377 | 0 | 0.17341 | 0 | 0.17341 | 0.93517 | 1.2436 | 0.93517 | 1.2436
255004-Low Flow Showerheads | 0 | 0 | 0 | 0 | 0 | 10.5376 | 105.376 | 0 | -0.061377 | 0 | -0.061377 | 0 | 0.17341 | 0 | 0.17341 | 0.93517 | 1.2436 | 0.93517 | 1.2436
255004-Low Flow Showerheads | 0 | 0 | 0 | 0 | 0 | 10.5376 | 105.376 | 0 | -0.061377 | 0 | -0.061377 | 0 | 0.17341 | 0 | 0.17341 | 0.93517 | 1.2436 | 0.93517 | 1.2436
255004-Low Flow Showerheads | 0 | 0 | 0 | 0 | 0 | 5.2688 | 52.688 | 0 | -0.061377 | 0 | -0.061377 | 0 | 0.17341 | 0 | 0.17341 | 0.93517 | 1.2436 | 0.93517 | 1.2436
255004-Low Flow Showerheads | 0 | 0 | 0 | 0 | 0 | 5.2688 | 52.688 | 0 | -0.061377 | 0 | -0.061377 | 0 | 0.17341 | 0 | 0.17341 | 0.93517 | 1.2436 | 0.93517 | 1.2436
255004-Low Flow Showerheads | 0 | 0 | 0 | 0 | 0 | 10.5376 | 105.376 | 0 | -0.061377 | 0 | -0.061377 | 0 | 0.17341 | 0 | 0.17341 | 0.93517 | 1.2436 | 0.93517 | 1.2436
255004-Low Flow Showerheads | 0 | 0 | 0 | 0 | 0 | 10.5376 | 105.376 | 0 | -0.061377 | 0 | -0.061377 | 0 | 0.17341 | 0 | 0.17341 | 0.93517 | 1.2436 | 0.93517 | 1.2436
255004-Low Flow Showerheads | 0 | 0 | 0 | 0 | 0 | 5.2688 | 52.688 | 0 | -0.061377 | 0 | -0.061377 | 0 | 0.17341 | 0 | 0.17341 | 0.93517 | 1.2436 | 0.93517 | 1.2436
255004-Low Flow Showerheads | 0 | 0 | 0 | 0 | 0 | 5.2688 | 52.688 | 0 | -0.061377 | 0 | -0.061377 | 0 | 0.17341 | 0 | 0.17341 | 0.93517 | 1.2436 | 0.93517 | 1.2436
255004-Low Flow Showerheads | 0 | 0 | 0 | 0 | 0 | 5.2688 | 52.688 | 0 | -0.061377 | 0 | -0.061377 | 0 | 0.17341 | 0 | 0.17341 | 0.93517 | 1.2436 | 0.93517 | 1.2436
255004-Low Flow Showerheads | 0 | 0 | 0 | 0 | 0 | 10.5376 | 105.376 | 0 | -0.061377 | 0 | -0.061377 | 0 | 0.17341 | 0 | 0.17341 | 0.93517 | 1.2436 | 0.93517 | 1.2436
255004-Low Flow Showerheads | 0 | 0 | 0 | 0 | 0 | 5.2688 | 52.688 | 0 | -0.061377 | 0 | -0.061377 | 0 | 0.17341 | 0 | 0.17341 | 0.93517 | 1.2436 | 0.93517 | 1.2436
255004-Low Flow Showerheads | 0 | 0 | 0 | 0 | 0 | 5.2688 | 52.688 | 0 | -0.061377 | 0 | -0.061377 | 0 | 0.17341 | 0 | 0.17341 | 0.93517 | 1.2436 | 0.93517 | 1.2436
255004-Low Flow Showerheads | 0 | 0 | 0 | 0 | 0 | 5.2688 | 52.688 | 0 | -0.061377 | 0 | -0.061377 | 0 | 0.17341 | 0 | 0.17341 | 0.93517 | 1.2436 | 0.93517 | 1.2436
255004-Low Flow Showerheads | 0 | 0 | 0 | 0 | 0 | 5.2688 | 52.688 | 0 | -0.061377 | 0 | -0.061377 | 0 | 0.17341 | 0 | 0.17341 | 0.93517 | 1.2436 | 0.93517 | 1.2436
255004-Low Flow Showerheads | 0 | 0 | 0 | 0 | 0 | 10.5376 | 105.376 | 0 | -0.061377 | 0 | -0.061377 | 0 | 0.17341 | 0 | 0.17341 | 0.93517 | 1.2436 | 0.93517 | 1.2436
255004-Low Flow Showerheads | 0 | 0 | 0 | 0 | 0 | 5.2688 | 52.688 | 0 | -0.061377 | 0 | -0.061377 | 0 | 0.17341 | 0 | 0.17341 | 0.93517 | 1.2436 | 0.93517 | 1.2436
255004-Low Flow Showerheads | 0 | 0 | 0 | 0 | 0 | 10.5376 | 105.376 | 0 | -0.061377 | 0 | -0.061377 | 0 | 0.17341 | 0 | 0.17341 | 0.93517 | 1.2436 | 0.93517 | 1.2436
255004-Low Flow Showerheads | 0 | 0 | 0 | 0 | 0 | 10.5376 | 105.376 | 0 | -0.061377 | 0 | -0.061377 | 0 | 0.17341 | 0 | 0.17341 | 0.93517 | 1.2436 | 0.93517 | 1.2436
255004-Low Flow Showerheads | 0 | 0 | 0 | 0 | 0 | 10.5376 | 105.376 | 0 | -0.061377 | 0 | -0.061377 | 0 | 0.17341 | 0 | 0.17341 | 0.93517 | 1.2436 | 0.93517 | 1.2436
255004-Low Flow Showerheads | 0 | 0 | 0 | 0 | 0 | 10.5376 | 105.376 | 0 | -0.061377 | 0 | -0.061377 | 0 | 0.17341 | 0 | 0.17341 | 0.93517 | 1.2436 | 0.93517 | 1.2436
255004-Low Flow Showerheads | 0 | 0 | 0 | 0 | 0 | 10.5376 | 105.376 | 0 | -0.061377 | 0 | -0.061377 | 0 | 0.17341 | 0 | 0.17341 | 0.93517 | 1.2436 | 0.93517 | 1.2436
255004-Low Flow Showerheads | 0 | 0 | 0 | 0 | 0 | 5.2688 | 52.688 | 0 | -0.061377 | 0 | -0.061377 | 0 | 0.17341 | 0 | 0.17341 | 0.93517 | 1.2436 | 0.93517 | 1.2436
255004-Low Flow Showerheads | 0 | 0 | 0 | 0 | 0 | 10.5376 | 105.376 | 0 | -0.061377 | 0 | -0.061377 | 0 | 0.17341 | 0 | 0.17341 | 0.93517 | 1.2436 | 0.93517 | 1.2436
255004-Low Flow Showerheads | 0 | 0 | 0 | 0 | 0 | 5.2688 | 52.688 | 0 | -0.061377 | 0 | -0.061377 | 0 | 0.17341 | 0 | 0.17341 | 0.93517 | 1.2436 | 0.93517 | 1.2436
255004-Low Flow Showerheads | 0 | 0 | 0 | 0 | 0 | 5.2688 | 52.688 | 0 | -0.061377 | 0 | -0.061377 | 0 | 0.17341 | 0 | 0.17341 | 0.93517 | 1.2436 | 0.93517 | 1.2436
255004-Low Flow Showerheads | 0 | 0 | 0 | 0 | 0 | 10.5376 | 105.376 | 0 | -0.061377 | 0 | -0.061377 | 0 | 0.17341 | 0 | 0.17341 | 0.93517 | 1.2436 | 0.93517 | 1.2436
255004-Low Flow Showerheads | 0 | 0 | 0 | 0 | 0 | 10.5376 | 105.376 | 0 | -0.061377 | 0 | -0.061377 | 0 | 0.17341 | 0 | 0.17341 | 0.93517 | 1.2436 | 0.93517 | 1.2436
255004-Low Flow Showerheads | 0 | 0 | 0 | 0 | 0 | 10.5376 | 105.376 | 0 | -0.061377 | 0 | -0.061377 | 0 | 0.17341 | 0 | 0.17341 | 0.93517 | 1.2436 | 0.93517 | 1.2436
255004-Low Flow Showerheads | 0 | 0 | 0 | 0 | 0 | 5.2688 | 52.688 | 0 | -0.061377 | 0 | -0.061377 | 0 | 0.17341 | 0 | 0.17341 | 0.93517 | 1.2436 | 0.93517 | 1.2436
255004-Low Flow Showerheads | 0 | 0 | 0 | 0 | 0 | 10.5376 | 105.376 | 0 | -0.061377 | 0 | -0.061377 | 0 | 0.17341 | 0 | 0.17341 | 0.93517 | 1.2436 | 0.93517 | 1.2436
255004-Low Flow Showerheads | 0 | 0 | 0 | 0 | 0 | 5.2688 | 52.688 | 0 | -0.061377 | 0 | -0.061377 | 0 | 0.17341 | 0 | 0.17341 | 0.93517 | 1.2436 | 0.93517 | 1.2436
255004-Low Flow Showerheads | 0 | 0 | 0 | 0 | 0 | 10.5376 | 105.376 | 0 | -0.061377 | 0 | -0.061377 | 0 | 0.17341 | 0 | 0.17341 | 0.93517 | 1.2436 | 0.93517 | 1.2436
255004-Low Flow Showerheads | 0 | 0 | 0 | 0 | 0 | 10.5376 | 105.376 | 0 | -0.061377 | 0 | -0.061377 | 0 | 0.17341 | 0 | 0.17341 | 0.93517 | 1.2436 | 0.93517 | 1.2436
255004-Low Flow Showerheads | 0 | 0 | 0 | 0 | 0 | 5.2688 | 52.688 | 0 | -0.061377 | 0 | -0.061377 | 0 | 0.17341 | 0 | 0.17341 | 0.93517 | 1.2436 | 0.93517 | 1.2436
255004-Low Flow Showerheads | 0 | 0 | 0 | 0 | 0 | 10.5376 | 105.376 | 0 | -0.061377 | 0 | -0.061377 | 0 | 0.17341 | 0 | 0.17341 | 0.93517 | 1.2436 | 0.93517 | 1.2436
255004-Low Flow Showerheads | 0 | 0 | 0 | 0 | 0 | 10.5376 | 105.376 | 0 | -0.061377 | 0 | -0.061377 | 0 | 0.17341 | 0 | 0.17341 | 0.93517 | 1.2436 | 0.93517 | 1.2436
255004-Low Flow Showerheads | 0 | 0 | 0 | 0 | 0 | 10.5376 | 105.376 | 0 | -0.061377 | 0 | -0.061377 | 0 | 0.17341 | 0 | 0.17341 | 0.93517 | 1.2436 | 0.93517 | 1.2436
255004-Low Flow Showerheads | 0 | 0 | 0 | 0 | 0 | 10.5376 | 105.376 | 0 | -0.061377 | 0 | -0.061377 | 0 | 0.17341 | 0 | 0.17341 | 0.93517 | 1.2436 | 0.93517 | 1.2436
255004-Low Flow Showerheads | 0 | 0 | 0 | 0 | 0 | 10.5376 | 105.376 | 0 | -0.061377 | 0 | -0.061377 | 0 | 0.17341 | 0 | 0.17341 | 0.93517 | 1.2436 | 0.93517 | 1.2436
255004-Low Flow Showerheads | 0 | 0 | 0 | 0 | 0 | 5.2688 | 52.688 | 0 | -0.061377 | 0 | -0.061377 | 0 | 0.17341 | 0 | 0.17341 | 0.93517 | 1.2436 | 0.93517 | 1.2436
255004-Low Flow Showerheads | 0 | 0 | 0 | 0 | 0 | 5.2688 | 52.688 | 0 | -0.061377 | 0 | -0.061377 | 0 | 0.17341 | 0 | 0.17341 | 0.93517 | 1.2436 | 0.93517 | 1.2436
255004-Low Flow Showerheads | 0 | 0 | 0 | 0 | 0 | 5.2688 | 52.688 | 0 | -0.061377 | 0 | -0.061377 | 0 | 0.17341 | 0 | 0.17341 | 0.93517 | 1.2436 | 0.93517 | 1.2436
255004-Low Flow Showerheads | 0 | 0 | 0 | 0 | 0 | 5.2688 | 52.688 | 0 | -0.061377 | 0 | -0.061377 | 0 | 0.17341 | 0 | 0.17341 | 0.93517 | 1.2436 | 0.93517 | 1.2436
255004-Low Flow Showerheads | 0 | 0 | 0 | 0 | 0 | 5.2688 | 52.688 | 0 | -0.061377 | 0 | -0.061377 | 0 | 0.17341 | 0 | 0.17341 | 0.93517 | 1.2436 | 0.93517 | 1.2436
255004-Low Flow Showerheads | 0 | 0 | 0 | 0 | 0 | 10.5376 | 105.376 | 0 | -0.061377 | 0 | -0.061377 | 0 | 0.17341 | 0 | 0.17341 | 0.93517 | 1.2436 | 0.93517 | 1.2436
255004-Low Flow Showerheads | 0 | 0 | 0 | 0 | 0 | 5.2688 | 52.688 | 0 | -0.061377 | 0 | -0.061377 | 0 | 0.17341 | 0 | 0.17341 | 0.93517 | 1.2436 | 0.93517 | 1.2436
255004-Low Flow Showerheads | 0 | 0 | 0 | 0 | 0 | 10.5376 | 105.376 | 0 | -0.061377 | 0 | -0.061377 | 0 | 0.17341 | 0 | 0.17341 | 0.93517 | 1.2436 | 0.93517 | 1.2436
255004-Low Flow Showerheads | 0 | 0 | 0 | 0 | 0 | 10.5376 | 105.376 | 0 | -0.061377 | 0 | -0.061377 | 0 | 0.17341 | 0 | 0.17341 | 0.93517 | 1.2436 | 0.93517 | 1.2436
255004-Low Flow Showerheads | 0 | 0 | 0 | 0 | 0 | 10.5376 | 105.376 | 0 | -0.061377 | 0 | -0.061377 | 0 | 0.17341 | 0 | 0.17341 | 0.93517 | 1.2436 | 0.93517 | 1.2436
255004-Low Flow Showerheads | 0 | 0 | 0 | 0 | 0 | 5.2688 | 52.688 | 0 | -0.061377 | 0 | -0.061377 | 0 | 0.17341 | 0 | 0.17341 | 0.93517 | 1.2436 | 0.93517 | 1.2436
255004-Low Flow Showerheads | 0 | 0 | 0 | 0 | 0 | 5.2688 | 52.688 | 0 | -0.061377 | 0 | -0.061377 | 0 | 0.17341 | 0 | 0.17341 | 0.93517 | 1.2436 | 0.93517 | 1.2436
255004-Low Flow Showerheads | 0 | 0 | 0 | 0 | 0 | 5.2688 | 52.688 | 0 | -0.061377 | 0 | -0.061377 | 0 | 0.17341 | 0 | 0.17341 | 0.93517 | 1.2436 | 0.93517 | 1.2436
255004-Low Flow Showerheads | 0 | 0 | 0 | 0 | 0 | 5.2688 | 52.688 | 0 | -0.061377 | 0 | -0.061377 | 0 | 0.17341 | 0 | 0.17341 | 0.93517 | 1.2436 | 0.93517 | 1.2436
255004-Low Flow Showerheads | 0 | 0 | 0 | 0 | 0 | 5.2688 | 52.688 | 0 | -0.061377 | 0 | -0.061377 | 0 | 0.17341 | 0 | 0.17341 | 0.93517 | 1.2436 | 0.93517 | 1.2436
255004-Low Flow Showerheads | 0 | 0 | 0 | 0 | 0 | 5.2688 | 52.688 | 0 | -0.061377 | 0 | -0.061377 | 0 | 0.17341 | 0 | 0.17341 | 0.93517 | 1.2436 | 0.93517 | 1.2436
255004-Low Flow Showerheads | 0 | 0 | 0 | 0 | 0 | 5.2688 | 52.688 | 0 | -0.061377 | 0 | -0.061377 | 0 | 0.17341 | 0 | 0.17341 | 0.93517 | 1.2436 | 0.93517 | 1.2436
255004-Low Flow Showerheads | 0 | 0 | 0 | 0 | 0 | 10.5376 | 105.376 | 0 | -0.061377 | 0 | -0.061377 | 0 | 0.17341 | 0 | 0.17341 | 0.93517 | 1.2436 | 0.93517 | 1.2436
255004-Low Flow Showerheads | 0 | 0 | 0 | 0 | 0 | 10.5376 | 105.376 | 0 | -0.061377 | 0 | -0.061377 | 0 | 0.17341 | 0 | 0.17341 | 0.93517 | 1.2436 | 0.93517 | 1.2436
255004-Low Flow Showerheads | 0 | 0 | 0 | 0 | 0 | 5.2688 | 52.688 | 0 | -0.061377 | 0 | -0.061377 | 0 | 0.17341 | 0 | 0.17341 | 0.93517 | 1.2436 | 0.93517 | 1.2436
255004-Low Flow Showerheads | 0 | 0 | 0 | 0 | 0 | 10.5376 | 105.376 | 0 | -0.061377 | 0 | -0.061377 | 0 | 0.17341 | 0 | 0.17341 | 0.93517 | 1.2436 | 0.93517 | 1.2436
255004-Low Flow Showerheads | 0 | 0 | 0 | 0 | 0 | 10.5376 | 105.376 | 0 | -0.061377 | 0 | -0.061377 | 0 | 0.17341 | 0 | 0.17341 | 0.93517 | 1.2436 | 0.93517 | 1.2436
255004-Low Flow Showerheads | 0 | 0 | 0 | 0 | 0 | 5.2688 | 52.688 | 0 | -0.061377 | 0 | -0.061377 | 0 | 0.17341 | 0 | 0.17341 | 0.93517 | 1.2436 | 0.93517 | 1.2436
255004-Low Flow Showerheads | 0 | 0 | 0 | 0 | 0 | 5.2688 | 52.688 | 0 | -0.061377 | 0 | -0.061377 | 0 | 0.17341 | 0 | 0.17341 | 0.93517 | 1.2436 | 0.93517 | 1.2436
255004-Low Flow Showerheads | 0 | 0 | 0 | 0 | 0 | 10.5376 | 105.376 | 0 | -0.061377 | 0 | -0.061377 | 0 | 0.17341 | 0 | 0.17341 | 0.93517 | 1.2436 | 0.93517 | 1.2436
255004-Low Flow Showerheads | 0 | 0 | 0 | 0 | 0 | 5.2688 | 52.688 | 0 | -0.061377 | 0 | -0.061377 | 0 | 0.17341 | 0 | 0.17341 | 0.93517 | 1.2436 | 0.93517 | 1.2436
255004-Low Flow Showerheads | 0 | 0 | 0 | 0 | 0 | 10.5376 | 105.376 | 0 | -0.061377 | 0 | -0.061377 | 0 | 0.17341 | 0 | 0.17341 | 0.93517 | 1.2436 | 0.93517 | 1.2436
255004-Low Flow Showerheads | 0 | 0 | 0 | 0 | 0 | 5.2688 | 52.688 | 0 | -0.061377 | 0 | -0.061377 | 0 | 0.17341 | 0 | 0.17341 | 0.93517 | 1.2436 | 0.93517 | 1.2436
255004-Low Flow Showerheads | 0 | 0 | 0 | 0 | 0 | 10.5376 | 105.376 | 0 | -0.061377 | 0 | -0.061377 | 0 | 0.17341 | 0 | 0.17341 | 0.93517 | 1.2436 | 0.93517 | 1.2436
255004-Low Flow Showerheads | 0 | 0 | 0 | 0 | 0 | 10.5376 | 105.376 | 0 | -0.061377 | 0 | -0.061377 | 0 | 0.17341 | 0 | 0.17341 | 0.93517 | 1.2436 | 0.93517 | 1.2436
255004-Low Flow Showerheads | 0 | 0 | 0 | 0 | 0 | 10.5376 | 105.376 | 0 | -0.061377 | 0 | -0.061377 | 0 | 0.17341 | 0 | 0.17341 | 0.93517 | 1.2436 | 0.93517 | 1.2436
255004-Low Flow Showerheads | 0 | 0 | 0 | 0 | 0 | 5.2688 | 52.688 | 0 | -0.061377 | 0 | -0.061377 | 0 | 0.17341 | 0 | 0.17341 | 0.93517 | 1.2436 | 0.93517 | 1.2436
255004-Low Flow Showerheads | 0 | 0 | 0 | 0 | 0 | 10.5376 | 105.376 | 0 | -0.061377 | 0 | -0.061377 | 0 | 0.17341 | 0 | 0.17341 | 0.93517 | 1.2436 | 0.93517 | 1.2436
255004-Low Flow Showerheads | 0 | 0 | 0 | 0 | 0 | 10.5376 | 105.376 | 0 | -0.061377 | 0 | -0.061377 | 0 | 0.17341 | 0 | 0.17341 | 0.93517 | 1.2436 | 0.93517 | 1.2436
255004-Low Flow Showerheads | 0 | 0 | 0 | 0 | 0 | 5.2688 | 52.688 | 0 | -0.061377 | 0 | -0.061377 | 0 | 0.17341 | 0 | 0.17341 | 0.93517 | 1.2436 | 0.93517 | 1.2436
255004-Low Flow Showerheads | 0 | 0 | 0 | 0 | 0 | 5.2688 | 52.688 | 0 | -0.061377 | 0 | -0.061377 | 0 | 0.17341 | 0 | 0.17341 | 0.93517 | 1.2436 | 0.93517 | 1.2436
255004-Low Flow Showerheads | 0 | 0 | 0 | 0 | 0 | 5.2688 | 52.688 | 0 | -0.061377 | 0 | -0.061377 | 0 | 0.17341 | 0 | 0.17341 | 0.93517 | 1.2436 | 0.93517 | 1.2436
255004-Low Flow Showerheads | 0 | 0 | 0 | 0 | 0 | 10.5376 | 105.376 | 0 | -0.061377 | 0 | -0.061377 | 0 | 0.17341 | 0 | 0.17341 | 0.93517 | 1.2436 | 0.93517 | 1.2436
255004-Low Flow Showerheads | 0 | 0 | 0 | 0 | 0 | 10.5376 | 105.376 | 0 | -0.061377 | 0 | -0.061377 | 0 | 0.17341 | 0 | 0.17341 | 0.93517 | 1.2436 | 0.93517 | 1.2436
255004-Low Flow Showerheads | 0 | 0 | 0 | 0 | 0 | 5.2688 | 52.688 | 0 | -0.061377 | 0 | -0.061377 | 0 | 0.17341 | 0 | 0.17341 | 0.93517 | 1.2436 | 0.93517 | 1.2436
255004-Low Flow Showerheads | 0 | 0 | 0 | 0 | 0 | 5.2688 | 52.688 | 0 | -0.061377 | 0 | -0.061377 | 0 | 0.17341 | 0 | 0.17341 | 0.93517 | 1.2436 | 0.93517 | 1.2436
255004-Low Flow Showerheads | 0 | 0 | 0 | 0 | 0 | 10.5376 | 105.376 | 0 | -0.061377 | 0 | -0.061377 | 0 | 0.17341 | 0 | 0.17341 | 0.93517 | 1.2436 | 0.93517 | 1.2436
255004-Low Flow Showerheads | 0 | 0 | 0 | 0 | 0 | 5.2688 | 52.688 | 0 | -0.061377 | 0 | -0.061377 | 0 | 0.17341 | 0 | 0.17341 | 0.93517 | 1.2436 | 0.93517 | 1.2436
255004-Low Flow Showerheads | 0 | 0 | 0 | 0 | 0 | 5.2688 | 52.688 | 0 | -0.061377 | 0 | -0.061377 | 0 | 0.17341 | 0 | 0.17341 | 0.93517 | 1.2436 | 0.93517 | 1.2436
255004-Low Flow Showerheads | 0 | 0 | 0 | 0 | 0 | 10.5376 | 105.376 | 0 | -0.061377 | 0 | -0.061377 | 0 | 0.17341 | 0 | 0.17341 | 0.93517 | 1.2436 | 0.93517 | 1.2436
255004-Low Flow Showerheads | 0 | 0 | 0 | 0 | 0 | 10.5376 | 105.376 | 0 | -0.061377 | 0 | -0.061377 | 0 | 0.17341 | 0 | 0.17341 | 0.93517 | 1.2436 | 0.93517 | 1.2436
255004-Low Flow Showerheads | 0 | 0 | 0 | 0 | 0 | 10.5376 | 105.376 | 0 | -0.061377 | 0 | -0.061377 | 0 | 0.17341 | 0 | 0.17341 | 0.93517 | 1.2436 | 0.93517 | 1.2436
255004-Low Flow Showerheads | 0 | 0 | 0 | 0 | 0 | 5.2688 | 52.688 | 0 | -0.061377 | 0 | -0.061377 | 0 | 0.17341 | 0 | 0.17341 | 0.93517 | 1.2436 | 0.93517 | 1.2436
255004-Low Flow Showerheads | 0 | 0 | 0 | 0 | 0 | 5.2688 | 52.688 | 0 | -0.061377 | 0 | -0.061377 | 0 | 0.17341 | 0 | 0.17341 | 0.93517 | 1.2436 | 0.93517 | 1.2436
255004-Low Flow Showerheads | 0 | 0 | 0 | 0 | 0 | 10.5376 | 105.376 | 0 | -0.061377 | 0 | -0.061377 | 0 | 0.17341 | 0 | 0.17341 | 0.93517 | 1.2436 | 0.93517 | 1.2436
255004-Low Flow Showerheads | 0 | 0 | 0 | 0 | 0 | 5.2688 | 52.688 | 0 | -0.061377 | 0 | -0.061377 | 0 | 0.17341 | 0 | 0.17341 | 0.93517 | 1.2436 | 0.93517 | 1.2436
255004-Low Flow Showerheads | 0 | 0 | 0 | 0 | 0 | 5.2688 | 52.688 | 0 | -0.061377 | 0 | -0.061377 | 0 | 0.17341 | 0 | 0.17341 | 0.93517 | 1.2436 | 0.93517 | 1.2436
255004-Low Flow Showerheads | 0 | 0 | 0 | 0 | 0 | 5.2688 | 52.688 | 0 | -0.061377 | 0 | -0.061377 | 0 | 0.17341 | 0 | 0.17341 | 0.93517 | 1.2436 | 0.93517 | 1.2436
255004-Low Flow Showerheads | 0 | 0 | 0 | 0 | 0 | 5.2688 | 52.688 | 0 | -0.061377 | 0 | -0.061377 | 0 | 0.17341 | 0 | 0.17341 | 0.93517 | 1.2436 | 0.93517 | 1.2436
255004-Low Flow Showerheads | 0 | 0 | 0 | 0 | 0 | 5.2688 | 52.688 | 0 | -0.061377 | 0 | -0.061377 | 0 | 0.17341 | 0 | 0.17341 | 0.93517 | 1.2436 | 0.93517 | 1.2436
255004-Low Flow Showerheads | 0 | 0 | 0 | 0 | 0 | 5.2688 | 52.688 | 0 | -0.061377 | 0 | -0.061377 | 0 | 0.17341 | 0 | 0.17341 | 0.93517 | 1.2436 | 0.93517 | 1.2436
255004-Low Flow Showerheads | 0 | 0 | 0 | 0 | 0 | 5.2688 | 52.688 | 0 | -0.061377 | 0 | -0.061377 | 0 | 0.17341 | 0 | 0.17341 | 0.93517 | 1.2436 | 0.93517 | 1.2436
255004-Low Flow Showerheads | 0 | 0 | 0 | 0 | 0 | 10.5376 | 105.376 | 0 | -0.061377 | 0 | -0.061377 | 0 | 0.17341 | 0 | 0.17341 | 0.93517 | 1.2436 | 0.93517 | 1.2436
255004-Low Flow Showerheads | 0 | 0 | 0 | 0 | 0 | 10.5376 | 105.376 | 0 | -0.061377 | 0 | -0.061377 | 0 | 0.17341 | 0 | 0.17341 | 0.93517 | 1.2436 | 0.93517 | 1.2436
255004-Low Flow Showerheads | 0 | 0 | 0 | 0 | 0 | 5.2688 | 52.688 | 0 | -0.061377 | 0 | -0.061377 | 0 | 0.17341 | 0 | 0.17341 | 0.93517 | 1.2436 | 0.93517 | 1.2436
255004-Low Flow Showerheads | 0 | 0 | 0 | 0 | 0 | 10.5376 | 105.376 | 0 | -0.061377 | 0 | -0.061377 | 0 | 0.17341 | 0 | 0.17341 | 0.93517 | 1.2436 | 0.93517 | 1.2436
255004-Low Flow Showerheads | 0 | 0 | 0 | 0 | 0 | 5.2688 | 52.688 | 0 | -0.061377 | 0 | -0.061377 | 0 | 0.17341 | 0 | 0.17341 | 0.93517 | 1.2436 | 0.93517 | 1.2436
255004-Low Flow Showerheads | 0 | 0 | 0 | 0 | 0 | 5.2688 | 52.688 | 0 | -0.061377 | 0 | -0.061377 | 0 | 0.17341 | 0 | 0.17341 | 0.93517 | 1.2436 | 0.93517 | 1.2436
255004-Low Flow Showerheads | 0 | 0 | 0 | 0 | 0 | 5.2688 | 52.688 | 0 | -0.061377 | 0 | -0.061377 | 0 | 0.17341 | 0 | 0.17341 | 0.93517 | 1.2436 | 0.93517 | 1.2436
255004-Low Flow Showerheads | 0 | 0 | 0 | 0 | 0 | 10.5376 | 105.376 | 0 | -0.061377 | 0 | -0.061377 | 0 | 0.17341 | 0 | 0.17341 | 0.93517 | 1.2436 | 0.93517 | 1.2436
255004-Low Flow Showerheads | 0 | 0 | 0 | 0 | 0 | 5.2688 | 52.688 | 0 | -0.061377 | 0 | -0.061377 | 0 | 0.17341 | 0 | 0.17341 | 0.93517 | 1.2436 | 0.93517 | 1.2436
255004-Low Flow Showerheads | 0 | 0 | 0 | 0 | 0 | 5.2688 | 52.688 | 0 | -0.061377 | 0 | -0.061377 | 0 | 0.17341 | 0 | 0.17341 | 0.93517 | 1.2436 | 0.93517 | 1.2436
255004-Low Flow Showerheads | 0 | 0 | 0 | 0 | 0 | 10.5376 | 105.376 | 0 | -0.061377 | 0 | -0.061377 | 0 | 0.17341 | 0 | 0.17341 | 0.93517 | 1.2436 | 0.93517 | 1.2436
255004-Low Flow Showerheads | 0 | 0 | 0 | 0 | 0 | 10.5376 | 105.376 | 0 | -0.061377 | 0 | -0.061377 | 0 | 0.17341 | 0 | 0.17341 | 0.93517 | 1.2436 | 0.93517 | 1.2436
255004-Low Flow Showerheads | 0 | 0 | 0 | 0 | 0 | 5.2688 | 52.688 | 0 | -0.061377 | 0 | -0.061377 | 0 | 0.17341 | 0 | 0.17341 | 0.93517 | 1.2436 | 0.93517 | 1.2436
255004-Low Flow Showerheads | 0 | 0 | 0 | 0 | 0 | 5.2688 | 52.688 | 0 | -0.061377 | 0 | -0.061377 | 0 | 0.17341 | 0 | 0.17341 | 0.93517 | 1.2436 | 0.93517 | 1.2436
255004-Low Flow Showerheads | 0 | 0 | 0 | 0 | 0 | 5.2688 | 52.688 | 0 | -0.061377 | 0 | -0.061377 | 0 | 0.17341 | 0 | 0.17341 | 0.93517 | 1.2436 | 0.93517 | 1.2436
255004-Low Flow Showerheads | 0 | 0 | 0 | 0 | 0 | 10.5376 | 105.376 | 0 | -0.061377 | 0 | -0.061377 | 0 | 0.17341 | 0 | 0.17341 | 0.93517 | 1.2436 | 0.93517 | 1.2436
255004-Low Flow Showerheads | 0 | 0 | 0 | 0 | 0 | 10.5376 | 105.376 | 0 | -0.061377 | 0 | -0.061377 | 0 | 0.17341 | 0 | 0.17341 | 0.93517 | 1.2436 | 0.93517 | 1.2436
255004-Low Flow Showerheads | 0 | 0 | 0 | 0 | 0 | 10.5376 | 105.376 | 0 | -0.061377 | 0 | -0.061377 | 0 | 0.17341 | 0 | 0.17341 | 0.93517 | 1.2436 | 0.93517 | 1.2436
255004-Low Flow Showerheads | 0 | 0 | 0 | 0 | 0 | 5.2688 | 52.688 | 0 | -0.061377 | 0 | -0.061377 | 0 | 0.17341 | 0 | 0.17341 | 0.93517 | 1.2436 | 0.93517 | 1.2436
255004-Low Flow Showerheads | 0 | 0 | 0 | 0 | 0 | 10.5376 | 105.376 | 0 | -0.061377 | 0 | -0.061377 | 0 | 0.17341 | 0 | 0.17341 | 0.93517 | 1.2436 | 0.93517 | 1.2436
255004-Low Flow Showerheads | 0 | 0 | 0 | 0 | 0 | 5.2688 | 52.688 | 0 | -0.061377 | 0 | -0.061377 | 0 | 0.17341 | 0 | 0.17341 | 0.93517 | 1.2436 | 0.93517 | 1.2436
255004-Low Flow Showerheads | 0 | 0 | 0 | 0 | 0 | 10.5376 | 105.376 | 0 | -0.061377 | 0 | -0.061377 | 0 | 0.17341 | 0 | 0.17341 | 0.93517 | 1.2436 | 0.93517 | 1.2436
255004-Low Flow Showerheads | 0 | 0 | 0 | 0 | 0 | 5.2688 | 52.688 | 0 | -0.061377 | 0 | -0.061377 | 0 | 0.17341 | 0 | 0.17341 | 0.93517 | 1.2436 | 0.93517 | 1.2436
255004-Low Flow Showerheads | 0 | 0 | 0 | 0 | 0 | 10.5376 | 105.376 | 0 | -0.061377 | 0 | -0.061377 | 0 | 0.17341 | 0 | 0.17341 | 0.93517 | 1.2436 | 0.93517 | 1.2436
255004-Low Flow Showerheads | 0 | 0 | 0 | 0 | 0 | 5.2688 | 52.688 | 0 | -0.061377 | 0 | -0.061377 | 0 | 0.17341 | 0 | 0.17341 | 0.93517 | 1.2436 | 0.93517 | 1.2436
255004-Low Flow Showerheads | 0 | 0 | 0 | 0 | 0 | 5.2688 | 52.688 | 0 | -0.061377 | 0 | -0.061377 | 0 | 0.17341 | 0 | 0.17341 | 0.93517 | 1.2436 | 0.93517 | 1.2436
255004-Low Flow Showerheads | 0 | 0 | 0 | 0 | 0 | 10.5376 | 105.376 | 0 | -0.061377 | 0 | -0.061377 | 0 | 0.17341 | 0 | 0.17341 | 0.93517 | 1.2436 | 0.93517 | 1.2436
255004-Low Flow Showerheads | 0 | 0 | 0 | 0 | 0 | 10.5376 | 105.376 | 0 | -0.061377 | 0 | -0.061377 | 0 | 0.17341 | 0 | 0.17341 | 0.93517 | 1.2436 | 0.93517 | 1.2436
255004-Low Flow Showerheads | 0 | 0 | 0 | 0 | 0 | 5.2688 | 52.688 | 0 | -0.061377 | 0 | -0.061377 | 0 | 0.17341 | 0 | 0.17341 | 0.93517 | 1.2436 | 0.93517 | 1.2436
255004-Low Flow Showerheads | 0 | 0 | 0 | 0 | 0 | 10.5376 | 105.376 | 0 | -0.061377 | 0 | -0.061377 | 0 | 0.17341 | 0 | 0.17341 | 0.93517 | 1.2436 | 0.93517 | 1.2436
255004-Low Flow Showerheads | 0 | 0 | 0 | 0 | 0 | 5.2688 | 52.688 | 0 | -0.061377 | 0 | -0.061377 | 0 | 0.17341 | 0 | 0.17341 | 0.93517 | 1.2436 | 0.93517 | 1.2436
255004-Low Flow Showerheads | 0 | 0 | 0 | 0 | 0 | 10.5376 | 105.376 | 0 | -0.061377 | 0 | -0.061377 | 0 | 0.17341 | 0 | 0.17341 | 0.93517 | 1.2436 | 0.93517 | 1.2436
255004-Low Flow Showerheads | 0 | 0 | 0 | 0 | 0 | 5.2688 | 52.688 | 0 | -0.061377 | 0 | -0.061377 | 0 | 0.17341 | 0 | 0.17341 | 0.93517 | 1.2436 | 0.93517 | 1.2436
255004-Low Flow Showerheads | 0 | 0 | 0 | 0 | 0 | 5.2688 | 52.688 | 0 | -0.061377 | 0 | -0.061377 | 0 | 0.17341 | 0 | 0.17341 | 0.93517 | 1.2436 | 0.93517 | 1.2436
255004-Low Flow Showerheads | 0 | 0 | 0 | 0 | 0 | 10.5376 | 105.376 | 0 | -0.061377 | 0 | -0.061377 | 0 | 0.17341 | 0 | 0.17341 | 0.93517 | 1.2436 | 0.93517 | 1.2436
255004-Low Flow Showerheads | 0 | 0 | 0 | 0 | 0 | 10.5376 | 105.376 | 0 | -0.061377 | 0 | -0.061377 | 0 | 0.17341 | 0 | 0.17341 | 0.93517 | 1.2436 | 0.93517 | 1.2436
255004-Low Flow Showerheads | 0 | 0 | 0 | 0 | 0 | 5.2688 | 52.688 | 0 | -0.061377 | 0 | -0.061377 | 0 | 0.17341 | 0 | 0.17341 | 0.93517 | 1.2436 | 0.93517 | 1.2436
255004-Low Flow Showerheads | 0 | 0 | 0 | 0 | 0 | 5.2688 | 52.688 | 0 | -0.061377 | 0 | -0.061377 | 0 | 0.17341 | 0 | 0.17341 | 0.93517 | 1.2436 | 0.93517 | 1.2436
255004-Low Flow Showerheads | 0 | 0 | 0 | 0 | 0 | 5.2688 | 52.688 | 0 | -0.061377 | 0 | -0.061377 | 0 | 0.17341 | 0 | 0.17341 | 0.93517 | 1.2436 | 0.93517 | 1.2436
255004-Low Flow Showerheads | 0 | 0 | 0 | 0 | 0 | 10.5376 | 105.376 | 0 | -0.061377 | 0 | -0.061377 | 0 | 0.17341 | 0 | 0.17341 | 0.93517 | 1.2436 | 0.93517 | 1.2436
255004-Low Flow Showerheads | 0 | 0 | 0 | 0 | 0 | 5.2688 | 52.688 | 0 | -0.061377 | 0 | -0.061377 | 0 | 0.17341 | 0 | 0.17341 | 0.93517 | 1.2436 | 0.93517 | 1.2436
255004-Low Flow Showerheads | 0 | 0 | 0 | 0 | 0 | 5.2688 | 52.688 | 0 | -0.061377 | 0 | -0.061377 | 0 | 0.17341 | 0 | 0.17341 | 0.93517 | 1.2436 | 0.93517 | 1.2436
255004-Low Flow Showerheads | 0 | 0 | 0 | 0 | 0 | 10.5376 | 105.376 | 0 | -0.061377 | 0 | -0.061377 | 0 | 0.17341 | 0 | 0.17341 | 0.93517 | 1.2436 | 0.93517 | 1.2436
255004-Low Flow Showerheads | 0 | 0 | 0 | 0 | 0 | 5.2688 | 52.688 | 0 | -0.061377 | 0 | -0.061377 | 0 | 0.17341 | 0 | 0.17341 | 0.93517 | 1.2436 | 0.93517 | 1.2436
255004-Low Flow Showerheads | 0 | 0 | 0 | 0 | 0 | 10.5376 | 105.376 | 0 | -0.061377 | 0 | -0.061377 | 0 | 0.17341 | 0 | 0.17341 | 0.93517 | 1.2436 | 0.93517 | 1.2436
255004-Low Flow Showerheads | 0 | 0 | 0 | 0 | 0 | 10.5376 | 105.376 | 0 | -0.061377 | 0 | -0.061377 | 0 | 0.17341 | 0 | 0.17341 | 0.93517 | 1.2436 | 0.93517 | 1.2436
255004-Low Flow Showerheads | 0 | 0 | 0 | 0 | 0 | 10.5376 | 105.376 | 0 | -0.061377 | 0 | -0.061377 | 0 | 0.17341 | 0 | 0.17341 | 0.93517 | 1.2436 | 0.93517 | 1.2436
255004-Low Flow Showerheads | 0 | 0 | 0 | 0 | 0 | 5.2688 | 52.688 | 0 | -0.061377 | 0 | -0.061377 | 0 | 0.17341 | 0 | 0.17341 | 0.93517 | 1.2436 | 0.93517 | 1.2436
255004-Low Flow Showerheads | 0 | 0 | 0 | 0 | 0 | 5.2688 | 52.688 | 0 | -0.061377 | 0 | -0.061377 | 0 | 0.17341 | 0 | 0.17341 | 0.93517 | 1.2436 | 0.93517 | 1.2436
255004-Low Flow Showerheads | 0 | 0 | 0 | 0 | 0 | 5.2688 | 52.688 | 0 | -0.061377 | 0 | -0.061377 | 0 | 0.17341 | 0 | 0.17341 | 0.93517 | 1.2436 | 0.93517 | 1.2436
255004-Low Flow Showerheads | 0 | 0 | 0 | 0 | 0 | 5.2688 | 52.688 | 0 | -0.061377 | 0 | -0.061377 | 0 | 0.17341 | 0 | 0.17341 | 0.93517 | 1.2436 | 0.93517 | 1.2436
255004-Low Flow Showerheads | 0 | 0 | 0 | 0 | 0 | 5.2688 | 52.688 | 0 | -0.061377 | 0 | -0.061377 | 0 | 0.17341 | 0 | 0.17341 | 0.93517 | 1.2436 | 0.93517 | 1.2436
255004-Low Flow Showerheads | 0 | 0 | 0 | 0 | 0 | 5.2688 | 52.688 | 0 | -0.061377 | 0 | -0.061377 | 0 | 0.17341 | 0 | 0.17341 | 0.93517 | 1.2436 | 0.93517 | 1.2436
255004-Low Flow Showerheads | 0 | 0 | 0 | 0 | 0 | 10.5376 | 105.376 | 0 | -0.061377 | 0 | -0.061377 | 0 | 0.17341 | 0 | 0.17341 | 0.93517 | 1.2436 | 0.93517 | 1.2436
255004-Low Flow Showerheads | 0 | 0 | 0 | 0 | 0 | 10.5376 | 105.376 | 0 | -0.061377 | 0 | -0.061377 | 0 | 0.17341 | 0 | 0.17341 | 0.93517 | 1.2436 | 0.93517 | 1.2436
255004-Low Flow Showerheads | 0 | 0 | 0 | 0 | 0 | 10.5376 | 105.376 | 0 | -0.061377 | 0 | -0.061377 | 0 | 0.17341 | 0 | 0.17341 | 0.93517 | 1.2436 | 0.93517 | 1.2436
255004-Low Flow Showerheads | 0 | 0 | 0 | 0 | 0 | 5.2688 | 52.688 | 0 | -0.061377 | 0 | -0.061377 | 0 | 0.17341 | 0 | 0.17341 | 0.93517 | 1.2436 | 0.93517 | 1.2436
255004-Low Flow Showerheads | 0 | 0 | 0 | 0 | 0 | 10.5376 | 105.376 | 0 | -0.061377 | 0 | -0.061377 | 0 | 0.17341 | 0 | 0.17341 | 0.93517 | 1.2436 | 0.93517 | 1.2436
255004-Low Flow Showerheads | 0 | 0 | 0 | 0 | 0 | 10.5376 | 105.376 | 0 | -0.061377 | 0 | -0.061377 | 0 | 0.17341 | 0 | 0.17341 | 0.93517 | 1.2436 | 0.93517 | 1.2436
255004-Low Flow Showerheads | 0 | 0 | 0 | 0 | 0 | 5.2688 | 52.688 | 0 | -0.061377 | 0 | -0.061377 | 0 | 0.17341 | 0 | 0.17341 | 0.93517 | 1.2436 | 0.93517 | 1.2436
255004-Low Flow Showerheads | 0 | 0 | 0 | 0 | 0 | 5.2688 | 52.688 | 0 | -0.061377 | 0 | -0.061377 | 0 | 0.17341 | 0 | 0.17341 | 0.93517 | 1.2436 | 0.93517 | 1.2436
255004-Low Flow Showerheads | 0 | 0 | 0 | 0 | 0 | 5.2688 | 52.688 | 0 | -0.061377 | 0 | -0.061377 | 0 | 0.17341 | 0 | 0.17341 | 0.93517 | 1.2436 | 0.93517 | 1.2436
255004-Low Flow Showerheads | 0 | 0 | 0 | 0 | 0 | 10.5376 | 105.376 | 0 | -0.061377 | 0 | -0.061377 | 0 | 0.17341 | 0 | 0.17341 | 0.93517 | 1.2436 | 0.93517 | 1.2436
255004-Low Flow Showerheads | 0 | 0 | 0 | 0 | 0 | 5.2688 | 52.688 | 0 | -0.061377 | 0 | -0.061377 | 0 | 0.17341 | 0 | 0.17341 | 0.93517 | 1.2436 | 0.93517 | 1.2436
255004-Low Flow Showerheads | 0 | 0 | 0 | 0 | 0 | 5.2688 | 52.688 | 0 | -0.061377 | 0 | -0.061377 | 0 | 0.17341 | 0 | 0.17341 | 0.93517 | 1.2436 | 0.93517 | 1.2436
255004-Low Flow Showerheads | 0 | 0 | 0 | 0 | 0 | 10.5376 | 105.376 | 0 | -0.061377 | 0 | -0.061377 | 0 | 0.17341 | 0 | 0.17341 | 0.93517 | 1.2436 | 0.93517 | 1.2436
255004-Low Flow Showerheads | 0 | 0 | 0 | 0 | 0 | 10.5376 | 105.376 | 0 | -0.061377 | 0 | -0.061377 | 0 | 0.17341 | 0 | 0.17341 | 0.93517 | 1.2436 | 0.93517 | 1.2436
255004-Low Flow Showerheads | 0 | 0 | 0 | 0 | 0 | 5.2688 | 52.688 | 0 | -0.061377 | 0 | -0.061377 | 0 | 0.17341 | 0 | 0.17341 | 0.93517 | 1.2436 | 0.93517 | 1.2436
255004-Low Flow Showerheads | 0 | 0 | 0 | 0 | 0 | 5.2688 | 52.688 | 0 | -0.061377 | 0 | -0.061377 | 0 | 0.17341 | 0 | 0.17341 | 0.93517 | 1.2436 | 0.93517 | 1.2436
255004-Low Flow Showerheads | 0 | 0 | 0 | 0 | 0 | 5.2688 | 52.688 | 0 | -0.061377 | 0 | -0.061377 | 0 | 0.17341 | 0 | 0.17341 | 0.93517 | 1.2436 | 0.93517 | 1.2436
255004-Low Flow Showerheads | 0 | 0 | 0 | 0 | 0 | 5.2688 | 52.688 | 0 | -0.061377 | 0 | -0.061377 | 0 | 0.17341 | 0 | 0.17341 | 0.93517 | 1.2436 | 0.93517 | 1.2436
255004-Low Flow Showerheads | 0 | 0 | 0 | 0 | 0 | 10.5376 | 105.376 | 0 | -0.061377 | 0 | -0.061377 | 0 | 0.17341 | 0 | 0.17341 | 0.93517 | 1.2436 | 0.93517 | 1.2436
255004-Low Flow Showerheads | 0 | 0 | 0 | 0 | 0 | 5.2688 | 52.688 | 0 | -0.061377 | 0 | -0.061377 | 0 | 0.17341 | 0 | 0.17341 | 0.93517 | 1.2436 | 0.93517 | 1.2436
255004-Low Flow Showerheads | 0 | 0 | 0 | 0 | 0 | 10.5376 | 105.376 | 0 | -0.061377 | 0 | -0.061377 | 0 | 0.17341 | 0 | 0.17341 | 0.93517 | 1.2436 | 0.93517 | 1.2436
255004-Low Flow Showerheads | 0 | 0 | 0 | 0 | 0 | 5.2688 | 52.688 | 0 | -0.061377 | 0 | -0.061377 | 0 | 0.17341 | 0 | 0.17341 | 0.93517 | 1.2436 | 0.93517 | 1.2436
255004-Low Flow Showerheads | 0 | 0 | 0 | 0 | 0 | 5.2688 | 52.688 | 0 | -0.061377 | 0 | -0.061377 | 0 | 0.17341 | 0 | 0.17341 | 0.93517 | 1.2436 | 0.93517 | 1.2436
255004-Low Flow Showerheads | 0 | 0 | 0 | 0 | 0 | 5.2688 | 52.688 | 0 | -0.061377 | 0 | -0.061377 | 0 | 0.17341 | 0 | 0.17341 | 0.93517 | 1.2436 | 0.93517 | 1.2436
255004-Low Flow Showerheads | 0 | 0 | 0 | 0 | 0 | 10.5376 | 105.376 | 0 | -0.061377 | 0 | -0.061377 | 0 | 0.17341 | 0 | 0.17341 | 0.93517 | 1.2436 | 0.93517 | 1.2436
255004-Low Flow Showerheads | 0 | 0 | 0 | 0 | 0 | 5.2688 | 52.688 | 0 | -0.061377 | 0 | -0.061377 | 0 | 0.17341 | 0 | 0.17341 | 0.93517 | 1.2436 | 0.93517 | 1.2436
255004-Low Flow Showerheads | 0 | 0 | 0 | 0 | 0 | 10.5376 | 105.376 | 0 | -0.061377 | 0 | -0.061377 | 0 | 0.17341 | 0 | 0.17341 | 0.93517 | 1.2436 | 0.93517 | 1.2436
255004-Low Flow Showerheads | 0 | 0 | 0 | 0 | 0 | 5.2688 | 52.688 | 0 | -0.061377 | 0 | -0.061377 | 0 | 0.17341 | 0 | 0.17341 | 0.93517 | 1.2436 | 0.93517 | 1.2436
255004-Low Flow Showerheads | 0 | 0 | 0 | 0 | 0 | 5.2688 | 52.688 | 0 | -0.061377 | 0 | -0.061377 | 0 | 0.17341 | 0 | 0.17341 | 0.93517 | 1.2436 | 0.93517 | 1.2436
255004-Low Flow Showerheads | 0 | 0 | 0 | 0 | 0 | 10.5376 | 105.376 | 0 | -0.061377 | 0 | -0.061377 | 0 | 0.17341 | 0 | 0.17341 | 0.93517 | 1.2436 | 0.93517 | 1.2436
255004-Low Flow Showerheads | 0 | 0 | 0 | 0 | 0 | 15.8064 | 158.064 | 0 | -0.061377 | 0 | -0.061377 | 0 | 0.17341 | 0 | 0.17341 | 0.93517 | 1.2436 | 0.93517 | 1.2436
255004-Low Flow Showerheads | 0 | 0 | 0 | 0 | 0 | 10.5376 | 105.376 | 0 | -0.061377 | 0 | -0.061377 | 0 | 0.17341 | 0 | 0.17341 | 0.93517 | 1.2436 | 0.93517 | 1.2436
255004-Low Flow Showerheads | 0 | 0 | 0 | 0 | 0 | 5.2688 | 52.688 | 0 | -0.061377 | 0 | -0.061377 | 0 | 0.17341 | 0 | 0.17341 | 0.93517 | 1.2436 | 0.93517 | 1.2436
255004-Low Flow Showerheads | 0 | 0 | 0 | 0 | 0 | 5.2688 | 52.688 | 0 | -0.061377 | 0 | -0.061377 | 0 | 0.17341 | 0 | 0.17341 | 0.93517 | 1.2436 | 0.93517 | 1.2436
255004-Low Flow Showerheads | 0 | 0 | 0 | 0 | 0 | 5.2688 | 52.688 | 0 | -0.061377 | 0 | -0.061377 | 0 | 0.17341 | 0 | 0.17341 | 0.93517 | 1.2436 | 0.93517 | 1.2436
255004-Low Flow Showerheads | 0 | 0 | 0 | 0 | 0 | 10.5376 | 105.376 | 0 | -0.061377 | 0 | -0.061377 | 0 | 0.17341 | 0 | 0.17341 | 0.93517 | 1.2436 | 0.93517 | 1.2436
255004-Low Flow Showerheads | 0 | 0 | 0 | 0 | 0 | 5.2688 | 52.688 | 0 | -0.061377 | 0 | -0.061377 | 0 | 0.17341 | 0 | 0.17341 | 0.93517 | 1.2436 | 0.93517 | 1.2436
255004-Low Flow Showerheads | 0 | 0 | 0 | 0 | 0 | 10.5376 | 105.376 | 0 | -0.061377 | 0 | -0.061377 | 0 | 0.17341 | 0 | 0.17341 | 0.93517 | 1.2436 | 0.93517 | 1.2436
255004-Low Flow Showerheads | 0 | 0 | 0 | 0 | 0 | 5.2688 | 52.688 | 0 | -0.061377 | 0 | -0.061377 | 0 | 0.17341 | 0 | 0.17341 | 0.93517 | 1.2436 | 0.93517 | 1.2436
255004-Low Flow Showerheads | 0 | 0 | 0 | 0 | 0 | 10.5376 | 105.376 | 0 | -0.061377 | 0 | -0.061377 | 0 | 0.17341 | 0 | 0.17341 | 0.93517 | 1.2436 | 0.93517 | 1.2436
255004-Low Flow Showerheads | 0 | 0 | 0 | 0 | 0 | 5.2688 | 52.688 | 0 | -0.061377 | 0 | -0.061377 | 0 | 0.17341 | 0 | 0.17341 | 0.93517 | 1.2436 | 0.93517 | 1.2436
255004-Low Flow Showerheads | 0 | 0 | 0 | 0 | 0 | 5.2688 | 52.688 | 0 | -0.061377 | 0 | -0.061377 | 0 | 0.17341 | 0 | 0.17341 | 0.93517 | 1.2436 | 0.93517 | 1.2436
255004-Low Flow Showerheads | 0 | 0 | 0 | 0 | 0 | 5.2688 | 52.688 | 0 | -0.061377 | 0 | -0.061377 | 0 | 0.17341 | 0 | 0.17341 | 0.93517 | 1.2436 | 0.93517 | 1.2436
255004-Low Flow Showerheads | 0 | 0 | 0 | 0 | 0 | 5.2688 | 52.688 | 0 | -0.061377 | 0 | -0.061377 | 0 | 0.17341 | 0 | 0.17341 | 0.93517 | 1.2436 | 0.93517 | 1.2436
255004-Low Flow Showerheads | 0 | 0 | 0 | 0 | 0 | 5.2688 | 52.688 | 0 | -0.061377 | 0 | -0.061377 | 0 | 0.17341 | 0 | 0.17341 | 0.93517 | 1.2436 | 0.93517 | 1.2436
255004-Low Flow Showerheads | 0 | 0 | 0 | 0 | 0 | 10.5376 | 105.376 | 0 | -0.061377 | 0 | -0.061377 | 0 | 0.17341 | 0 | 0.17341 | 0.93517 | 1.2436 | 0.93517 | 1.2436
255004-Low Flow Showerheads | 0 | 0 | 0 | 0 | 0 | 10.5376 | 105.376 | 0 | -0.061377 | 0 | -0.061377 | 0 | 0.17341 | 0 | 0.17341 | 0.93517 | 1.2436 | 0.93517 | 1.2436
255004-Low Flow Showerheads | 0 | 0 | 0 | 0 | 0 | 5.2688 | 52.688 | 0 | -0.061377 | 0 | -0.061377 | 0 | 0.17341 | 0 | 0.17341 | 0.93517 | 1.2436 | 0.93517 | 1.2436
255004-Low Flow Showerheads | 0 | 0 | 0 | 0 | 0 | 5.2688 | 52.688 | 0 | -0.061377 | 0 | -0.061377 | 0 | 0.17341 | 0 | 0.17341 | 0.93517 | 1.2436 | 0.93517 | 1.2436
255004-Low Flow Showerheads | 0 | 0 | 0 | 0 | 0 | 10.5376 | 105.376 | 0 | -0.061377 | 0 | -0.061377 | 0 | 0.17341 | 0 | 0.17341 | 0.93517 | 1.2436 | 0.93517 | 1.2436
255004-Low Flow Showerheads | 0 | 0 | 0 | 0 | 0 | 5.2688 | 52.688 | 0 | -0.061377 | 0 | -0.061377 | 0 | 0.17341 | 0 | 0.17341 | 0.93517 | 1.2436 | 0.93517 | 1.2436
255004-Low Flow Showerheads | 0 | 0 | 0 | 0 | 0 | 5.2688 | 52.688 | 0 | -0.061377 | 0 | -0.061377 | 0 | 0.17341 | 0 | 0.17341 | 0.93517 | 1.2436 | 0.93517 | 1.2436
255004-Low Flow Showerheads | 0 | 0 | 0 | 0 | 0 | 5.2688 | 52.688 | 0 | -0.061377 | 0 | -0.061377 | 0 | 0.17341 | 0 | 0.17341 | 0.93517 | 1.2436 | 0.93517 | 1.2436
255004-Low Flow Showerheads | 0 | 0 | 0 | 0 | 0 | 10.5376 | 105.376 | 0 | -0.061377 | 0 | -0.061377 | 0 | 0.17341 | 0 | 0.17341 | 0.93517 | 1.2436 | 0.93517 | 1.2436
255004-Low Flow Showerheads | 0 | 0 | 0 | 0 | 0 | 10.5376 | 105.376 | 0 | -0.061377 | 0 | -0.061377 | 0 | 0.17341 | 0 | 0.17341 | 0.93517 | 1.2436 | 0.93517 | 1.2436
255004-Low Flow Showerheads | 0 | 0 | 0 | 0 | 0 | 5.2688 | 52.688 | 0 | -0.061377 | 0 | -0.061377 | 0 | 0.17341 | 0 | 0.17341 | 0.93517 | 1.2436 | 0.93517 | 1.2436
255004-Low Flow Showerheads | 0 | 0 | 0 | 0 | 0 | 10.5376 | 105.376 | 0 | -0.061377 | 0 | -0.061377 | 0 | 0.17341 | 0 | 0.17341 | 0.93517 | 1.2436 | 0.93517 | 1.2436
255004-Low Flow Showerheads | 0 | 0 | 0 | 0 | 0 | 10.5376 | 105.376 | 0 | -0.061377 | 0 | -0.061377 | 0 | 0.17341 | 0 | 0.17341 | 0.93517 | 1.2436 | 0.93517 | 1.2436
255004-Low Flow Showerheads | 0 | 0 | 0 | 0 | 0 | 5.2688 | 52.688 | 0 | -0.061377 | 0 | -0.061377 | 0 | 0.17341 | 0 | 0.17341 | 0.93517 | 1.2436 | 0.93517 | 1.2436
255004-Low Flow Showerheads | 0 | 0 | 0 | 0 | 0 | 10.5376 | 105.376 | 0 | -0.061377 | 0 | -0.061377 | 0 | 0.17341 | 0 | 0.17341 | 0.93517 | 1.2436 | 0.93517 | 1.2436
255004-Low Flow Showerheads | 0 | 0 | 0 | 0 | 0 | 5.2688 | 52.688 | 0 | -0.061377 | 0 | -0.061377 | 0 | 0.17341 | 0 | 0.17341 | 0.93517 | 1.2436 | 0.93517 | 1.2436
255004-Low Flow Showerheads | 0 | 0 | 0 | 0 | 0 | 5.2688 | 52.688 | 0 | -0.061377 | 0 | -0.061377 | 0 | 0.17341 | 0 | 0.17341 | 0.93517 | 1.2436 | 0.93517 | 1.2436
255004-Low Flow Showerheads | 0 | 0 | 0 | 0 | 0 | 10.5376 | 105.376 | 0 | -0.061377 | 0 | -0.061377 | 0 | 0.17341 | 0 | 0.17341 | 0.93517 | 1.2436 | 0.93517 | 1.2436
255004-Low Flow Showerheads | 0 | 0 | 0 | 0 | 0 | 5.2688 | 52.688 | 0 | -0.061377 | 0 | -0.061377 | 0 | 0.17341 | 0 | 0.17341 | 0.93517 | 1.2436 | 0.93517 | 1.2436
255004-Low Flow Showerheads | 0 | 0 | 0 | 0 | 0 | 5.2688 | 52.688 | 0 | -0.061377 | 0 | -0.061377 | 0 | 0.17341 | 0 | 0.17341 | 0.93517 | 1.2436 | 0.93517 | 1.2436
255004-Low Flow Showerheads | 0 | 0 | 0 | 0 | 0 | 5.2688 | 52.688 | 0 | -0.061377 | 0 | -0.061377 | 0 | 0.17341 | 0 | 0.17341 | 0.93517 | 1.2436 | 0.93517 | 1.2436
255004-Low Flow Showerheads | 0 | 0 | 0 | 0 | 0 | 5.2688 | 52.688 | 0 | -0.061377 | 0 | -0.061377 | 0 | 0.17341 | 0 | 0.17341 | 0.93517 | 1.2436 | 0.93517 | 1.2436
255004-Low Flow Showerheads | 0 | 0 | 0 | 0 | 0 | 5.2688 | 52.688 | 0 | -0.061377 | 0 | -0.061377 | 0 | 0.17341 | 0 | 0.17341 | 0.93517 | 1.2436 | 0.93517 | 1.2436
255004-Low Flow Showerheads | 0 | 0 | 0 | 0 | 0 | 5.2688 | 52.688 | 0 | -0.061377 | 0 | -0.061377 | 0 | 0.17341 | 0 | 0.17341 | 0.93517 | 1.2436 | 0.93517 | 1.2436
255004-Low Flow Showerheads | 0 | 0 | 0 | 0 | 0 | 10.5376 | 105.376 | 0 | -0.061377 | 0 | -0.061377 | 0 | 0.17341 | 0 | 0.17341 | 0.93517 | 1.2436 | 0.93517 | 1.2436
255004-Low Flow Showerheads | 0 | 0 | 0 | 0 | 0 | 10.5376 | 105.376 | 0 | -0.061377 | 0 | -0.061377 | 0 | 0.17341 | 0 | 0.17341 | 0.93517 | 1.2436 | 0.93517 | 1.2436
255004-Low Flow Showerheads | 0 | 0 | 0 | 0 | 0 | 5.2688 | 52.688 | 0 | -0.061377 | 0 | -0.061377 | 0 | 0.17341 | 0 | 0.17341 | 0.93517 | 1.2436 | 0.93517 | 1.2436
255004-Low Flow Showerheads | 0 | 0 | 0 | 0 | 0 | 5.2688 | 52.688 | 0 | -0.061377 | 0 | -0.061377 | 0 | 0.17341 | 0 | 0.17341 | 0.93517 | 1.2436 | 0.93517 | 1.2436
255004-Low Flow Showerheads | 0 | 0 | 0 | 0 | 0 | 5.2688 | 52.688 | 0 | -0.061377 | 0 | -0.061377 | 0 | 0.17341 | 0 | 0.17341 | 0.93517 | 1.2436 | 0.93517 | 1.2436
255004-Low Flow Showerheads | 0 | 0 | 0 | 0 | 0 | 5.2688 | 52.688 | 0 | -0.061377 | 0 | -0.061377 | 0 | 0.17341 | 0 | 0.17341 | 0.93517 | 1.2436 | 0.93517 | 1.2436
255004-Low Flow Showerheads | 0 | 0 | 0 | 0 | 0 | 5.2688 | 52.688 | 0 | -0.061377 | 0 | -0.061377 | 0 | 0.17341 | 0 | 0.17341 | 0.93517 | 1.2436 | 0.93517 | 1.2436
255004-Low Flow Showerheads | 0 | 0 | 0 | 0 | 0 | 10.5376 | 105.376 | 0 | -0.061377 | 0 | -0.061377 | 0 | 0.17341 | 0 | 0.17341 | 0.93517 | 1.2436 | 0.93517 | 1.2436
255004-Low Flow Showerheads | 0 | 0 | 0 | 0 | 0 | 5.2688 | 52.688 | 0 | -0.061377 | 0 | -0.061377 | 0 | 0.17341 | 0 | 0.17341 | 0.93517 | 1.2436 | 0.93517 | 1.2436
255004-Low Flow Showerheads | 0 | 0 | 0 | 0 | 0 | 10.5376 | 105.376 | 0 | -0.061377 | 0 | -0.061377 | 0 | 0.17341 | 0 | 0.17341 | 0.93517 | 1.2436 | 0.93517 | 1.2436
255004-Low Flow Showerheads | 0 | 0 | 0 | 0 | 0 | 5.2688 | 52.688 | 0 | -0.061377 | 0 | -0.061377 | 0 | 0.17341 | 0 | 0.17341 | 0.93517 | 1.2436 | 0.93517 | 1.2436
255004-Low Flow Showerheads | 0 | 0 | 0 | 0 | 0 | 5.2688 | 52.688 | 0 | -0.061377 | 0 | -0.061377 | 0 | 0.17341 | 0 | 0.17341 | 0.93517 | 1.2436 | 0.93517 | 1.2436
255004-Low Flow Showerheads | 0 | 0 | 0 | 0 | 0 | 10.5376 | 105.376 | 0 | -0.061377 | 0 | -0.061377 | 0 | 0.17341 | 0 | 0.17341 | 0.93517 | 1.2436 | 0.93517 | 1.2436
255004-Low Flow Showerheads | 0 | 0 | 0 | 0 | 0 | 5.2688 | 52.688 | 0 | -0.061377 | 0 | -0.061377 | 0 | 0.17341 | 0 | 0.17341 | 0.93517 | 1.2436 | 0.93517 | 1.2436
255004-Low Flow Showerheads | 0 | 0 | 0 | 0 | 0 | 5.2688 | 52.688 | 0 | -0.061377 | 0 | -0.061377 | 0 | 0.17341 | 0 | 0.17341 | 0.93517 | 1.2436 | 0.93517 | 1.2436
255004-Low Flow Showerheads | 0 | 0 | 0 | 0 | 0 | 5.2688 | 52.688 | 0 | -0.061377 | 0 | -0.061377 | 0 | 0.17341 | 0 | 0.17341 | 0.93517 | 1.2436 | 0.93517 | 1.2436
255004-Low Flow Showerheads | 0 | 0 | 0 | 0 | 0 | 10.5376 | 105.376 | 0 | -0.061377 | 0 | -0.061377 | 0 | 0.17341 | 0 | 0.17341 | 0.93517 | 1.2436 | 0.93517 | 1.2436
255004-Low Flow Showerheads | 0 | 0 | 0 | 0 | 0 | 5.2688 | 52.688 | 0 | -0.061377 | 0 | -0.061377 | 0 | 0.17341 | 0 | 0.17341 | 0.93517 | 1.2436 | 0.93517 | 1.2436
255004-Low Flow Showerheads | 0 | 0 | 0 | 0 | 0 | 5.2688 | 52.688 | 0 | -0.061377 | 0 | -0.061377 | 0 | 0.17341 | 0 | 0.17341 | 0.93517 | 1.2436 | 0.93517 | 1.2436
255004-Low Flow Showerheads | 0 | 0 | 0 | 0 | 0 | 5.2688 | 52.688 | 0 | -0.061377 | 0 | -0.061377 | 0 | 0.17341 | 0 | 0.17341 | 0.93517 | 1.2436 | 0.93517 | 1.2436
255004-Low Flow Showerheads | 0 | 0 | 0 | 0 | 0 | 10.5376 | 105.376 | 0 | -0.061377 | 0 | -0.061377 | 0 | 0.17341 | 0 | 0.17341 | 0.93517 | 1.2436 | 0.93517 | 1.2436
255004-Low Flow Showerheads | 0 | 0 | 0 | 0 | 0 | 5.2688 | 52.688 | 0 | -0.061377 | 0 | -0.061377 | 0 | 0.17341 | 0 | 0.17341 | 0.93517 | 1.2436 | 0.93517 | 1.2436
255004-Low Flow Showerheads | 0 | 0 | 0 | 0 | 0 | 5.2688 | 52.688 | 0 | -0.061377 | 0 | -0.061377 | 0 | 0.17341 | 0 | 0.17341 | 0.93517 | 1.2436 | 0.93517 | 1.2436
255004-Low Flow Showerheads | 0 | 0 | 0 | 0 | 0 | 5.2688 | 52.688 | 0 | -0.061377 | 0 | -0.061377 | 0 | 0.17341 | 0 | 0.17341 | 0.93517 | 1.2436 | 0.93517 | 1.2436
255004-Low Flow Showerheads | 0 | 0 | 0 | 0 | 0 | 10.5376 | 105.376 | 0 | -0.061377 | 0 | -0.061377 | 0 | 0.17341 | 0 | 0.17341 | 0.93517 | 1.2436 | 0.93517 | 1.2436
255004-Low Flow Showerheads | 0 | 0 | 0 | 0 | 0 | 5.2688 | 52.688 | 0 | -0.061377 | 0 | -0.061377 | 0 | 0.17341 | 0 | 0.17341 | 0.93517 | 1.2436 | 0.93517 | 1.2436
255004-Low Flow Showerheads | 0 | 0 | 0 | 0 | 0 | 10.5376 | 105.376 | 0 | -0.061377 | 0 | -0.061377 | 0 | 0.17341 | 0 | 0.17341 | 0.93517 | 1.2436 | 0.93517 | 1.2436
255004-Low Flow Showerheads | 0 | 0 | 0 | 0 | 0 | 5.2688 | 52.688 | 0 | -0.061377 | 0 | -0.061377 | 0 | 0.17341 | 0 | 0.17341 | 0.93517 | 1.2436 | 0.93517 | 1.2436
255004-Low Flow Showerheads | 0 | 0 | 0 | 0 | 0 | 5.2688 | 52.688 | 0 | -0.061377 | 0 | -0.061377 | 0 | 0.17341 | 0 | 0.17341 | 0.93517 | 1.2436 | 0.93517 | 1.2436
255004-Low Flow Showerheads | 0 | 0 | 0 | 0 | 0 | 5.2688 | 52.688 | 0 | -0.061377 | 0 | -0.061377 | 0 | 0.17341 | 0 | 0.17341 | 0.93517 | 1.2436 | 0.93517 | 1.2436
255004-Low Flow Showerheads | 0 | 0 | 0 | 0 | 0 | 5.2688 | 52.688 | 0 | -0.061377 | 0 | -0.061377 | 0 | 0.17341 | 0 | 0.17341 | 0.93517 | 1.2436 | 0.93517 | 1.2436
255004-Low Flow Showerheads | 0 | 0 | 0 | 0 | 0 | 5.2688 | 52.688 | 0 | -0.061377 | 0 | -0.061377 | 0 | 0.17341 | 0 | 0.17341 | 0.93517 | 1.2436 | 0.93517 | 1.2436
255004-Low Flow Showerheads | 0 | 0 | 0 | 0 | 0 | 5.2688 | 52.688 | 0 | -0.061377 | 0 | -0.061377 | 0 | 0.17341 | 0 | 0.17341 | 0.93517 | 1.2436 | 0.93517 | 1.2436
255004-Low Flow Showerheads | 0 | 0 | 0 | 0 | 0 | 10.5376 | 105.376 | 0 | -0.061377 | 0 | -0.061377 | 0 | 0.17341 | 0 | 0.17341 | 0.93517 | 1.2436 | 0.93517 | 1.2436
255004-Low Flow Showerheads | 0 | 0 | 0 | 0 | 0 | 10.5376 | 105.376 | 0 | -0.061377 | 0 | -0.061377 | 0 | 0.17341 | 0 | 0.17341 | 0.93517 | 1.2436 | 0.93517 | 1.2436
255004-Low Flow Showerheads | 0 | 0 | 0 | 0 | 0 | 10.5376 | 105.376 | 0 | -0.061377 | 0 | -0.061377 | 0 | 0.17341 | 0 | 0.17341 | 0.93517 | 1.2436 | 0.93517 | 1.2436
255004-Low Flow Showerheads | 0 | 0 | 0 | 0 | 0 | 5.2688 | 52.688 | 0 | -0.061377 | 0 | -0.061377 | 0 | 0.17341 | 0 | 0.17341 | 0.93517 | 1.2436 | 0.93517 | 1.2436
255004-Low Flow Showerheads | 0 | 0 | 0 | 0 | 0 | 10.5376 | 105.376 | 0 | -0.061377 | 0 | -0.061377 | 0 | 0.17341 | 0 | 0.17341 | 0.93517 | 1.2436 | 0.93517 | 1.2436
255004-Low Flow Showerheads | 0 | 0 | 0 | 0 | 0 | 5.2688 | 52.688 | 0 | -0.061377 | 0 | -0.061377 | 0 | 0.17341 | 0 | 0.17341 | 0.93517 | 1.2436 | 0.93517 | 1.2436
255004-Low Flow Showerheads | 0 | 0 | 0 | 0 | 0 | 10.5376 | 105.376 | 0 | -0.061377 | 0 | -0.061377 | 0 | 0.17341 | 0 | 0.17341 | 0.93517 | 1.2436 | 0.93517 | 1.2436
255004-Low Flow Showerheads | 0 | 0 | 0 | 0 | 0 | 5.2688 | 52.688 | 0 | -0.061377 | 0 | -0.061377 | 0 | 0.17341 | 0 | 0.17341 | 0.93517 | 1.2436 | 0.93517 | 1.2436
255004-Low Flow Showerheads | 0 | 0 | 0 | 0 | 0 | 10.5376 | 105.376 | 0 | -0.061377 | 0 | -0.061377 | 0 | 0.17341 | 0 | 0.17341 | 0.93517 | 1.2436 | 0.93517 | 1.2436
255004-Low Flow Showerheads | 0 | 0 | 0 | 0 | 0 | 5.2688 | 52.688 | 0 | -0.061377 | 0 | -0.061377 | 0 | 0.17341 | 0 | 0.17341 | 0.93517 | 1.2436 | 0.93517 | 1.2436
255004-Low Flow Showerheads | 0 | 0 | 0 | 0 | 0 | 5.2688 | 52.688 | 0 | -0.061377 | 0 | -0.061377 | 0 | 0.17341 | 0 | 0.17341 | 0.93517 | 1.2436 | 0.93517 | 1.2436
255004-Low Flow Showerheads | 0 | 0 | 0 | 0 | 0 | 5.2688 | 52.688 | 0 | -0.061377 | 0 | -0.061377 | 0 | 0.17341 | 0 | 0.17341 | 0.93517 | 1.2436 | 0.93517 | 1.2436
255004-Low Flow Showerheads | 0 | 0 | 0 | 0 | 0 | 5.2688 | 52.688 | 0 | -0.061377 | 0 | -0.061377 | 0 | 0.17341 | 0 | 0.17341 | 0.93517 | 1.2436 | 0.93517 | 1.2436
255004-Low Flow Showerheads | 0 | 0 | 0 | 0 | 0 | 5.2688 | 52.688 | 0 | -0.061377 | 0 | -0.061377 | 0 | 0.17341 | 0 | 0.17341 | 0.93517 | 1.2436 | 0.93517 | 1.2436
255004-Low Flow Showerheads | 0 | 0 | 0 | 0 | 0 | 10.5376 | 105.376 | 0 | -0.061377 | 0 | -0.061377 | 0 | 0.17341 | 0 | 0.17341 | 0.93517 | 1.2436 | 0.93517 | 1.2436
255004-Low Flow Showerheads | 0 | 0 | 0 | 0 | 0 | 5.2688 | 52.688 | 0 | -0.061377 | 0 | -0.061377 | 0 | 0.17341 | 0 | 0.17341 | 0.93517 | 1.2436 | 0.93517 | 1.2436
255004-Low Flow Showerheads | 0 | 0 | 0 | 0 | 0 | 5.2688 | 52.688 | 0 | -0.061377 | 0 | -0.061377 | 0 | 0.17341 | 0 | 0.17341 | 0.93517 | 1.2436 | 0.93517 | 1.2436
255004-Low Flow Showerheads | 0 | 0 | 0 | 0 | 0 | 5.2688 | 52.688 | 0 | -0.061377 | 0 | -0.061377 | 0 | 0.17341 | 0 | 0.17341 | 0.93517 | 1.2436 | 0.93517 | 1.2436
255004-Low Flow Showerheads | 0 | 0 | 0 | 0 | 0 | 10.5376 | 105.376 | 0 | -0.061377 | 0 | -0.061377 | 0 | 0.17341 | 0 | 0.17341 | 0.93517 | 1.2436 | 0.93517 | 1.2436
255004-Low Flow Showerheads | 0 | 0 | 0 | 0 | 0 | 10.5376 | 105.376 | 0 | -0.061377 | 0 | -0.061377 | 0 | 0.17341 | 0 | 0.17341 | 0.93517 | 1.2436 | 0.93517 | 1.2436
255004-Low Flow Showerheads | 0 | 0 | 0 | 0 | 0 | 5.2688 | 52.688 | 0 | -0.061377 | 0 | -0.061377 | 0 | 0.17341 | 0 | 0.17341 | 0.93517 | 1.2436 | 0.93517 | 1.2436
255004-Low Flow Showerheads | 0 | 0 | 0 | 0 | 0 | 5.2688 | 52.688 | 0 | -0.061377 | 0 | -0.061377 | 0 | 0.17341 | 0 | 0.17341 | 0.93517 | 1.2436 | 0.93517 | 1.2436
255004-Low Flow Showerheads | 0 | 0 | 0 | 0 | 0 | 10.5376 | 105.376 | 0 | -0.061377 | 0 | -0.061377 | 0 | 0.17341 | 0 | 0.17341 | 0.93517 | 1.2436 | 0.93517 | 1.2436
255004-Low Flow Showerheads | 0 | 0 | 0 | 0 | 0 | 5.2688 | 52.688 | 0 | -0.061377 | 0 | -0.061377 | 0 | 0.17341 | 0 | 0.17341 | 0.93517 | 1.2436 | 0.93517 | 1.2436
255004-Low Flow Showerheads | 0 | 0 | 0 | 0 | 0 | 5.2688 | 52.688 | 0 | -0.061377 | 0 | -0.061377 | 0 | 0.17341 | 0 | 0.17341 | 0.93517 | 1.2436 | 0.93517 | 1.2436
255004-Low Flow Showerheads | 0 | 0 | 0 | 0 | 0 | 10.5376 | 105.376 | 0 | -0.061377 | 0 | -0.061377 | 0 | 0.17341 | 0 | 0.17341 | 0.93517 | 1.2436 | 0.93517 | 1.2436
255004-Low Flow Showerheads | 0 | 0 | 0 | 0 | 0 | 5.2688 | 52.688 | 0 | -0.061377 | 0 | -0.061377 | 0 | 0.17341 | 0 | 0.17341 | 0.93517 | 1.2436 | 0.93517 | 1.2436
255004-Low Flow Showerheads | 0 | 0 | 0 | 0 | 0 | 5.2688 | 52.688 | 0 | -0.061377 | 0 | -0.061377 | 0 | 0.17341 | 0 | 0.17341 | 0.93517 | 1.2436 | 0.93517 | 1.2436
255004-Low Flow Showerheads | 0 | 0 | 0 | 0 | 0 | 5.2688 | 52.688 | 0 | -0.061377 | 0 | -0.061377 | 0 | 0.17341 | 0 | 0.17341 | 0.93517 | 1.2436 | 0.93517 | 1.2436
255004-Low Flow Showerheads | 0 | 0 | 0 | 0 | 0 | 10.5376 | 105.376 | 0 | -0.061377 | 0 | -0.061377 | 0 | 0.17341 | 0 | 0.17341 | 0.93517 | 1.2436 | 0.93517 | 1.2436
255004-Low Flow Showerheads | 0 | 0 | 0 | 0 | 0 | 10.5376 | 105.376 | 0 | -0.061377 | 0 | -0.061377 | 0 | 0.17341 | 0 | 0.17341 | 0.93517 | 1.2436 | 0.93517 | 1.2436
255004-Low Flow Showerheads | 0 | 0 | 0 | 0 | 0 | 5.2688 | 52.688 | 0 | -0.061377 | 0 | -0.061377 | 0 | 0.17341 | 0 | 0.17341 | 0.93517 | 1.2436 | 0.93517 | 1.2436
255004-Low Flow Showerheads | 0 | 0 | 0 | 0 | 0 | 5.2688 | 52.688 | 0 | -0.061377 | 0 | -0.061377 | 0 | 0.17341 | 0 | 0.17341 | 0.93517 | 1.2436 | 0.93517 | 1.2436
255004-Low Flow Showerheads | 0 | 0 | 0 | 0 | 0 | 10.5376 | 105.376 | 0 | -0.061377 | 0 | -0.061377 | 0 | 0.17341 | 0 | 0.17341 | 0.93517 | 1.2436 | 0.93517 | 1.2436
255004-Low Flow Showerheads | 0 | 0 | 0 | 0 | 0 | 10.5376 | 105.376 | 0 | -0.061377 | 0 | -0.061377 | 0 | 0.17341 | 0 | 0.17341 | 0.93517 | 1.2436 | 0.93517 | 1.2436
255004-Low Flow Showerheads | 0 | 0 | 0 | 0 | 0 | 10.5376 | 105.376 | 0 | -0.061377 | 0 | -0.061377 | 0 | 0.17341 | 0 | 0.17341 | 0.93517 | 1.2436 | 0.93517 | 1.2436
255004-Low Flow Showerheads | 0 | 0 | 0 | 0 | 0 | 10.5376 | 105.376 | 0 | -0.061377 | 0 | -0.061377 | 0 | 0.17341 | 0 | 0.17341 | 0.93517 | 1.2436 | 0.93517 | 1.2436
255004-Low Flow Showerheads | 0 | 0 | 0 | 0 | 0 | 10.5376 | 105.376 | 0 | -0.061377 | 0 | -0.061377 | 0 | 0.17341 | 0 | 0.17341 | 0.93517 | 1.2436 | 0.93517 | 1.2436
255004-Low Flow Showerheads | 0 | 0 | 0 | 0 | 0 | 10.5376 | 105.376 | 0 | -0.061377 | 0 | -0.061377 | 0 | 0.17341 | 0 | 0.17341 | 0.93517 | 1.2436 | 0.93517 | 1.2436
255004-Low Flow Showerheads | 0 | 0 | 0 | 0 | 0 | 5.2688 | 52.688 | 0 | -0.061377 | 0 | -0.061377 | 0 | 0.17341 | 0 | 0.17341 | 0.93517 | 1.2436 | 0.93517 | 1.2436
255004-Low Flow Showerheads | 0 | 0 | 0 | 0 | 0 | 5.2688 | 52.688 | 0 | -0.061377 | 0 | -0.061377 | 0 | 0.17341 | 0 | 0.17341 | 0.93517 | 1.2436 | 0.93517 | 1.2436
255004-Low Flow Showerheads | 0 | 0 | 0 | 0 | 0 | 5.2688 | 52.688 | 0 | -0.061377 | 0 | -0.061377 | 0 | 0.17341 | 0 | 0.17341 | 0.93517 | 1.2436 | 0.93517 | 1.2436
255004-Low Flow Showerheads | 0 | 0 | 0 | 0 | 0 | 5.2688 | 52.688 | 0 | -0.061377 | 0 | -0.061377 | 0 | 0.17341 | 0 | 0.17341 | 0.93517 | 1.2436 | 0.93517 | 1.2436
255004-Low Flow Showerheads | 0 | 0 | 0 | 0 | 0 | 10.5376 | 105.376 | 0 | -0.061377 | 0 | -0.061377 | 0 | 0.17341 | 0 | 0.17341 | 0.93517 | 1.2436 | 0.93517 | 1.2436
255004-Low Flow Showerheads | 0 | 0 | 0 | 0 | 0 | 5.2688 | 52.688 | 0 | -0.061377 | 0 | -0.061377 | 0 | 0.17341 | 0 | 0.17341 | 0.93517 | 1.2436 | 0.93517 | 1.2436
255004-Low Flow Showerheads | 0 | 0 | 0 | 0 | 0 | 5.2688 | 52.688 | 0 | -0.061377 | 0 | -0.061377 | 0 | 0.17341 | 0 | 0.17341 | 0.93517 | 1.2436 | 0.93517 | 1.2436
255004-Low Flow Showerheads | 0 | 0 | 0 | 0 | 0 | 10.5376 | 105.376 | 0 | -0.061377 | 0 | -0.061377 | 0 | 0.17341 | 0 | 0.17341 | 0.93517 | 1.2436 | 0.93517 | 1.2436
255004-Low Flow Showerheads | 0 | 0 | 0 | 0 | 0 | 5.2688 | 52.688 | 0 | -0.061377 | 0 | -0.061377 | 0 | 0.17341 | 0 | 0.17341 | 0.93517 | 1.2436 | 0.93517 | 1.2436
255004-Low Flow Showerheads | 0 | 0 | 0 | 0 | 0 | 5.2688 | 52.688 | 0 | -0.061377 | 0 | -0.061377 | 0 | 0.17341 | 0 | 0.17341 | 0.93517 | 1.2436 | 0.93517 | 1.2436
255004-Low Flow Showerheads | 0 | 0 | 0 | 0 | 0 | 5.2688 | 52.688 | 0 | -0.061377 | 0 | -0.061377 | 0 | 0.17341 | 0 | 0.17341 | 0.93517 | 1.2436 | 0.93517 | 1.2436
255004-Low Flow Showerheads | 0 | 0 | 0 | 0 | 0 | 10.5376 | 105.376 | 0 | -0.061377 | 0 | -0.061377 | 0 | 0.17341 | 0 | 0.17341 | 0.93517 | 1.2436 | 0.93517 | 1.2436
255004-Low Flow Showerheads | 0 | 0 | 0 | 0 | 0 | 5.2688 | 52.688 | 0 | -0.061377 | 0 | -0.061377 | 0 | 0.17341 | 0 | 0.17341 | 0.93517 | 1.2436 | 0.93517 | 1.2436
255004-Low Flow Showerheads | 0 | 0 | 0 | 0 | 0 | 5.2688 | 52.688 | 0 | -0.061377 | 0 | -0.061377 | 0 | 0.17341 | 0 | 0.17341 | 0.93517 | 1.2436 | 0.93517 | 1.2436
255004-Low Flow Showerheads | 0 | 0 | 0 | 0 | 0 | 5.2688 | 52.688 | 0 | -0.061377 | 0 | -0.061377 | 0 | 0.17341 | 0 | 0.17341 | 0.93517 | 1.2436 | 0.93517 | 1.2436
255004-Low Flow Showerheads | 0 | 0 | 0 | 0 | 0 | 5.2688 | 52.688 | 0 | -0.061377 | 0 | -0.061377 | 0 | 0.17341 | 0 | 0.17341 | 0.93517 | 1.2436 | 0.93517 | 1.2436
255004-Low Flow Showerheads | 0 | 0 | 0 | 0 | 0 | 5.2688 | 52.688 | 0 | -0.061377 | 0 | -0.061377 | 0 | 0.17341 | 0 | 0.17341 | 0.93517 | 1.2436 | 0.93517 | 1.2436
255004-Low Flow Showerheads | 0 | 0 | 0 | 0 | 0 | 5.2688 | 52.688 | 0 | -0.061377 | 0 | -0.061377 | 0 | 0.17341 | 0 | 0.17341 | 0.93517 | 1.2436 | 0.93517 | 1.2436
255004-Low Flow Showerheads | 0 | 0 | 0 | 0 | 0 | 10.5376 | 105.376 | 0 | -0.061377 | 0 | -0.061377 | 0 | 0.17341 | 0 | 0.17341 | 0.93517 | 1.2436 | 0.93517 | 1.2436
255004-Low Flow Showerheads | 0 | 0 | 0 | 0 | 0 | 5.2688 | 52.688 | 0 | -0.061377 | 0 | -0.061377 | 0 | 0.17341 | 0 | 0.17341 | 0.93517 | 1.2436 | 0.93517 | 1.2436
255004-Low Flow Showerheads | 0 | 0 | 0 | 0 | 0 | 5.2688 | 52.688 | 0 | -0.061377 | 0 | -0.061377 | 0 | 0.17341 | 0 | 0.17341 | 0.93517 | 1.2436 | 0.93517 | 1.2436
255004-Low Flow Showerheads | 0 | 0 | 0 | 0 | 0 | 5.2688 | 52.688 | 0 | -0.061377 | 0 | -0.061377 | 0 | 0.17341 | 0 | 0.17341 | 0.93517 | 1.2436 | 0.93517 | 1.2436
255004-Low Flow Showerheads | 0 | 0 | 0 | 0 | 0 | 5.2688 | 52.688 | 0 | -0.061377 | 0 | -0.061377 | 0 | 0.17341 | 0 | 0.17341 | 0.93517 | 1.2436 | 0.93517 | 1.2436
255004-Low Flow Showerheads | 0 | 0 | 0 | 0 | 0 | 5.2688 | 52.688 | 0 | -0.061377 | 0 | -0.061377 | 0 | 0.17341 | 0 | 0.17341 | 0.93517 | 1.2436 | 0.93517 | 1.2436
255004-Low Flow Showerheads | 0 | 0 | 0 | 0 | 0 | 5.2688 | 52.688 | 0 | -0.061377 | 0 | -0.061377 | 0 | 0.17341 | 0 | 0.17341 | 0.93517 | 1.2436 | 0.93517 | 1.2436
255004-Low Flow Showerheads | 0 | 0 | 0 | 0 | 0 | 10.5376 | 105.376 | 0 | -0.061377 | 0 | -0.061377 | 0 | 0.17341 | 0 | 0.17341 | 0.93517 | 1.2436 | 0.93517 | 1.2436
255004-Low Flow Showerheads | 0 | 0 | 0 | 0 | 0 | 5.2688 | 52.688 | 0 | -0.061377 | 0 | -0.061377 | 0 | 0.17341 | 0 | 0.17341 | 0.93517 | 1.2436 | 0.93517 | 1.2436
255004-Low Flow Showerheads | 0 | 0 | 0 | 0 | 0 | 5.2688 | 52.688 | 0 | -0.061377 | 0 | -0.061377 | 0 | 0.17341 | 0 | 0.17341 | 0.93517 | 1.2436 | 0.93517 | 1.2436
255004-Low Flow Showerheads | 0 | 0 | 0 | 0 | 0 | 10.5376 | 105.376 | 0 | -0.061377 | 0 | -0.061377 | 0 | 0.17341 | 0 | 0.17341 | 0.93517 | 1.2436 | 0.93517 | 1.2436
255004-Low Flow Showerheads | 0 | 0 | 0 | 0 | 0 | 10.5376 | 105.376 | 0 | -0.061377 | 0 | -0.061377 | 0 | 0.17341 | 0 | 0.17341 | 0.93517 | 1.2436 | 0.93517 | 1.2436
255004-Low Flow Showerheads | 0 | 0 | 0 | 0 | 0 | 10.5376 | 105.376 | 0 | -0.061377 | 0 | -0.061377 | 0 | 0.17341 | 0 | 0.17341 | 0.93517 | 1.2436 | 0.93517 | 1.2436
255004-Low Flow Showerheads | 0 | 0 | 0 | 0 | 0 | 5.2688 | 52.688 | 0 | -0.061377 | 0 | -0.061377 | 0 | 0.17341 | 0 | 0.17341 | 0.93517 | 1.2436 | 0.93517 | 1.2436
255004-Low Flow Showerheads | 0 | 0 | 0 | 0 | 0 | 10.5376 | 105.376 | 0 | -0.061377 | 0 | -0.061377 | 0 | 0.17341 | 0 | 0.17341 | 0.93517 | 1.2436 | 0.93517 | 1.2436
255004-Low Flow Showerheads | 0 | 0 | 0 | 0 | 0 | 10.5376 | 105.376 | 0 | -0.061377 | 0 | -0.061377 | 0 | 0.17341 | 0 | 0.17341 | 0.93517 | 1.2436 | 0.93517 | 1.2436
255004-Low Flow Showerheads | 0 | 0 | 0 | 0 | 0 | 5.2688 | 52.688 | 0 | -0.061377 | 0 | -0.061377 | 0 | 0.17341 | 0 | 0.17341 | 0.93517 | 1.2436 | 0.93517 | 1.2436
255004-Low Flow Showerheads | 0 | 0 | 0 | 0 | 0 | 5.2688 | 52.688 | 0 | -0.061377 | 0 | -0.061377 | 0 | 0.17341 | 0 | 0.17341 | 0.93517 | 1.2436 | 0.93517 | 1.2436
255004-Low Flow Showerheads | 0 | 0 | 0 | 0 | 0 | 10.5376 | 105.376 | 0 | -0.061377 | 0 | -0.061377 | 0 | 0.17341 | 0 | 0.17341 | 0.93517 | 1.2436 | 0.93517 | 1.2436
255004-Low Flow Showerheads | 0 | 0 | 0 | 0 | 0 | 5.2688 | 52.688 | 0 | -0.061377 | 0 | -0.061377 | 0 | 0.17341 | 0 | 0.17341 | 0.93517 | 1.2436 | 0.93517 | 1.2436
255004-Low Flow Showerheads | 0 | 0 | 0 | 0 | 0 | 5.2688 | 52.688 | 0 | -0.061377 | 0 | -0.061377 | 0 | 0.17341 | 0 | 0.17341 | 0.93517 | 1.2436 | 0.93517 | 1.2436
255004-Low Flow Showerheads | 0 | 0 | 0 | 0 | 0 | 10.5376 | 105.376 | 0 | -0.061377 | 0 | -0.061377 | 0 | 0.17341 | 0 | 0.17341 | 0.93517 | 1.2436 | 0.93517 | 1.2436
255004-Low Flow Showerheads | 0 | 0 | 0 | 0 | 0 | 10.5376 | 105.376 | 0 | -0.061377 | 0 | -0.061377 | 0 | 0.17341 | 0 | 0.17341 | 0.93517 | 1.2436 | 0.93517 | 1.2436
255004-Low Flow Showerheads | 0 | 0 | 0 | 0 | 0 | 5.2688 | 52.688 | 0 | -0.061377 | 0 | -0.061377 | 0 | 0.17341 | 0 | 0.17341 | 0.93517 | 1.2436 | 0.93517 | 1.2436
255004-Low Flow Showerheads | 0 | 0 | 0 | 0 | 0 | 10.5376 | 105.376 | 0 | -0.061377 | 0 | -0.061377 | 0 | 0.17341 | 0 | 0.17341 | 0.93517 | 1.2436 | 0.93517 | 1.2436
255004-Low Flow Showerheads | 0 | 0 | 0 | 0 | 0 | 10.5376 | 105.376 | 0 | -0.061377 | 0 | -0.061377 | 0 | 0.17341 | 0 | 0.17341 | 0.93517 | 1.2436 | 0.93517 | 1.2436
255004-Low Flow Showerheads | 0 | 0 | 0 | 0 | 0 | 10.5376 | 105.376 | 0 | -0.061377 | 0 | -0.061377 | 0 | 0.17341 | 0 | 0.17341 | 0.93517 | 1.2436 | 0.93517 | 1.2436
255004-Low Flow Showerheads | 0 | 0 | 0 | 0 | 0 | 10.5376 | 105.376 | 0 | -0.061377 | 0 | -0.061377 | 0 | 0.17341 | 0 | 0.17341 | 0.93517 | 1.2436 | 0.93517 | 1.2436
255004-Low Flow Showerheads | 0 | 0 | 0 | 0 | 0 | 10.5376 | 105.376 | 0 | -0.061377 | 0 | -0.061377 | 0 | 0.17341 | 0 | 0.17341 | 0.93517 | 1.2436 | 0.93517 | 1.2436
255004-Low Flow Showerheads | 0 | 0 | 0 | 0 | 0 | 5.2688 | 52.688 | 0 | -0.061377 | 0 | -0.061377 | 0 | 0.17341 | 0 | 0.17341 | 0.93517 | 1.2436 | 0.93517 | 1.2436
255004-Low Flow Showerheads | 0 | 0 | 0 | 0 | 0 | 10.5376 | 105.376 | 0 | -0.061377 | 0 | -0.061377 | 0 | 0.17341 | 0 | 0.17341 | 0.93517 | 1.2436 | 0.93517 | 1.2436
255004-Low Flow Showerheads | 0 | 0 | 0 | 0 | 0 | 5.2688 | 52.688 | 0 | -0.061377 | 0 | -0.061377 | 0 | 0.17341 | 0 | 0.17341 | 0.93517 | 1.2436 | 0.93517 | 1.2436
255004-Low Flow Showerheads | 0 | 0 | 0 | 0 | 0 | 5.2688 | 52.688 | 0 | -0.061377 | 0 | -0.061377 | 0 | 0.17341 | 0 | 0.17341 | 0.93517 | 1.2436 | 0.93517 | 1.2436
255004-Low Flow Showerheads | 0 | 0 | 0 | 0 | 0 | 5.2688 | 52.688 | 0 | -0.061377 | 0 | -0.061377 | 0 | 0.17341 | 0 | 0.17341 | 0.93517 | 1.2436 | 0.93517 | 1.2436
255004-Low Flow Showerheads | 0 | 0 | 0 | 0 | 0 | 5.2688 | 52.688 | 0 | -0.061377 | 0 | -0.061377 | 0 | 0.17341 | 0 | 0.17341 | 0.93517 | 1.2436 | 0.93517 | 1.2436
255004-Low Flow Showerheads | 0 | 0 | 0 | 0 | 0 | 5.2688 | 52.688 | 0 | -0.061377 | 0 | -0.061377 | 0 | 0.17341 | 0 | 0.17341 | 0.93517 | 1.2436 | 0.93517 | 1.2436
255004-Low Flow Showerheads | 0 | 0 | 0 | 0 | 0 | 5.2688 | 52.688 | 0 | -0.061377 | 0 | -0.061377 | 0 | 0.17341 | 0 | 0.17341 | 0.93517 | 1.2436 | 0.93517 | 1.2436
255004-Low Flow Showerheads | 0 | 0 | 0 | 0 | 0 | 5.2688 | 52.688 | 0 | -0.061377 | 0 | -0.061377 | 0 | 0.17341 | 0 | 0.17341 | 0.93517 | 1.2436 | 0.93517 | 1.2436
255004-Low Flow Showerheads | 0 | 0 | 0 | 0 | 0 | 10.5376 | 105.376 | 0 | -0.061377 | 0 | -0.061377 | 0 | 0.17341 | 0 | 0.17341 | 0.93517 | 1.2436 | 0.93517 | 1.2436
255004-Low Flow Showerheads | 0 | 0 | 0 | 0 | 0 | 5.2688 | 52.688 | 0 | -0.061377 | 0 | -0.061377 | 0 | 0.17341 | 0 | 0.17341 | 0.93517 | 1.2436 | 0.93517 | 1.2436
255004-Low Flow Showerheads | 0 | 0 | 0 | 0 | 0 | 10.5376 | 105.376 | 0 | -0.061377 | 0 | -0.061377 | 0 | 0.17341 | 0 | 0.17341 | 0.93517 | 1.2436 | 0.93517 | 1.2436
255004-Low Flow Showerheads | 0 | 0 | 0 | 0 | 0 | 5.2688 | 52.688 | 0 | -0.061377 | 0 | -0.061377 | 0 | 0.17341 | 0 | 0.17341 | 0.93517 | 1.2436 | 0.93517 | 1.2436
255004-Low Flow Showerheads | 0 | 0 | 0 | 0 | 0 | 5.2688 | 52.688 | 0 | -0.061377 | 0 | -0.061377 | 0 | 0.17341 | 0 | 0.17341 | 0.93517 | 1.2436 | 0.93517 | 1.2436
255004-Low Flow Showerheads | 0 | 0 | 0 | 0 | 0 | 5.2688 | 52.688 | 0 | -0.061377 | 0 | -0.061377 | 0 | 0.17341 | 0 | 0.17341 | 0.93517 | 1.2436 | 0.93517 | 1.2436
255004-Low Flow Showerheads | 0 | 0 | 0 | 0 | 0 | 5.2688 | 52.688 | 0 | -0.061377 | 0 | -0.061377 | 0 | 0.17341 | 0 | 0.17341 | 0.93517 | 1.2436 | 0.93517 | 1.2436
255004-Low Flow Showerheads | 0 | 0 | 0 | 0 | 0 | 5.2688 | 52.688 | 0 | -0.061377 | 0 | -0.061377 | 0 | 0.17341 | 0 | 0.17341 | 0.93517 | 1.2436 | 0.93517 | 1.2436
255004-Low Flow Showerheads | 0 | 0 | 0 | 0 | 0 | 5.2688 | 52.688 | 0 | -0.061377 | 0 | -0.061377 | 0 | 0.17341 | 0 | 0.17341 | 0.93517 | 1.2436 | 0.93517 | 1.2436
255004-Low Flow Showerheads | 0 | 0 | 0 | 0 | 0 | 10.5376 | 105.376 | 0 | -0.061377 | 0 | -0.061377 | 0 | 0.17341 | 0 | 0.17341 | 0.93517 | 1.2436 | 0.93517 | 1.2436
255004-Low Flow Showerheads | 0 | 0 | 0 | 0 | 0 | 10.5376 | 105.376 | 0 | -0.061377 | 0 | -0.061377 | 0 | 0.17341 | 0 | 0.17341 | 0.93517 | 1.2436 | 0.93517 | 1.2436
255004-Low Flow Showerheads | 0 | 0 | 0 | 0 | 0 | 5.2688 | 52.688 | 0 | -0.061377 | 0 | -0.061377 | 0 | 0.17341 | 0 | 0.17341 | 0.93517 | 1.2436 | 0.93517 | 1.2436
255004-Low Flow Showerheads | 0 | 0 | 0 | 0 | 0 | 5.2688 | 52.688 | 0 | -0.061377 | 0 | -0.061377 | 0 | 0.17341 | 0 | 0.17341 | 0.93517 | 1.2436 | 0.93517 | 1.2436
255004-Low Flow Showerheads | 0 | 0 | 0 | 0 | 0 | 10.5376 | 105.376 | 0 | -0.061377 | 0 | -0.061377 | 0 | 0.17341 | 0 | 0.17341 | 0.93517 | 1.2436 | 0.93517 | 1.2436
255004-Low Flow Showerheads | 0 | 0 | 0 | 0 | 0 | 10.5376 | 105.376 | 0 | -0.061377 | 0 | -0.061377 | 0 | 0.17341 | 0 | 0.17341 | 0.93517 | 1.2436 | 0.93517 | 1.2436
255004-Low Flow Showerheads | 0 | 0 | 0 | 0 | 0 | 5.2688 | 52.688 | 0 | -0.061377 | 0 | -0.061377 | 0 | 0.17341 | 0 | 0.17341 | 0.93517 | 1.2436 | 0.93517 | 1.2436
255004-Low Flow Showerheads | 0 | 0 | 0 | 0 | 0 | 5.2688 | 52.688 | 0 | -0.061377 | 0 | -0.061377 | 0 | 0.17341 | 0 | 0.17341 | 0.93517 | 1.2436 | 0.93517 | 1.2436
255004-Low Flow Showerheads | 0 | 0 | 0 | 0 | 0 | 10.5376 | 105.376 | 0 | -0.061377 | 0 | -0.061377 | 0 | 0.17341 | 0 | 0.17341 | 0.93517 | 1.2436 | 0.93517 | 1.2436
255004-Low Flow Showerheads | 0 | 0 | 0 | 0 | 0 | 5.2688 | 52.688 | 0 | -0.061377 | 0 | -0.061377 | 0 | 0.17341 | 0 | 0.17341 | 0.93517 | 1.2436 | 0.93517 | 1.2436
255004-Low Flow Showerheads | 0 | 0 | 0 | 0 | 0 | 5.2688 | 52.688 | 0 | -0.061377 | 0 | -0.061377 | 0 | 0.17341 | 0 | 0.17341 | 0.93517 | 1.2436 | 0.93517 | 1.2436
255004-Low Flow Showerheads | 0 | 0 | 0 | 0 | 0 | 10.5376 | 105.376 | 0 | -0.061377 | 0 | -0.061377 | 0 | 0.17341 | 0 | 0.17341 | 0.93517 | 1.2436 | 0.93517 | 1.2436
255004-Low Flow Showerheads | 0 | 0 | 0 | 0 | 0 | 5.2688 | 52.688 | 0 | -0.061377 | 0 | -0.061377 | 0 | 0.17341 | 0 | 0.17341 | 0.93517 | 1.2436 | 0.93517 | 1.2436
255004-Low Flow Showerheads | 0 | 0 | 0 | 0 | 0 | 10.5376 | 105.376 | 0 | -0.061377 | 0 | -0.061377 | 0 | 0.17341 | 0 | 0.17341 | 0.93517 | 1.2436 | 0.93517 | 1.2436
255004-Low Flow Showerheads | 0 | 0 | 0 | 0 | 0 | 5.2688 | 52.688 | 0 | -0.061377 | 0 | -0.061377 | 0 | 0.17341 | 0 | 0.17341 | 0.93517 | 1.2436 | 0.93517 | 1.2436
255004-Low Flow Showerheads | 0 | 0 | 0 | 0 | 0 | 10.5376 | 105.376 | 0 | -0.061377 | 0 | -0.061377 | 0 | 0.17341 | 0 | 0.17341 | 0.93517 | 1.2436 | 0.93517 | 1.2436
255004-Low Flow Showerheads | 0 | 0 | 0 | 0 | 0 | 10.5376 | 105.376 | 0 | -0.061377 | 0 | -0.061377 | 0 | 0.17341 | 0 | 0.17341 | 0.93517 | 1.2436 | 0.93517 | 1.2436
255004-Low Flow Showerheads | 0 | 0 | 0 | 0 | 0 | 10.5376 | 105.376 | 0 | -0.061377 | 0 | -0.061377 | 0 | 0.17341 | 0 | 0.17341 | 0.93517 | 1.2436 | 0.93517 | 1.2436

## Output
Program Summary |  | Nominal | Present Value | [5 empty] | Avoided Cost Version
Proposer Name |  | 0 | [6 empty] | 2006-06-01
Program Name |  | 0 | [6 empty] | 2006-06-01
Total Program Budget ($) |  | 25530.32 | 22421.1307 | [5 empty] | Base Year
2006
Net Participant Cost ($) |  | 4617.7672 | 4055.3962 | [5 empty] | SDG&E Tool NTG 4f2 (800).xls
Program Impacts | [9 empty] | Program Impacts (Gross)
| Annual Net kWh | Lifecycle Net kWh | Annual Net Therms | Lifecycle Net Therms | Net Jul-Sept Pk (kW) | Net Dec-Feb Pk (kW) | Net CEC (kW) | User Entered kW |  |  | Annual Gross kWh | Lifecycle Gross kWh | Annual Gross Therms | Lifecycle Gross Therms | User Entered kW
2006-2008 | 0 | 0 | 6444.846 | 61512.6348 | 0 | 0 | 0 | 0 |  | 2006-2008 | 0 | 0 | 4.312 | 69115.32 | 0
2009-2012 | 0 | 0 | 0 | 0 | 0 | 0 | 0 | 0 |  | 2009-2012 | 0 | 0 | 0 | 0 | 0
2013-2016 | 0 | 0 | 0 | 0 | 0 | 0 | 0 | 0 |  | 2013-2016 | 0 | 0 | 0 | 0 | 0
Cost Effectiveness (Lifecycle Present Value Dollars)
|  | Benefits |  |  | Benefit - Cost
| Cost | Electric | Gas | Incentives | NPV | B/C Ratio | Notes
Program TRC ($) | 26476.5269 | 0 | 35846.7889 | NA | 9370.2621 | 1.3539 | *1
Program PAC ($) | 22421.1307 | 0 | 35846.7889 | NA | 13425.6583 | 1.5988 | *1,2
Program RIM ($) | 22421.1307 | 0 | 35846.7889 | NA | 13425.6583 | 1.5988 | *1
*1 B/C Ratio is an approximation because any supply cost increases are treated as negative benefits rather than as a cost as in the Standard Practice Manual
*2 PAC benefits include environmental costs. This is to be consistent with the TRC benefits, but is not strictly consistent with the Standard Practice Manual.
Levelized Cost and Benefit (All Measures Installed through 2012)
| Discounted Savings |  |  |  | Benefit - Cost
| kWh | Therms | Cost | Benefits | NPV
TRC ($/kWh ) | 0 |  | 0 | 0 | 0
PAC ($/kWh) | 0 |  | 0 | 0 | 0
RIM ($/kWh) | 0 |  | 0 | 0 | 0
TRC ($/therm) |  | 40433.5181 | 0.65482 | 0.88656 | 0.23174
PAC ($/therm) |  | 40433.5181 | 0.55452 | 0.88656 | 0.33204
RIM ($/therm) |  | 40433.5181 | 0.55452 | 0.88656 | 0.33204
Emissions Reductions | [9 empty] | Emissions Reductions (Gross)
| Electric Reductions |  |  | Gas Reductions | [6 empty] | Electric Reductions |  |  | Gas Reductions
Annual Reductions | CO2 (tons) | NOX (lbs) | PM-10 (lbs) | CO2 (tons) | NOX (lbs) |  |  |  |  | Annual Reductions | CO2 (tons) | NOX (lbs) | PM-10 (lbs) | CO2 (tons) | NOX (lbs)
2006 | 0 | 0 | 0 | 0 | 0 | * annual reductions are the units |  |  |  | 2006 | 0 | 0 | 0 | 0 | 0 | * annual reductions are the units
2007 | 0 | 0 | 0 | 37.7023 | 59.2926 | implemented in the year, times |  |  |  | 2007 | 0 | 0 | 0 | 42.3622 | 66.6209 | implemented in the year, times
2008 | 0 | 0 | 0 | 0 | 0 | the annual emission reduction |  |  |  | 2008 | 0 | 0 | 0 | 0 | 0 | the annual emission reduction
2009 | 0 | 0 | 0 | 0 | 0 | for the measure. |  |  |  | 2009 | 0 | 0 | 0 | 0 | 0 | for the measure.
2010 | 0 | 0 | 0 | 0 | 0 |  |  |  |  | 2010 | 0 | 0 | 0 | 0 | 0
2011 | 0 | 0 | 0 | 0 | 0 |  |  |  |  | 2011 | 0 | 0 | 0 | 0 | 0
2012 | 0 | 0 | 0 | 0 | 0 |  |  |  |  | 2012 | 0 | 0 | 0 | 0 | 0
2013 | 0 | 0 | 0 | 0 | 0 |  |  |  |  | 2013 | 0 | 0 | 0 | 0 | 0
2014 | 0 | 0 | 0 | 0 | 0 |  |  |  |  | 2014 | 0 | 0 | 0 | 0 | 0
2015 | 0 | 0 | 0 | 0 | 0 |  |  |  |  | 2015 | 0 | 0 | 0 | 0 | 0
2016 | 0 | 0 | 0 | 0 | 0 |  |  |  |  | 2016 | 0 | 0 | 0 | 0 | 0
Total Annual | 0 | 0 | 0 | 37.7023 | 59.2926 |  |  |  |  | Total Annual | 0 | 0 | 0 | 42.3622 | 66.6209
Lifecycle Reductions | [9 empty] | Lifecycle Reductions
2006 | 0 | 0 | 0 | 0 | 0 |  |  |  |  | 2006 | 0 | 0 | 0 | 0 | 0
2007 | 0 | 0 | 0 | 359.8489 | 565.9162 |  |  |  |  | 2007 | 0 | 0 | 0 | 404.3246 | 635.8609
2008 | 0 | 0 | 0 | 0 | 0 |  |  |  |  | 2008 | 0 | 0 | 0 | 0 | 0
2009 | 0 | 0 | 0 | 0 | 0 |  |  |  |  | 2009 | 0 | 0 | 0 | 0 | 0
2010 | 0 | 0 | 0 | 0 | 0 |  |  |  |  | 2010 | 0 | 0 | 0 | 0 | 0
2011 | 0 | 0 | 0 | 0 | 0 |  |  |  |  | 2011 | 0 | 0 | 0 | 0 | 0
2012 | 0 | 0 | 0 | 0 | 0 |  |  |  |  | 2012 | 0 | 0 | 0 | 0 | 0
2013 | 0 | 0 | 0 | 0 | 0 |  |  |  |  | 2013 | 0 | 0 | 0 | 0 | 0
2014 | 0 | 0 | 0 | 0 | 0 |  |  |  |  | 2014 | 0 | 0 | 0 | 0 | 0
2015 | 0 | 0 | 0 | 0 | 0 |  |  |  |  | 2015 | 0 | 0 | 0 | 0 | 0
2016 | 0 | 0 | 0 | 0 | 0 |  |  |  |  | 2016 | 0 | 0 | 0 | 0 | 0
Total Lifecycle | 0 | 0 | 0 | 359.8489 | 565.9162 |  |  |  |  | Total Lifecycle | 0 | 0 | 0 | 404.3246 | 635.8609
Reductions based on total annual installations | [9 empty] | Reductions based on total annual installations (Gross)
| Annual Net kWh | Lifecycle Net kWh | Annual Net Therms | Lifecycle Net Therms | Net July-Sept Peak (kW) | Net Dec-Feb (kW) |  | User Entered kW | Net Annual NCP (kW) |  | Annual Gross kWh | Lifecycle Gross kWh | Annual Gross Therms | Lifecycle Gross Therms | User Entered kW
2006 | 0 | 0 | 0 | 0 | 0 | 0 |  | 0 | 0 | 2006 | 0 | 0 | 0 | 0 | 0
2007 | 0 | 0 | 6444.846 | 61512.6348 | 0 | 0 |  | 0 | 0 | 2007 | 0 | 0 | 4.312 | 69115.32 | 0
2008 | 0 | 0 | 0 | 0 | 0 | 0 |  | 0 | 0 | 2008 | 0 | 0 | 0 | 0 | 0
2009 | 0 | 0 | 0 | 0 | 0 | 0 |  | 0 | 0 | 2009 | 0 | 0 | 0 | 0 | 0
2010 | 0 | 0 | 0 | 0 | 0 | 0 |  | 0 | 0 | 2010 | 0 | 0 | 0 | 0 | 0
2011 | 0 | 0 | 0 | 0 | 0 | 0 |  | 0 | 0 | 2011 | 0 | 0 | 0 | 0 | 0
2012 | 0 | 0 | 0 | 0 | 0 | 0 |  | 0 | 0 | 2012 | 0 | 0 | 0 | 0 | 0
2013 | 0 | 0 | 0 | 0 | 0 | 0 |  | 0 | 0 | 2013 | 0 | 0 | 0 | 0 | 0
2014 | 0 | 0 | 0 | 0 | 0 | 0 |  | 0 | 0 | 2014 | 0 | 0 | 0 | 0 | 0
2015 | 0 | 0 | 0 | 0 | 0 | 0 |  | 0 | 0 | 2015 | 0 | 0 | 0 | 0 | 0
2016 | 0 | 0 | 0 | 0 | 0 | 0 |  | 0 | 0 | 2016 | 0 | 0 | 0 | 0 | 0
Total | 0 | 0 | 6444.846 | 61512.6348 | 0 | 0 |  | 0 | 0 | Total | 0 | 0 | 4.312 | 69115.32 | 0
Net Impacts by Sector (All Measures Installed through 2016)
| Annual Net kWh | Lifecycle Net kWh | Annual Net Therms | Lifecycle Net Therms | Net July-Sept Peak (kW) | Net Dec-Feb (kW) |  | User Entered kW | TRC Lifecycle Net Benefits* ($)
Total | 0 | 0 | 6444.846 | 61512.6348 | 0 | 0 |  | 0 | 9370.2621
Residential | 0 | 0 | 6444.846 | 61512.6348 | 0 | 0 |  | 0 | 9370.2621
Commercial | 0 | 0 | 0 | 0 | 0 | 0 |  | 0 | 0
Industrial | 0 | 0 | 0 | 0 | 0 | 0 |  | 0 | 0
Agricultural | 0 | 0 | 0 | 0 | 0 | 0 |  | 0 | 0
Not Used | 0 | 0 | 0 | 0 | 0 | 0 |  | 0 | 0
Not Used | 0 | 0 | 0 | 0 | 0 | 0 |  | 0 | 0
Not Used | 0 | 0 | 0 | 0 | 0 | 0 |  | 0 | 0
0 | 0 | 0 | 0 | 0 | 0 | 0 |  | 0 | 0
0 | 0 | 0 | 0 | 0 | 0 | 0 |  | 0 | 0
0 | 0 | 0 | 0 | 0 | 0 | 0 |  | 0 | 0
0 | 0 | 0 | 0 | 0 | 0 | 0 |  | 0 | 0
0 | 0 | 0 | 0 | 0 | 0 | 0 |  | 0 | 0
0 |  |  | 0 |  |  |  |  | 0 | 0
0 |  |  | 0 |  |  |  |  | 0 | 0
0 |  |  | 0 |  |  |  |  | 0 | 0
0 |  |  | 0 |  |  |  |  | 0 | 0
0 |  |  | 0 |  |  |  |  | 0 | 0
0 |  |  | 0 |  |  |  |  | 0 | 0
0 |  |  | 0 |  |  |  |  | 0 | 0
0 |  |  | 0 |  |  |  |  | 0 | 0
0 |  |  | 0 |  |  |  |  | 0 | 0
0 |  |  | 0 |  |  |  |  | 0 | 0
0 |  |  | 0 |  |  |  |  | 0 | 0
0 |  |  | 0 |  |  |  |  | 0 | 0
* Include program-level and admin costs allocated based to total gas and electric programs at the measure level.
Net Impacts by CPUC End Use Categories (All Measures Installed through 2016)
| Annual Net kWh | Lifecycle Net kWh | Annual Net Therms | Lifecycle Net Therms | Net July-Sept Peak (kW) | Net Dec-Feb Pk (kW) |  | User Entered kW | TRC Lifecycle Net Benefits* ($)
Total | 0 | 0 | 6444.846 | 61512.6348 | 0 | 0 |  | 0 | 9370.2621
Clothes Dryer | 0 | 0 | 0 | 0 | 0 | 0 |  | 0 | 0
Clothes Washer | 0 | 0 | 0 | 0 | 0 | 0 |  | 0 | 0
Consumer Electronics | 0 | 0 | 0 | 0 | 0 | 0 |  | 0 | 0
Cooking | 0 | 0 | 0 | 0 | 0 | 0 |  | 0 | 0
Dishwasher | 0 | 0 | 0 | 0 | 0 | 0 |  | 0 | 0
Other Appliance | 0 | 0 | 0 | 0 | 0 | 0 |  | 0 | 0
Office Equipment | 0 | 0 | 0 | 0 | 0 | 0 |  | 0 | 0
Building shell | 0 | 0 | 0 | 0 | 0 | 0 |  | 0 | 0
Space Cooling | 0 | 0 | 0 | 0 | 0 | 0 |  | 0 | 0
Space Heating | 0 | 0 | 0 | 0 | 0 | 0 |  | 0 | 0
Ventilation | 0 | 0 | 0 | 0 | 0 | 0 |  | 0 | 0
Interior Lighting | 0 | 0 | 0 | 0 | 0 | 0 |  | 0 | 0
Exterior Lighting | 0 | 0 | 0 | 0 | 0 | 0 |  | 0 | 0
Daylighting | 0 | 0 | 0 | 0 | 0 | 0 |  | 0 | 0
Motors | 0 | 0 | 0 | 0 | 0 | 0 |  | 0 | 0
Process | 0 | 0 | 0 | 0 | 0 | 0 |  | 0 | 0
Compressed Air | 0 | 0 | 0 | 0 | 0 | 0 |  | 0 | 0
Food Processor | 0 | 0 | 0 | 0 | 0 | 0 |  | 0 | 0
Refrigeration | 0 | 0 | 0 | 0 | 0 | 0 |  | 0 | 0
Freezers | 0 | 0 | 0 | 0 | 0 | 0 |  | 0 | 0
Pumps | 0 | 0 | 0 | 0 | 0 | 0 |  | 0 | 0
Pool Pump | 0 | 0 | 0 | 0 | 0 | 0 |  | 0 | 0
Domestic Hot Water | 0 | 0 | 0 | 0 | 0 | 0 |  | 0 | 0
Water Heating | 0 | 0 | 6444.846 | 61512.6348 | 0 | 0 |  | 0 | 9370.2621
Other and unspecified | 0 | 0 | 0 | 0 | 0 | 0 | 0 | 0 | 0
* Include program-level and admin costs allocated based to total gas and electric programs at the measure level.
Net Impacts by Climate Zone (All Measures Installed through 2016)
| Annual Net kWh | Lifecycle Net kWh | Annual Net Therms | Lifecycle Net Therms | Net July-Sept Peak (kW) | Net dec-Feb Pk (kW) |  | User Entered kW | TRC Lifecycle Net Benefits* ($)
Total | 0 | 0 | 6444.846 | 61512.6348 | 0 | 0 |  | 0 | 9370.2621
7 | 0 | 0 | 1186.249 | 11355.9158 | 0 | 0 |  | 0 | 1587.3081
10 | 0 | 0 | 4871.4399 | 46377.2521 | 0 | 0 |  | 0 | 7562.5763
14 | 0 | 0 | 0 | 0 | 0 | 0 |  | 0 | 0
15 | 0 | 0 | 0 | 0 | 0 | 0 |  | 0 | 0
System | 0 | 0 | 387.1571 | 3779.4669 | 0 | 0 |  | 0 | 220.3777
0 | 0 | 0 | 0 | 0 | 0 | 0 |  | 0 | 0
0 | 0 | 0 | 0 | 0 | 0 | 0 |  | 0 | 0
0 | 0 | 0 | 0 | 0 | 0 | 0 |  | 0 | 0
0 | 0 | 0 | 0 | 0 | 0 | 0 |  | 0 | 0
0 | 0 | 0 | 0 | 0 | 0 | 0 |  | 0 | 0
0 | 0 | 0 | 0 | 0 | 0 | 0 |  | 0 | 0
* Include program-level and admin costs allocated based to total gas and electric programs at the measure level.
Persistent reductions in the summer (3rd Qtr) or winter (4th Qtr) of each year
| Net Juy-Sept Peak (kW) | Net Annual Dec-Feb (kW)
2006 | 0 | 0
2007 | 0 | 0
2008 | 0 | 0
2009 | 0 | 0
2010 | 0 | 0
2011 | 0 | 0
2012 | 0 | 0
2013 | 0 | 0
2014 | 0 | 0
2015 | 0 | 0
2016 | 0 | 0
2017 | 0 | 0
Monthly Impacts
First Year for Impact Table: | 2006
| Quarter | Monthly Five Hour Avg or TOU Peak | Net Monthly NCP (kW) |  | Monthly Net kWh | Monthly Net Therms
2006-01-01 | 1 | 0 | 0 |  | 0 | 0
2006-02-01 | 1 | 0 | 0 |  | 0 | 0
2006-03-01 | 1 | 0 | 0 |  | 0 | 0
2006-04-01 | 2 | 0 | 0 |  | 0 | 0
2006-05-01 | 2 | 0 | 0 |  | 0 | 0
2006-06-01 | 2 | 0 | 0 |  | 0 | 0
2006-07-01 | 3 | 0 | 0 |  | 0 | 0
2006-08-01 | 3 | 0 | 0 |  | 0 | 0
2006-09-01 | 3 | 0 | 0 |  | 0 | 0
2006-10-01 | 4 | 0 | 0 |  | 0 | 0
2006-11-01 | 4 | 0 | 0 |  | 0 | 0
2006-12-01 | 4 | 0 | 0 |  | 0 | 0
2007-01-01 | 5 | 0 | 0 |  | 0 | 0
2007-02-01 | 5 | 0 | 0 |  | 0 | 0
2007-03-01 | 5 | 0 | 0 |  | 0 | 0
2007-04-01 | 6 | 0 | 0 |  | 0 | 0
2007-05-01 | 6 | 0 | 0 |  | 0 | 0
2007-06-01 | 6 | 0 | 0 |  | 0 | 0
2007-07-01 | 7 | 0 | 0 |  | 0 | 0
2007-08-01 | 7 | 0 | 0 |  | 0 | 0
2007-09-01 | 7 | 0 | 0 |  | 0 | 0
2007-10-01 | 8 | 0 | 0 |  | 0 | 537.0705
2007-11-01 | 8 | 0 | 0 |  | 0 | 537.0705
2007-12-01 | 8 | 0 | 0 |  | 0 | 537.0705
2008-01-01 | 9 | 0 | 0 |  | 0 | 537.0705
2008-02-01 | 9 | 0 | 0 |  | 0 | 537.0705
2008-03-01 | 9 | 0 | 0 |  | 0 | 537.0705
2008-04-01 | 10 | 0 | 0 |  | 0 | 537.0705
2008-05-01 | 10 | 0 | 0 |  | 0 | 537.0705
2008-06-01 | 10 | 0 | 0 |  | 0 | 537.0705
2008-07-01 | 11 | 0 | 0 |  | 0 | 537.0705
2008-08-01 | 11 | 0 | 0 |  | 0 | 537.0705
2008-09-01 | 11 | 0 | 0 |  | 0 | 537.0705
2008-10-01 | 12 | 0 | 0 |  | 0 | 537.0705
2008-11-01 | 12 | 0 | 0 |  | 0 | 537.0705
2008-12-01 | 12 | 0 | 0 |  | 0 | 537.0705
2009-01-01 | 13 | 0 | 0 |  | 0 | 537.0705
2009-02-01 | 13 | 0 | 0 |  | 0 | 537.0705
2009-03-01 | 13 | 0 | 0 |  | 0 | 537.0705
2009-04-01 | 14 | 0 | 0 |  | 0 | 537.0705
2009-05-01 | 14 | 0 | 0 |  | 0 | 537.0705
2009-06-01 | 14 | 0 | 0 |  | 0 | 537.0705
2009-07-01 | 15 | 0 | 0 |  | 0 | 537.0705
2009-08-01 | 15 | 0 | 0 |  | 0 | 537.0705
2009-09-01 | 15 | 0 | 0 |  | 0 | 537.0705
2009-10-01 | 16 | 0 | 0 |  | 0 | 537.0705
2009-11-01 | 16 | 0 | 0 |  | 0 | 537.0705
2009-12-01 | 16 | 0 | 0 |  | 0 | 537.0705
2010-01-01 | 17 | 0 | 0 |  | 0 | 537.0705
2010-02-01 | 17 | 0 | 0 |  | 0 | 537.0705
2010-03-01 | 17 | 0 | 0 |  | 0 | 537.0705
2010-04-01 | 18 | 0 | 0 |  | 0 | 537.0705
2010-05-01 | 18 | 0 | 0 |  | 0 | 537.0705
2010-06-01 | 18 | 0 | 0 |  | 0 | 537.0705
2010-07-01 | 19 | 0 | 0 |  | 0 | 537.0705
2010-08-01 | 19 | 0 | 0 |  | 0 | 537.0705
2010-09-01 | 19 | 0 | 0 |  | 0 | 537.0705
2010-10-01 | 20 | 0 | 0 |  | 0 | 537.0705
2010-11-01 | 20 | 0 | 0 |  | 0 | 537.0705
2010-12-01 | 20 | 0 | 0 |  | 0 | 537.0705
2011-01-01 | 21 | 0 | 0 |  | 0 | 537.0705
2011-02-01 | 21 | 0 | 0 |  | 0 | 537.0705
2011-03-01 | 21 | 0 | 0 |  | 0 | 537.0705
2011-04-01 | 22 | 0 | 0 |  | 0 | 537.0705
2011-05-01 | 22 | 0 | 0 |  | 0 | 537.0705
2011-06-01 | 22 | 0 | 0 |  | 0 | 537.0705
2011-07-01 | 23 | 0 | 0 |  | 0 | 537.0705
2011-08-01 | 23 | 0 | 0 |  | 0 | 537.0705
2011-09-01 | 23 | 0 | 0 |  | 0 | 537.0705
2011-10-01 | 24 | 0 | 0 |  | 0 | 537.0705
2011-11-01 | 24 | 0 | 0 |  | 0 | 537.0705
2011-12-01 | 24 | 0 | 0 |  | 0 | 537.0705
2012-01-01 | 25 | 0 | 0 |  | 0 | 537.0705
2012-02-01 | 25 | 0 | 0 |  | 0 | 537.0705
2012-03-01 | 25 | 0 | 0 |  | 0 | 537.0705
2012-04-01 | 26 | 0 | 0 |  | 0 | 537.0705
2012-05-01 | 26 | 0 | 0 |  | 0 | 537.0705
2012-06-01 | 26 | 0 | 0 |  | 0 | 537.0705
2012-07-01 | 27 | 0 | 0 |  | 0 | 537.0705
2012-08-01 | 27 | 0 | 0 |  | 0 | 537.0705
2012-09-01 | 27 | 0 | 0 |  | 0 | 537.0705
2012-10-01 | 28 | 0 | 0 |  | 0 | 537.0705
2012-11-01 | 28 | 0 | 0 |  | 0 | 537.0705
2012-12-01 | 28 | 0 | 0 |  | 0 | 537.0705
2013-01-01 | 29 | 0 | 0 |  | 0 | 537.0705
2013-02-01 | 29 | 0 | 0 |  | 0 | 537.0705
2013-03-01 | 29 | 0 | 0 |  | 0 | 537.0705
2013-04-01 | 30 | 0 | 0 |  | 0 | 537.0705
2013-05-01 | 30 | 0 | 0 |  | 0 | 537.0705
2013-06-01 | 30 | 0 | 0 |  | 0 | 537.0705
2013-07-01 | 31 | 0 | 0 |  | 0 | 537.0705
2013-08-01 | 31 | 0 | 0 |  | 0 | 537.0705
2013-09-01 | 31 | 0 | 0 |  | 0 | 537.0705
2013-10-01 | 32 | 0 | 0 |  | 0 | 537.0705
2013-11-01 | 32 | 0 | 0 |  | 0 | 537.0705
2013-12-01 | 32 | 0 | 0 |  | 0 | 537.0705
2014-01-01 | 33 | 0 | 0 |  | 0 | 537.0705
2014-02-01 | 33 | 0 | 0 |  | 0 | 537.0705
2014-03-01 | 33 | 0 | 0 |  | 0 | 537.0705
2014-04-01 | 34 | 0 | 0 |  | 0 | 537.0705
2014-05-01 | 34 | 0 | 0 |  | 0 | 537.0705
2014-06-01 | 34 | 0 | 0 |  | 0 | 537.0705
2014-07-01 | 35 | 0 | 0 |  | 0 | 537.0705
2014-08-01 | 35 | 0 | 0 |  | 0 | 537.0705
2014-09-01 | 35 | 0 | 0 |  | 0 | 537.0705
2014-10-01 | 36 | 0 | 0 |  | 0 | 537.0705
2014-11-01 | 36 | 0 | 0 |  | 0 | 537.0705
2014-12-01 | 36 | 0 | 0 |  | 0 | 537.0705
2015-01-01 | 37 | 0 | 0 |  | 0 | 537.0705
2015-02-01 | 37 | 0 | 0 |  | 0 | 537.0705
2015-03-01 | 37 | 0 | 0 |  | 0 | 537.0705
2015-04-01 | 38 | 0 | 0 |  | 0 | 537.0705
2015-05-01 | 38 | 0 | 0 |  | 0 | 537.0705
2015-06-01 | 38 | 0 | 0 |  | 0 | 537.0705
2015-07-01 | 39 | 0 | 0 |  | 0 | 537.0705
2015-08-01 | 39 | 0 | 0 |  | 0 | 537.0705
2015-09-01 | 39 | 0 | 0 |  | 0 | 537.0705
2015-10-01 | 40 | 0 | 0 |  | 0 | 537.0705
2015-11-01 | 40 | 0 | 0 |  | 0 | 537.0705
2015-12-01 | 40 | 0 | 0 |  | 0 | 537.0705
2016-01-01 | 41 | 0 | 0 |  | 0 | 537.0705
2016-02-01 | 41 | 0 | 0 |  | 0 | 537.0705
2016-03-01 | 41 | 0 | 0 |  | 0 | 537.0705
2016-04-01 | 42 | 0 | 0 |  | 0 | 537.0705
2016-05-01 | 42 | 0 | 0 |  | 0 | 537.0705
2016-06-01 | 42 | 0 | 0 |  | 0 | 537.0705
2016-07-01 | 43 | 0 | 0 |  | 0 | 537.0705
2016-08-01 | 43 | 0 | 0 |  | 0 | 537.0705
2016-09-01 | 43 | 0 | 0 |  | 0 | 537.0705
2016-10-01 | 44 | 0 | 0 |  | 0 | 292.4184
2016-11-01 | 44 | 0 | 0 |  | 0 | 292.4184
2016-12-01 | 44 | 0 | 0 |  | 0 | 292.4184

## Input
| SDG&E Tool NTG 4f2 (800).xls |  |  |  | Program Budget ($) |  |  | NPV Factor for lump-sum admin costs: | 100%
a. Administrative Costs
| Proposer General Information |  |  |  | a.i. Overhead and G&A |  | d. Incentives and Rebates ($) | Nominal | NPV
| Proposer Name |  |  |  | a.ii. Other Admin costs |  | d.i. User Input Incentive |  | 0 | Note: User Input Incentives are treated like Admin costs and are NOT adjusted by the net to gross ratio in the TRC test.
| Program Name |  |  |  | b. Marketing/Outreach |  | d.ii. Rebate | 0 | 0
| Service Territory |  | SDG&E |  | c. Direct Implementation (non incentive) |  | d.iii. Direct Install Labor | 0 | 0
| First Year of Program Implementation |  |  | 2006 | c.i. Activity |  | d.iv. Direct Install Materials | 25530.32 | 22421.1307
| Contact Information |  |  |  | c.ii. Installation |  | d.v. Upstream payments | 0 | 0
| Name |  |  |  | c.iii. Hardware & Materials |  | Subtotal Direct Install | 25530.32 | 22421.1307
| Address |  |  |  | c.iv. Rebate Processing and Inspection
| ZIP code |  |  |  | d. Total Incentives and Rebates | 25530.32
| Telephone |  |  |  | e. EM&V |  | f. Costs recovered from other sources |  | 0
| Email |  |  |  | Total | 25530.32 | Program Budget w/ Other Costs (a to f) | 25530.32 | 22421.1307
Quarterly Installation Schedule
| Program Inputs | [10 empty] | Transfer | Admin | Admin | Admin | Participant | [8 empty] | Placeholders, not currently used | [10 empty] | Annual Installation Schedule | [10 empty] | 2006 |  |  |  | 2007 |  |  |  | 2008 |  |  |  | 2009 |  |  |  | 2010 |  |  |  | 2011 |  |  |  | 2012 |  |  |  | 2013 |  |  |  | 2014 |  |  |  | 2015 |  |  |  | 2016
| Measure Name | DEER RunID | Climate Zone | Target sector | Measure Electric End Use Shape | CZ, Sector, Measure combination found? | Measure Type (To Look up Measure Life) | Program Type (To look up Net-to-gross Ratio) | Unit Definition (e.g. homes) | Program Type (NEW/ROB or Early Repl(RET)) | Gross Measure Cost ($/unit) | Rebate to end use customer or its assignee ($/unit) | Incentives to entities other than the end use customer or its assignee($/unit) | Direct Install Labor ($/unit) | Direct Install Material ($/unit) | Participant cost ($/unit) | Gross Unit Annual Electricity Savings (kwh/unit) | Electric Rate Schedule | Demand Scaler | User Entered kW Savings per unit (kW/unit) | Gross Unit Annual Gas Savings (therm/unit) | Gas Sector | Gas Rate Schedule | Gas Savings Profile | Avg remaining life on replaced units (yrs) | Early retrofit incremental kWh savings (kWh/unit) | Early retrofit incremental kW savings (kW/unit) | Early retrofit incremental Th savings (Th/unit) | Combustion Type | Effective Useful Life (years) | Net-to-Gross Ratio - kWh | Net-to-Gross Ratio - kW | Net-to-Gross Ratio - Therms | Net-to-Gross Ratio - Costs | % Eligible for TOU AC adjustment | 2006 | 2007 | 2008 | 2009 | 2010 | 2011 | 2012 | 2013 | 2014 | 2015 | 2016 | Qtr 1 | Qtr 2 | Qtr 3 | Qtr 4 | Qtr 1 | Qtr 2 | Qtr 3 | Qtr 4 | Qtr 1 | Qtr 2 | Qtr 3 | Qtr 4 | Qtr 1 | Qtr 2 | Qtr 3 | Qtr 4 | Qtr 1 | Qtr 2 | Qtr 3 | Qtr 4 | Qtr 1 | Qtr 2 | Qtr 3 | Qtr 4 | Qtr 1 | Qtr 2 | Qtr 3 | Qtr 4 | Qtr 1 | Qtr 2 | Qtr 3 | Qtr 4 | Qtr 1 | Qtr 2 | Qtr 3 | Qtr 4 | Qtr 1 | Qtr 2 | Qtr 3 | Qtr 4 | Qtr 1 | Qtr 2 | Qtr 3 | Qtr 4 | Total Number of Units | Comments
0 | 255003-Faucet Aerator |  | 10 | Residential | 04-DMO-ResidentialMobileHome–DoubleWide-WAT_HEAT | 0 |  |  |  |  | 9.2422 | 0 | 0 | 0 | 12.0325 | -2.7903 | 0 |  | kWh | 0 | 5.6 | Residential |  | Annual | [5 empty] | 9 | 0.89 |  |  |  | 0 | 0 | 1.54 | 0 | 0 | 0 | 0 | 0 | 0 | 0 | 0 | 0 | 2006 Qtr 1: 0; 2006 Qtr 2: 0; 2006 Qtr 3: 0; 2006 Qtr 4: 0; 2007 Qtr 1: 0; 2007 Qtr 2: 0; 2007 Qtr 3: 1.54; 2007 Qtr 4: 0; 2008 Qtr 1: 0; 2008 Qtr 2: 0; 2008 Qtr 3: 0; 2008 Qtr 4: 0 | 1.54
0 | 255003-Faucet Aerator |  | 7 | Residential | 04-DMO-ResidentialMobileHome–DoubleWide-WAT_HEAT | 0 |  |  |  |  | 9.2422 | 0 | 0 | 0 | 12.039 | -2.7968 | 0 |  | kWh | 0 | 5.6 | Residential |  | Annual | [5 empty] | 9 | 0.89 |  |  |  | 0 | 0 | 0.77 | 0 | 0 | 0 | 0 | 0 | 0 | 0 | 0 | 0 | 2006 Qtr 1: 0; 2006 Qtr 2: 0; 2006 Qtr 3: 0; 2006 Qtr 4: 0; 2007 Qtr 1: 0; 2007 Qtr 2: 0; 2007 Qtr 3: 0.77; 2007 Qtr 4: 0; 2008 Qtr 1: 0; 2008 Qtr 2: 0; 2008 Qtr 3: 0; 2008 Qtr 4: 0 | 0.77
0 | 255003-Faucet Aerator |  | 10 | Residential | 04-DMO-ResidentialMobileHome–DoubleWide-WAT_HEAT | 0 |  |  |  |  | 9.2422 | 0 | 0 | 0 | 12.0325 | -2.7903 | 0 |  | kWh | 0 | 5.6 | Residential |  | Annual | [5 empty] | 9 | 0.89 |  |  |  | 0 | 0 | 1.54 | 0 | 0 | 0 | 0 | 0 | 0 | 0 | 0 | 0 | 2006 Qtr 1: 0; 2006 Qtr 2: 0; 2006 Qtr 3: 0; 2006 Qtr 4: 0; 2007 Qtr 1: 0; 2007 Qtr 2: 0; 2007 Qtr 3: 1.54; 2007 Qtr 4: 0; 2008 Qtr 1: 0; 2008 Qtr 2: 0; 2008 Qtr 3: 0; 2008 Qtr 4: 0 | 1.54
0 | 255003-Faucet Aerator |  | 10 | Residential | 04-DMO-ResidentialMobileHome–DoubleWide-WAT_HEAT | 0 |  |  |  |  | 9.2422 | 0 | 0 | 0 | 12.0346 | -2.7924 | 0 |  | kWh | 0 | 5.6 | Residential |  | Annual | [5 empty] | 9 | 0.89 |  |  |  | 0 | 0 | 2.31 | 0 | 0 | 0 | 0 | 0 | 0 | 0 | 0 | 0 | 2006 Qtr 1: 0; 2006 Qtr 2: 0; 2006 Qtr 3: 0; 2006 Qtr 4: 0; 2007 Qtr 1: 0; 2007 Qtr 2: 0; 2007 Qtr 3: 2.31; 2007 Qtr 4: 0; 2008 Qtr 1: 0; 2008 Qtr 2: 0; 2008 Qtr 3: 0; 2008 Qtr 4: 0 | 2.31
0 | 255003-Faucet Aerator |  | 10 | Residential | 04-DMO-ResidentialMobileHome–DoubleWide-WAT_HEAT | 0 |  |  |  |  | 9.2422 | 0 | 0 | 0 | 12.039 | -2.7968 | 0 |  | kWh | 0 | 5.6 | Residential |  | Annual | [5 empty] | 9 | 0.89 |  |  |  | 0 | 0 | 0.77 | 0 | 0 | 0 | 0 | 0 | 0 | 0 | 0 | 0 | 2006 Qtr 1: 0; 2006 Qtr 2: 0; 2006 Qtr 3: 0; 2006 Qtr 4: 0; 2007 Qtr 1: 0; 2007 Qtr 2: 0; 2007 Qtr 3: 0.77; 2007 Qtr 4: 0; 2008 Qtr 1: 0; 2008 Qtr 2: 0; 2008 Qtr 3: 0; 2008 Qtr 4: 0 | 0.77
0 | 255003-Faucet Aerator |  | 10 | Residential | 04-DMO-ResidentialMobileHome–DoubleWide-WAT_HEAT | 0 |  |  |  |  | 9.2422 | 0 | 0 | 0 | 12.0325 | -2.7903 | 0 |  | kWh | 0 | 5.6 | Residential |  | Annual | [5 empty] | 9 | 0.89 |  |  |  | 0 | 0 | 1.54 | 0 | 0 | 0 | 0 | 0 | 0 | 0 | 0 | 0 | 2006 Qtr 1: 0; 2006 Qtr 2: 0; 2006 Qtr 3: 0; 2006 Qtr 4: 0; 2007 Qtr 1: 0; 2007 Qtr 2: 0; 2007 Qtr 3: 1.54; 2007 Qtr 4: 0; 2008 Qtr 1: 0; 2008 Qtr 2: 0; 2008 Qtr 3: 0; 2008 Qtr 4: 0 | 1.54
0 | 255003-Faucet Aerator |  | 7 | Residential | 04-DMO-ResidentialMobileHome–DoubleWide-WAT_HEAT | 0 |  |  |  |  | 9.2422 | 0 | 0 | 0 | 12.039 | -2.7968 | 0 |  | kWh | 0 | 5.6 | Residential |  | Annual | [5 empty] | 9 | 0.89 |  |  |  | 0 | 0 | 0.77 | 0 | 0 | 0 | 0 | 0 | 0 | 0 | 0 | 0 | 2006 Qtr 1: 0; 2006 Qtr 2: 0; 2006 Qtr 3: 0; 2006 Qtr 4: 0; 2007 Qtr 1: 0; 2007 Qtr 2: 0; 2007 Qtr 3: 0.77; 2007 Qtr 4: 0; 2008 Qtr 1: 0; 2008 Qtr 2: 0; 2008 Qtr 3: 0; 2008 Qtr 4: 0 | 0.77
0 | 255003-Faucet Aerator |  | 10 | Residential | 04-DMO-ResidentialMobileHome–DoubleWide-WAT_HEAT | 0 |  |  |  |  | 9.2422 | 0 | 0 | 0 | 12.0346 | -2.7924 | 0 |  | kWh | 0 | 5.6 | Residential |  | Annual | [5 empty] | 9 | 0.89 |  |  |  | 0 | 0 | 2.31 | 0 | 0 | 0 | 0 | 0 | 0 | 0 | 0 | 0 | 2006 Qtr 1: 0; 2006 Qtr 2: 0; 2006 Qtr 3: 0; 2006 Qtr 4: 0; 2007 Qtr 1: 0; 2007 Qtr 2: 0; 2007 Qtr 3: 2.31; 2007 Qtr 4: 0; 2008 Qtr 1: 0; 2008 Qtr 2: 0; 2008 Qtr 3: 0; 2008 Qtr 4: 0 | 2.31
0 | 255003-Faucet Aerator |  | 10 | Residential | 04-DMO-ResidentialMobileHome–DoubleWide-WAT_HEAT | 0 |  |  |  |  | 9.2422 | 0 | 0 | 0 | 12.0357 | -2.7935 | 0 |  | kWh | 0 | 5.6 | Residential |  | Annual | [5 empty] | 9 | 0.89 |  |  |  | 0 | 0 | 3.08 | 0 | 0 | 0 | 0 | 0 | 0 | 0 | 0 | 0 | 2006 Qtr 1: 0; 2006 Qtr 2: 0; 2006 Qtr 3: 0; 2006 Qtr 4: 0; 2007 Qtr 1: 0; 2007 Qtr 2: 0; 2007 Qtr 3: 3.08; 2007 Qtr 4: 0; 2008 Qtr 1: 0; 2008 Qtr 2: 0; 2008 Qtr 3: 0; 2008 Qtr 4: 0 | 3.08
0 | 255003-Faucet Aerator |  | System | Residential | 04-DMO-ResidentialMobileHome–DoubleWide-WAT_HEAT | 0 |  |  |  |  | 9.2422 | 0 | 0 | 0 | 12.0325 | -2.7903 | 0 |  | kWh | 0 | 5.6 | Residential |  | Annual | [5 empty] | 9 | 0.89 |  |  |  | 0 | 0 | 1.54 | 0 | 0 | 0 | 0 | 0 | 0 | 0 | 0 | 0 | 2006 Qtr 1: 0; 2006 Qtr 2: 0; 2006 Qtr 3: 0; 2006 Qtr 4: 0; 2007 Qtr 1: 0; 2007 Qtr 2: 0; 2007 Qtr 3: 1.54; 2007 Qtr 4: 0; 2008 Qtr 1: 0; 2008 Qtr 2: 0; 2008 Qtr 3: 0; 2008 Qtr 4: 0 | 1.54
0 | 255003-Faucet Aerator |  | 10 | Residential | 04-DMO-ResidentialMobileHome–DoubleWide-WAT_HEAT | 0 |  |  |  |  | 9.2422 | 0 | 0 | 0 | 12.0346 | -2.7924 | 0 |  | kWh | 0 | 5.6 | Residential |  | Annual | [5 empty] | 9 | 0.89 |  |  |  | 0 | 0 | 2.31 | 0 | 0 | 0 | 0 | 0 | 0 | 0 | 0 | 0 | 2006 Qtr 1: 0; 2006 Qtr 2: 0; 2006 Qtr 3: 0; 2006 Qtr 4: 0; 2007 Qtr 1: 0; 2007 Qtr 2: 0; 2007 Qtr 3: 2.31; 2007 Qtr 4: 0; 2008 Qtr 1: 0; 2008 Qtr 2: 0; 2008 Qtr 3: 0; 2008 Qtr 4: 0 | 2.31
0 | 255003-Faucet Aerator |  | 10 | Residential | 04-DMO-ResidentialMobileHome–DoubleWide-WAT_HEAT | 0 |  |  |  |  | 9.2422 | 0 | 0 | 0 | 12.0346 | -2.7924 | 0 |  | kWh | 0 | 5.6 | Residential |  | Annual | [5 empty] | 9 | 0.89 |  |  |  | 0 | 0 | 2.31 | 0 | 0 | 0 | 0 | 0 | 0 | 0 | 0 | 0 | 2006 Qtr 1: 0; 2006 Qtr 2: 0; 2006 Qtr 3: 0; 2006 Qtr 4: 0; 2007 Qtr 1: 0; 2007 Qtr 2: 0; 2007 Qtr 3: 2.31; 2007 Qtr 4: 0; 2008 Qtr 1: 0; 2008 Qtr 2: 0; 2008 Qtr 3: 0; 2008 Qtr 4: 0 | 2.31
0 | 255003-Faucet Aerator |  | 10 | Residential | 04-DMO-ResidentialMobileHome–DoubleWide-WAT_HEAT | 0 |  |  |  |  | 9.2422 | 0 | 0 | 0 | 12.0325 | -2.7903 | 0 |  | kWh | 0 | 5.6 | Residential |  | Annual | [5 empty] | 9 | 0.89 |  |  |  | 0 | 0 | 1.54 | 0 | 0 | 0 | 0 | 0 | 0 | 0 | 0 | 0 | 2006 Qtr 1: 0; 2006 Qtr 2: 0; 2006 Qtr 3: 0; 2006 Qtr 4: 0; 2007 Qtr 1: 0; 2007 Qtr 2: 0; 2007 Qtr 3: 1.54; 2007 Qtr 4: 0; 2008 Qtr 1: 0; 2008 Qtr 2: 0; 2008 Qtr 3: 0; 2008 Qtr 4: 0 | 1.54
0 | 255003-Faucet Aerator |  | 10 | Residential | 04-DMO-ResidentialMobileHome–DoubleWide-WAT_HEAT | 0 |  |  |  |  | 9.2422 | 0 | 0 | 0 | 12.0325 | -2.7903 | 0 |  | kWh | 0 | 5.6 | Residential |  | Annual | [5 empty] | 9 | 0.89 |  |  |  | 0 | 0 | 1.54 | 0 | 0 | 0 | 0 | 0 | 0 | 0 | 0 | 0 | 2006 Qtr 1: 0; 2006 Qtr 2: 0; 2006 Qtr 3: 0; 2006 Qtr 4: 0; 2007 Qtr 1: 0; 2007 Qtr 2: 0; 2007 Qtr 3: 1.54; 2007 Qtr 4: 0; 2008 Qtr 1: 0; 2008 Qtr 2: 0; 2008 Qtr 3: 0; 2008 Qtr 4: 0 | 1.54
0 | 255003-Faucet Aerator |  | 10 | Residential | 04-DMO-ResidentialMobileHome–DoubleWide-WAT_HEAT | 0 |  |  |  |  | 9.2422 | 0 | 0 | 0 | 12.0346 | -2.7924 | 0 |  | kWh | 0 | 5.6 | Residential |  | Annual | [5 empty] | 9 | 0.89 |  |  |  | 0 | 0 | 2.31 | 0 | 0 | 0 | 0 | 0 | 0 | 0 | 0 | 0 | 2006 Qtr 1: 0; 2006 Qtr 2: 0; 2006 Qtr 3: 0; 2006 Qtr 4: 0; 2007 Qtr 1: 0; 2007 Qtr 2: 0; 2007 Qtr 3: 2.31; 2007 Qtr 4: 0; 2008 Qtr 1: 0; 2008 Qtr 2: 0; 2008 Qtr 3: 0; 2008 Qtr 4: 0 | 2.31
0 | 255003-Faucet Aerator |  | 10 | Residential | 04-DMO-ResidentialMobileHome–DoubleWide-WAT_HEAT | 0 |  |  |  |  | 9.2422 | 0 | 0 | 0 | 12.0346 | -2.7924 | 0 |  | kWh | 0 | 5.6 | Residential |  | Annual | [5 empty] | 9 | 0.89 |  |  |  | 0 | 0 | 2.31 | 0 | 0 | 0 | 0 | 0 | 0 | 0 | 0 | 0 | 2006 Qtr 1: 0; 2006 Qtr 2: 0; 2006 Qtr 3: 0; 2006 Qtr 4: 0; 2007 Qtr 1: 0; 2007 Qtr 2: 0; 2007 Qtr 3: 2.31; 2007 Qtr 4: 0; 2008 Qtr 1: 0; 2008 Qtr 2: 0; 2008 Qtr 3: 0; 2008 Qtr 4: 0 | 2.31
0 | 255003-Faucet Aerator |  | 10 | Residential | 04-DMO-ResidentialMobileHome–DoubleWide-WAT_HEAT | 0 |  |  |  |  | 9.2422 | 0 | 0 | 0 | 12.039 | -2.7968 | 0 |  | kWh | 0 | 5.6 | Residential |  | Annual | [5 empty] | 9 | 0.89 |  |  |  | 0 | 0 | 0.77 | 0 | 0 | 0 | 0 | 0 | 0 | 0 | 0 | 0 | 2006 Qtr 1: 0; 2006 Qtr 2: 0; 2006 Qtr 3: 0; 2006 Qtr 4: 0; 2007 Qtr 1: 0; 2007 Qtr 2: 0; 2007 Qtr 3: 0.77; 2007 Qtr 4: 0; 2008 Qtr 1: 0; 2008 Qtr 2: 0; 2008 Qtr 3: 0; 2008 Qtr 4: 0 | 0.77
0 | 255003-Faucet Aerator |  | 10 | Residential | 04-DMO-ResidentialMobileHome–DoubleWide-WAT_HEAT | 0 |  |  |  |  | 9.2422 | 0 | 0 | 0 | 12.0325 | -2.7903 | 0 |  | kWh | 0 | 5.6 | Residential |  | Annual | [5 empty] | 9 | 0.89 |  |  |  | 0 | 0 | 1.54 | 0 | 0 | 0 | 0 | 0 | 0 | 0 | 0 | 0 | 2006 Qtr 1: 0; 2006 Qtr 2: 0; 2006 Qtr 3: 0; 2006 Qtr 4: 0; 2007 Qtr 1: 0; 2007 Qtr 2: 0; 2007 Qtr 3: 1.54; 2007 Qtr 4: 0; 2008 Qtr 1: 0; 2008 Qtr 2: 0; 2008 Qtr 3: 0; 2008 Qtr 4: 0 | 1.54
0 | 255003-Faucet Aerator |  | 10 | Residential | 04-DMO-ResidentialMobileHome–DoubleWide-WAT_HEAT | 0 |  |  |  |  | 9.2422 | 0 | 0 | 0 | 12.0325 | -2.7903 | 0 |  | kWh | 0 | 5.6 | Residential |  | Annual | [5 empty] | 9 | 0.89 |  |  |  | 0 | 0 | 1.54 | 0 | 0 | 0 | 0 | 0 | 0 | 0 | 0 | 0 | 2006 Qtr 1: 0; 2006 Qtr 2: 0; 2006 Qtr 3: 0; 2006 Qtr 4: 0; 2007 Qtr 1: 0; 2007 Qtr 2: 0; 2007 Qtr 3: 1.54; 2007 Qtr 4: 0; 2008 Qtr 1: 0; 2008 Qtr 2: 0; 2008 Qtr 3: 0; 2008 Qtr 4: 0 | 1.54
0 | 255003-Faucet Aerator |  | 10 | Residential | 04-DMO-ResidentialMobileHome–DoubleWide-WAT_HEAT | 0 |  |  |  |  | 9.2422 | 0 | 0 | 0 | 12.039 | -2.7968 | 0 |  | kWh | 0 | 5.6 | Residential |  | Annual | [5 empty] | 9 | 0.89 |  |  |  | 0 | 0 | 0.77 | 0 | 0 | 0 | 0 | 0 | 0 | 0 | 0 | 0 | 2006 Qtr 1: 0; 2006 Qtr 2: 0; 2006 Qtr 3: 0; 2006 Qtr 4: 0; 2007 Qtr 1: 0; 2007 Qtr 2: 0; 2007 Qtr 3: 0.77; 2007 Qtr 4: 0; 2008 Qtr 1: 0; 2008 Qtr 2: 0; 2008 Qtr 3: 0; 2008 Qtr 4: 0 | 0.77
0 | 255003-Faucet Aerator |  | 10 | Residential | 04-DMO-ResidentialMobileHome–DoubleWide-WAT_HEAT | 0 |  |  |  |  | 9.2422 | 0 | 0 | 0 | 12.0357 | -2.7935 | 0 |  | kWh | 0 | 5.6 | Residential |  | Annual | [5 empty] | 9 | 0.89 |  |  |  | 0 | 0 | 3.08 | 0 | 0 | 0 | 0 | 0 | 0 | 0 | 0 | 0 | 2006 Qtr 1: 0; 2006 Qtr 2: 0; 2006 Qtr 3: 0; 2006 Qtr 4: 0; 2007 Qtr 1: 0; 2007 Qtr 2: 0; 2007 Qtr 3: 3.08; 2007 Qtr 4: 0; 2008 Qtr 1: 0; 2008 Qtr 2: 0; 2008 Qtr 3: 0; 2008 Qtr 4: 0 | 3.08
0 | 255003-Faucet Aerator |  | 10 | Residential | 04-DMO-ResidentialMobileHome–DoubleWide-WAT_HEAT | 0 |  |  |  |  | 9.2422 | 0 | 0 | 0 | 12.0325 | -2.7903 | 0 |  | kWh | 0 | 5.6 | Residential |  | Annual | [5 empty] | 9 | 0.89 |  |  |  | 0 | 0 | 1.54 | 0 | 0 | 0 | 0 | 0 | 0 | 0 | 0 | 0 | 2006 Qtr 1: 0; 2006 Qtr 2: 0; 2006 Qtr 3: 0; 2006 Qtr 4: 0; 2007 Qtr 1: 0; 2007 Qtr 2: 0; 2007 Qtr 3: 1.54; 2007 Qtr 4: 0; 2008 Qtr 1: 0; 2008 Qtr 2: 0; 2008 Qtr 3: 0; 2008 Qtr 4: 0 | 1.54
0 | 255003-Faucet Aerator |  | 10 | Residential | 04-DMO-ResidentialMobileHome–DoubleWide-WAT_HEAT | 0 |  |  |  |  | 9.2422 | 0 | 0 | 0 | 12.0346 | -2.7924 | 0 |  | kWh | 0 | 5.6 | Residential |  | Annual | [5 empty] | 9 | 0.89 |  |  |  | 0 | 0 | 2.31 | 0 | 0 | 0 | 0 | 0 | 0 | 0 | 0 | 0 | 2006 Qtr 1: 0; 2006 Qtr 2: 0; 2006 Qtr 3: 0; 2006 Qtr 4: 0; 2007 Qtr 1: 0; 2007 Qtr 2: 0; 2007 Qtr 3: 2.31; 2007 Qtr 4: 0; 2008 Qtr 1: 0; 2008 Qtr 2: 0; 2008 Qtr 3: 0; 2008 Qtr 4: 0 | 2.31
0 | 255003-Faucet Aerator |  | 10 | Residential | 04-DMO-ResidentialMobileHome–DoubleWide-WAT_HEAT | 0 |  |  |  |  | 9.2422 | 0 | 0 | 0 | 12.0346 | -2.7924 | 0 |  | kWh | 0 | 5.6 | Residential |  | Annual | [5 empty] | 9 | 0.89 |  |  |  | 0 | 0 | 2.31 | 0 | 0 | 0 | 0 | 0 | 0 | 0 | 0 | 0 | 2006 Qtr 1: 0; 2006 Qtr 2: 0; 2006 Qtr 3: 0; 2006 Qtr 4: 0; 2007 Qtr 1: 0; 2007 Qtr 2: 0; 2007 Qtr 3: 2.31; 2007 Qtr 4: 0; 2008 Qtr 1: 0; 2008 Qtr 2: 0; 2008 Qtr 3: 0; 2008 Qtr 4: 0 | 2.31
0 | 255003-Faucet Aerator |  | 10 | Residential | 04-DMO-ResidentialMobileHome–DoubleWide-WAT_HEAT | 0 |  |  |  |  | 9.2422 | 0 | 0 | 0 | 12.0325 | -2.7903 | 0 |  | kWh | 0 | 5.6 | Residential |  | Annual | [5 empty] | 9 | 0.89 |  |  |  | 0 | 0 | 1.54 | 0 | 0 | 0 | 0 | 0 | 0 | 0 | 0 | 0 | 2006 Qtr 1: 0; 2006 Qtr 2: 0; 2006 Qtr 3: 0; 2006 Qtr 4: 0; 2007 Qtr 1: 0; 2007 Qtr 2: 0; 2007 Qtr 3: 1.54; 2007 Qtr 4: 0; 2008 Qtr 1: 0; 2008 Qtr 2: 0; 2008 Qtr 3: 0; 2008 Qtr 4: 0 | 1.54
0 | 255003-Faucet Aerator |  | 10 | Residential | 04-DMO-ResidentialMobileHome–DoubleWide-WAT_HEAT | 0 |  |  |  |  | 9.2422 | 0 | 0 | 0 | 12.0325 | -2.7903 | 0 |  | kWh | 0 | 5.6 | Residential |  | Annual | [5 empty] | 9 | 0.89 |  |  |  | 0 | 0 | 1.54 | 0 | 0 | 0 | 0 | 0 | 0 | 0 | 0 | 0 | 2006 Qtr 1: 0; 2006 Qtr 2: 0; 2006 Qtr 3: 0; 2006 Qtr 4: 0; 2007 Qtr 1: 0; 2007 Qtr 2: 0; 2007 Qtr 3: 1.54; 2007 Qtr 4: 0; 2008 Qtr 1: 0; 2008 Qtr 2: 0; 2008 Qtr 3: 0; 2008 Qtr 4: 0 | 1.54
0 | 255003-Faucet Aerator |  | 10 | Residential | 04-DMO-ResidentialMobileHome–DoubleWide-WAT_HEAT | 0 |  |  |  |  | 9.2422 | 0 | 0 | 0 | 12.0346 | -2.7924 | 0 |  | kWh | 0 | 5.6 | Residential |  | Annual | [5 empty] | 9 | 0.89 |  |  |  | 0 | 0 | 2.31 | 0 | 0 | 0 | 0 | 0 | 0 | 0 | 0 | 0 | 2006 Qtr 1: 0; 2006 Qtr 2: 0; 2006 Qtr 3: 0; 2006 Qtr 4: 0; 2007 Qtr 1: 0; 2007 Qtr 2: 0; 2007 Qtr 3: 2.31; 2007 Qtr 4: 0; 2008 Qtr 1: 0; 2008 Qtr 2: 0; 2008 Qtr 3: 0; 2008 Qtr 4: 0 | 2.31
0 | 255003-Faucet Aerator |  | 10 | Residential | 04-DMO-ResidentialMobileHome–DoubleWide-WAT_HEAT | 0 |  |  |  |  | 9.2422 | 0 | 0 | 0 | 12.0325 | -2.7903 | 0 |  | kWh | 0 | 5.6 | Residential |  | Annual | [5 empty] | 9 | 0.89 |  |  |  | 0 | 0 | 1.54 | 0 | 0 | 0 | 0 | 0 | 0 | 0 | 0 | 0 | 2006 Qtr 1: 0; 2006 Qtr 2: 0; 2006 Qtr 3: 0; 2006 Qtr 4: 0; 2007 Qtr 1: 0; 2007 Qtr 2: 0; 2007 Qtr 3: 1.54; 2007 Qtr 4: 0; 2008 Qtr 1: 0; 2008 Qtr 2: 0; 2008 Qtr 3: 0; 2008 Qtr 4: 0 | 1.54
0 | 255003-Faucet Aerator |  | 7 | Residential | 04-DMO-ResidentialMobileHome–DoubleWide-WAT_HEAT | 0 |  |  |  |  | 9.2422 | 0 | 0 | 0 | 12.0325 | -2.7903 | 0 |  | kWh | 0 | 5.6 | Residential |  | Annual | [5 empty] | 9 | 0.89 |  |  |  | 0 | 0 | 1.54 | 0 | 0 | 0 | 0 | 0 | 0 | 0 | 0 | 0 | 2006 Qtr 1: 0; 2006 Qtr 2: 0; 2006 Qtr 3: 0; 2006 Qtr 4: 0; 2007 Qtr 1: 0; 2007 Qtr 2: 0; 2007 Qtr 3: 1.54; 2007 Qtr 4: 0; 2008 Qtr 1: 0; 2008 Qtr 2: 0; 2008 Qtr 3: 0; 2008 Qtr 4: 0 | 1.54
0 | 255003-Faucet Aerator |  | 10 | Residential | 04-DMO-ResidentialMobileHome–DoubleWide-WAT_HEAT | 0 |  |  |  |  | 9.2422 | 0 | 0 | 0 | 12.0325 | -2.7903 | 0 |  | kWh | 0 | 5.6 | Residential |  | Annual | [5 empty] | 9 | 0.89 |  |  |  | 0 | 0 | 1.54 | 0 | 0 | 0 | 0 | 0 | 0 | 0 | 0 | 0 | 2006 Qtr 1: 0; 2006 Qtr 2: 0; 2006 Qtr 3: 0; 2006 Qtr 4: 0; 2007 Qtr 1: 0; 2007 Qtr 2: 0; 2007 Qtr 3: 1.54; 2007 Qtr 4: 0; 2008 Qtr 1: 0; 2008 Qtr 2: 0; 2008 Qtr 3: 0; 2008 Qtr 4: 0 | 1.54
0 | 255003-Faucet Aerator |  | 10 | Residential | 04-DMO-ResidentialMobileHome–DoubleWide-WAT_HEAT | 0 |  |  |  |  | 9.2422 | 0 | 0 | 0 | 12.039 | -2.7968 | 0 |  | kWh | 0 | 5.6 | Residential |  | Annual | [5 empty] | 9 | 0.89 |  |  |  | 0 | 0 | 0.77 | 0 | 0 | 0 | 0 | 0 | 0 | 0 | 0 | 0 | 2006 Qtr 1: 0; 2006 Qtr 2: 0; 2006 Qtr 3: 0; 2006 Qtr 4: 0; 2007 Qtr 1: 0; 2007 Qtr 2: 0; 2007 Qtr 3: 0.77; 2007 Qtr 4: 0; 2008 Qtr 1: 0; 2008 Qtr 2: 0; 2008 Qtr 3: 0; 2008 Qtr 4: 0 | 0.77
0 | 255003-Faucet Aerator |  | 10 | Residential | 04-DMO-ResidentialMobileHome–DoubleWide-WAT_HEAT | 0 |  |  |  |  | 9.2422 | 0 | 0 | 0 | 12.0346 | -2.7924 | 0 |  | kWh | 0 | 5.6 | Residential |  | Annual | [5 empty] | 9 | 0.89 |  |  |  | 0 | 0 | 2.31 | 0 | 0 | 0 | 0 | 0 | 0 | 0 | 0 | 0 | 2006 Qtr 1: 0; 2006 Qtr 2: 0; 2006 Qtr 3: 0; 2006 Qtr 4: 0; 2007 Qtr 1: 0; 2007 Qtr 2: 0; 2007 Qtr 3: 2.31; 2007 Qtr 4: 0; 2008 Qtr 1: 0; 2008 Qtr 2: 0; 2008 Qtr 3: 0; 2008 Qtr 4: 0 | 2.31
0 | 255003-Faucet Aerator |  | 10 | Residential | 04-DMO-ResidentialMobileHome–DoubleWide-WAT_HEAT | 0 |  |  |  |  | 9.2422 | 0 | 0 | 0 | 12.0325 | -2.7903 | 0 |  | kWh | 0 | 5.6 | Residential |  | Annual | [5 empty] | 9 | 0.89 |  |  |  | 0 | 0 | 1.54 | 0 | 0 | 0 | 0 | 0 | 0 | 0 | 0 | 0 | 2006 Qtr 1: 0; 2006 Qtr 2: 0; 2006 Qtr 3: 0; 2006 Qtr 4: 0; 2007 Qtr 1: 0; 2007 Qtr 2: 0; 2007 Qtr 3: 1.54; 2007 Qtr 4: 0; 2008 Qtr 1: 0; 2008 Qtr 2: 0; 2008 Qtr 3: 0; 2008 Qtr 4: 0 | 1.54
0 | 255003-Faucet Aerator |  | 10 | Residential | 04-DMO-ResidentialMobileHome–DoubleWide-WAT_HEAT | 0 |  |  |  |  | 9.2422 | 0 | 0 | 0 | 12.0325 | -2.7903 | 0 |  | kWh | 0 | 5.6 | Residential |  | Annual | [5 empty] | 9 | 0.89 |  |  |  | 0 | 0 | 1.54 | 0 | 0 | 0 | 0 | 0 | 0 | 0 | 0 | 0 | 2006 Qtr 1: 0; 2006 Qtr 2: 0; 2006 Qtr 3: 0; 2006 Qtr 4: 0; 2007 Qtr 1: 0; 2007 Qtr 2: 0; 2007 Qtr 3: 1.54; 2007 Qtr 4: 0; 2008 Qtr 1: 0; 2008 Qtr 2: 0; 2008 Qtr 3: 0; 2008 Qtr 4: 0 | 1.54
0 | 255003-Faucet Aerator |  | 10 | Residential | 04-DMO-ResidentialMobileHome–DoubleWide-WAT_HEAT | 0 |  |  |  |  | 9.2422 | 0 | 0 | 0 | 12.0346 | -2.7924 | 0 |  | kWh | 0 | 5.6 | Residential |  | Annual | [5 empty] | 9 | 0.89 |  |  |  | 0 | 0 | 2.31 | 0 | 0 | 0 | 0 | 0 | 0 | 0 | 0 | 0 | 2006 Qtr 1: 0; 2006 Qtr 2: 0; 2006 Qtr 3: 0; 2006 Qtr 4: 0; 2007 Qtr 1: 0; 2007 Qtr 2: 0; 2007 Qtr 3: 2.31; 2007 Qtr 4: 0; 2008 Qtr 1: 0; 2008 Qtr 2: 0; 2008 Qtr 3: 0; 2008 Qtr 4: 0 | 2.31
0 | 255003-Faucet Aerator |  | 10 | Residential | 04-DMO-ResidentialMobileHome–DoubleWide-WAT_HEAT | 0 |  |  |  |  | 9.2422 | 0 | 0 | 0 | 12.0325 | -2.7903 | 0 |  | kWh | 0 | 5.6 | Residential |  | Annual | [5 empty] | 9 | 0.89 |  |  |  | 0 | 0 | 1.54 | 0 | 0 | 0 | 0 | 0 | 0 | 0 | 0 | 0 | 2006 Qtr 1: 0; 2006 Qtr 2: 0; 2006 Qtr 3: 0; 2006 Qtr 4: 0; 2007 Qtr 1: 0; 2007 Qtr 2: 0; 2007 Qtr 3: 1.54; 2007 Qtr 4: 0; 2008 Qtr 1: 0; 2008 Qtr 2: 0; 2008 Qtr 3: 0; 2008 Qtr 4: 0 | 1.54
0 | 255003-Faucet Aerator |  | 10 | Residential | 04-DMO-ResidentialMobileHome–DoubleWide-WAT_HEAT | 0 |  |  |  |  | 9.2422 | 0 | 0 | 0 | 12.0346 | -2.7924 | 0 |  | kWh | 0 | 5.6 | Residential |  | Annual | [5 empty] | 9 | 0.89 |  |  |  | 0 | 0 | 2.31 | 0 | 0 | 0 | 0 | 0 | 0 | 0 | 0 | 0 | 2006 Qtr 1: 0; 2006 Qtr 2: 0; 2006 Qtr 3: 0; 2006 Qtr 4: 0; 2007 Qtr 1: 0; 2007 Qtr 2: 0; 2007 Qtr 3: 2.31; 2007 Qtr 4: 0; 2008 Qtr 1: 0; 2008 Qtr 2: 0; 2008 Qtr 3: 0; 2008 Qtr 4: 0 | 2.31
0 | 255003-Faucet Aerator |  | System | Residential | 04-DMO-ResidentialMobileHome–DoubleWide-WAT_HEAT | 0 |  |  |  |  | 9.2422 | 0 | 0 | 0 | 12.0325 | -2.7903 | 0 |  | kWh | 0 | 5.6 | Residential |  | Annual | [5 empty] | 9 | 0.89 |  |  |  | 0 | 0 | 1.54 | 0 | 0 | 0 | 0 | 0 | 0 | 0 | 0 | 0 | 2006 Qtr 1: 0; 2006 Qtr 2: 0; 2006 Qtr 3: 0; 2006 Qtr 4: 0; 2007 Qtr 1: 0; 2007 Qtr 2: 0; 2007 Qtr 3: 1.54; 2007 Qtr 4: 0; 2008 Qtr 1: 0; 2008 Qtr 2: 0; 2008 Qtr 3: 0; 2008 Qtr 4: 0 | 1.54
0 | 255003-Faucet Aerator |  | 10 | Residential | 04-DMO-ResidentialMobileHome–DoubleWide-WAT_HEAT | 0 |  |  |  |  | 9.2422 | 0 | 0 | 0 | 12.0357 | -2.7935 | 0 |  | kWh | 0 | 5.6 | Residential |  | Annual | [5 empty] | 9 | 0.89 |  |  |  | 0 | 0 | 3.08 | 0 | 0 | 0 | 0 | 0 | 0 | 0 | 0 | 0 | 2006 Qtr 1: 0; 2006 Qtr 2: 0; 2006 Qtr 3: 0; 2006 Qtr 4: 0; 2007 Qtr 1: 0; 2007 Qtr 2: 0; 2007 Qtr 3: 3.08; 2007 Qtr 4: 0; 2008 Qtr 1: 0; 2008 Qtr 2: 0; 2008 Qtr 3: 0; 2008 Qtr 4: 0 | 3.08
0 | 255003-Faucet Aerator |  | 10 | Residential | 04-DMO-ResidentialMobileHome–DoubleWide-WAT_HEAT | 0 |  |  |  |  | 9.2422 | 0 | 0 | 0 | 12.0357 | -2.7935 | 0 |  | kWh | 0 | 5.6 | Residential |  | Annual | [5 empty] | 9 | 0.89 |  |  |  | 0 | 0 | 3.08 | 0 | 0 | 0 | 0 | 0 | 0 | 0 | 0 | 0 | 2006 Qtr 1: 0; 2006 Qtr 2: 0; 2006 Qtr 3: 0; 2006 Qtr 4: 0; 2007 Qtr 1: 0; 2007 Qtr 2: 0; 2007 Qtr 3: 3.08; 2007 Qtr 4: 0; 2008 Qtr 1: 0; 2008 Qtr 2: 0; 2008 Qtr 3: 0; 2008 Qtr 4: 0 | 3.08
0 | 255003-Faucet Aerator |  | 10 | Residential | 04-DMO-ResidentialMobileHome–DoubleWide-WAT_HEAT | 0 |  |  |  |  | 9.2422 | 0 | 0 | 0 | 12.0325 | -2.7903 | 0 |  | kWh | 0 | 5.6 | Residential |  | Annual | [5 empty] | 9 | 0.89 |  |  |  | 0 | 0 | 1.54 | 0 | 0 | 0 | 0 | 0 | 0 | 0 | 0 | 0 | 2006 Qtr 1: 0; 2006 Qtr 2: 0; 2006 Qtr 3: 0; 2006 Qtr 4: 0; 2007 Qtr 1: 0; 2007 Qtr 2: 0; 2007 Qtr 3: 1.54; 2007 Qtr 4: 0; 2008 Qtr 1: 0; 2008 Qtr 2: 0; 2008 Qtr 3: 0; 2008 Qtr 4: 0 | 1.54
0 | 255003-Faucet Aerator |  | 10 | Residential | 04-DMO-ResidentialMobileHome–DoubleWide-WAT_HEAT | 0 |  |  |  |  | 9.2422 | 0 | 0 | 0 | 12.0338 | -2.7916 | 0 |  | kWh | 0 | 5.6 | Residential |  | Annual | [5 empty] | 9 | 0.89 |  |  |  | 0 | 0 | 3.85 | 0 | 0 | 0 | 0 | 0 | 0 | 0 | 0 | 0 | 2006 Qtr 1: 0; 2006 Qtr 2: 0; 2006 Qtr 3: 0; 2006 Qtr 4: 0; 2007 Qtr 1: 0; 2007 Qtr 2: 0; 2007 Qtr 3: 3.85; 2007 Qtr 4: 0; 2008 Qtr 1: 0; 2008 Qtr 2: 0; 2008 Qtr 3: 0; 2008 Qtr 4: 0 | 3.85
0 | 255003-Faucet Aerator |  | 10 | Residential | 04-DMO-ResidentialMobileHome–DoubleWide-WAT_HEAT | 0 |  |  |  |  | 9.2422 | 0 | 0 | 0 | 12.0325 | -2.7903 | 0 |  | kWh | 0 | 5.6 | Residential |  | Annual | [5 empty] | 9 | 0.89 |  |  |  | 0 | 0 | 1.54 | 0 | 0 | 0 | 0 | 0 | 0 | 0 | 0 | 0 | 2006 Qtr 1: 0; 2006 Qtr 2: 0; 2006 Qtr 3: 0; 2006 Qtr 4: 0; 2007 Qtr 1: 0; 2007 Qtr 2: 0; 2007 Qtr 3: 1.54; 2007 Qtr 4: 0; 2008 Qtr 1: 0; 2008 Qtr 2: 0; 2008 Qtr 3: 0; 2008 Qtr 4: 0 | 1.54
0 | 255003-Faucet Aerator |  | 10 | Residential | 04-DMO-ResidentialMobileHome–DoubleWide-WAT_HEAT | 0 |  |  |  |  | 9.2422 | 0 | 0 | 0 | 12.0325 | -2.7903 | 0 |  | kWh | 0 | 5.6 | Residential |  | Annual | [5 empty] | 9 | 0.89 |  |  |  | 0 | 0 | 1.54 | 0 | 0 | 0 | 0 | 0 | 0 | 0 | 0 | 0 | 2006 Qtr 1: 0; 2006 Qtr 2: 0; 2006 Qtr 3: 0; 2006 Qtr 4: 0; 2007 Qtr 1: 0; 2007 Qtr 2: 0; 2007 Qtr 3: 1.54; 2007 Qtr 4: 0; 2008 Qtr 1: 0; 2008 Qtr 2: 0; 2008 Qtr 3: 0; 2008 Qtr 4: 0 | 1.54
0 | 255003-Faucet Aerator |  | 10 | Residential | 04-DMO-ResidentialMobileHome–DoubleWide-WAT_HEAT | 0 |  |  |  |  | 9.2422 | 0 | 0 | 0 | 12.0325 | -2.7903 | 0 |  | kWh | 0 | 5.6 | Residential |  | Annual | [5 empty] | 9 | 0.89 |  |  |  | 0 | 0 | 1.54 | 0 | 0 | 0 | 0 | 0 | 0 | 0 | 0 | 0 | 2006 Qtr 1: 0; 2006 Qtr 2: 0; 2006 Qtr 3: 0; 2006 Qtr 4: 0; 2007 Qtr 1: 0; 2007 Qtr 2: 0; 2007 Qtr 3: 1.54; 2007 Qtr 4: 0; 2008 Qtr 1: 0; 2008 Qtr 2: 0; 2008 Qtr 3: 0; 2008 Qtr 4: 0 | 1.54
0 | 255003-Faucet Aerator |  | 10 | Residential | 04-DMO-ResidentialMobileHome–DoubleWide-WAT_HEAT | 0 |  |  |  |  | 9.2422 | 0 | 0 | 0 | 12.0325 | -2.7903 | 0 |  | kWh | 0 | 5.6 | Residential |  | Annual | [5 empty] | 9 | 0.89 |  |  |  | 0 | 0 | 1.54 | 0 | 0 | 0 | 0 | 0 | 0 | 0 | 0 | 0 | 2006 Qtr 1: 0; 2006 Qtr 2: 0; 2006 Qtr 3: 0; 2006 Qtr 4: 0; 2007 Qtr 1: 0; 2007 Qtr 2: 0; 2007 Qtr 3: 1.54; 2007 Qtr 4: 0; 2008 Qtr 1: 0; 2008 Qtr 2: 0; 2008 Qtr 3: 0; 2008 Qtr 4: 0 | 1.54
0 | 255003-Faucet Aerator |  | 10 | Residential | 04-DMO-ResidentialMobileHome–DoubleWide-WAT_HEAT | 0 |  |  |  |  | 9.2422 | 0 | 0 | 0 | 12.0325 | -2.7903 | 0 |  | kWh | 0 | 5.6 | Residential |  | Annual | [5 empty] | 9 | 0.89 |  |  |  | 0 | 0 | 1.54 | 0 | 0 | 0 | 0 | 0 | 0 | 0 | 0 | 0 | 2006 Qtr 1: 0; 2006 Qtr 2: 0; 2006 Qtr 3: 0; 2006 Qtr 4: 0; 2007 Qtr 1: 0; 2007 Qtr 2: 0; 2007 Qtr 3: 1.54; 2007 Qtr 4: 0; 2008 Qtr 1: 0; 2008 Qtr 2: 0; 2008 Qtr 3: 0; 2008 Qtr 4: 0 | 1.54
0 | 255003-Faucet Aerator |  | 10 | Residential | 04-DMO-ResidentialMobileHome–DoubleWide-WAT_HEAT | 0 |  |  |  |  | 9.2422 | 0 | 0 | 0 | 12.0325 | -2.7903 | 0 |  | kWh | 0 | 5.6 | Residential |  | Annual | [5 empty] | 9 | 0.89 |  |  |  | 0 | 0 | 1.54 | 0 | 0 | 0 | 0 | 0 | 0 | 0 | 0 | 0 | 2006 Qtr 1: 0; 2006 Qtr 2: 0; 2006 Qtr 3: 0; 2006 Qtr 4: 0; 2007 Qtr 1: 0; 2007 Qtr 2: 0; 2007 Qtr 3: 1.54; 2007 Qtr 4: 0; 2008 Qtr 1: 0; 2008 Qtr 2: 0; 2008 Qtr 3: 0; 2008 Qtr 4: 0 | 1.54
0 | 255003-Faucet Aerator |  | 10 | Residential | 04-DMO-ResidentialMobileHome–DoubleWide-WAT_HEAT | 0 |  |  |  |  | 9.2422 | 0 | 0 | 0 | 12.0325 | -2.7903 | 0 |  | kWh | 0 | 5.6 | Residential |  | Annual | [5 empty] | 9 | 0.89 |  |  |  | 0 | 0 | 1.54 | 0 | 0 | 0 | 0 | 0 | 0 | 0 | 0 | 0 | 2006 Qtr 1: 0; 2006 Qtr 2: 0; 2006 Qtr 3: 0; 2006 Qtr 4: 0; 2007 Qtr 1: 0; 2007 Qtr 2: 0; 2007 Qtr 3: 1.54; 2007 Qtr 4: 0; 2008 Qtr 1: 0; 2008 Qtr 2: 0; 2008 Qtr 3: 0; 2008 Qtr 4: 0 | 1.54
0 | 255003-Faucet Aerator |  | 10 | Residential | 04-DMO-ResidentialMobileHome–DoubleWide-WAT_HEAT | 0 |  |  |  |  | 9.2422 | 0 | 0 | 0 | 12.0325 | -2.7903 | 0 |  | kWh | 0 | 5.6 | Residential |  | Annual | [5 empty] | 9 | 0.89 |  |  |  | 0 | 0 | 1.54 | 0 | 0 | 0 | 0 | 0 | 0 | 0 | 0 | 0 | 2006 Qtr 1: 0; 2006 Qtr 2: 0; 2006 Qtr 3: 0; 2006 Qtr 4: 0; 2007 Qtr 1: 0; 2007 Qtr 2: 0; 2007 Qtr 3: 1.54; 2007 Qtr 4: 0; 2008 Qtr 1: 0; 2008 Qtr 2: 0; 2008 Qtr 3: 0; 2008 Qtr 4: 0 | 1.54
0 | 255003-Faucet Aerator |  | 10 | Residential | 04-DMO-ResidentialMobileHome–DoubleWide-WAT_HEAT | 0 |  |  |  |  | 9.2422 | 0 | 0 | 0 | 12.039 | -2.7968 | 0 |  | kWh | 0 | 5.6 | Residential |  | Annual | [5 empty] | 9 | 0.89 |  |  |  | 0 | 0 | 0.77 | 0 | 0 | 0 | 0 | 0 | 0 | 0 | 0 | 0 | 2006 Qtr 1: 0; 2006 Qtr 2: 0; 2006 Qtr 3: 0; 2006 Qtr 4: 0; 2007 Qtr 1: 0; 2007 Qtr 2: 0; 2007 Qtr 3: 0.77; 2007 Qtr 4: 0; 2008 Qtr 1: 0; 2008 Qtr 2: 0; 2008 Qtr 3: 0; 2008 Qtr 4: 0 | 0.77
0 | 255003-Faucet Aerator |  | 10 | Residential | 04-DMO-ResidentialMobileHome–DoubleWide-WAT_HEAT | 0 |  |  |  |  | 9.2422 | 0 | 0 | 0 | 12.039 | -2.7968 | 0 |  | kWh | 0 | 5.6 | Residential |  | Annual | [5 empty] | 9 | 0.89 |  |  |  | 0 | 0 | 0.77 | 0 | 0 | 0 | 0 | 0 | 0 | 0 | 0 | 0 | 2006 Qtr 1: 0; 2006 Qtr 2: 0; 2006 Qtr 3: 0; 2006 Qtr 4: 0; 2007 Qtr 1: 0; 2007 Qtr 2: 0; 2007 Qtr 3: 0.77; 2007 Qtr 4: 0; 2008 Qtr 1: 0; 2008 Qtr 2: 0; 2008 Qtr 3: 0; 2008 Qtr 4: 0 | 0.77
0 | 255003-Faucet Aerator |  | 10 | Residential | 04-DMO-ResidentialMobileHome–DoubleWide-WAT_HEAT | 0 |  |  |  |  | 9.2422 | 0 | 0 | 0 | 12.0346 | -2.7924 | 0 |  | kWh | 0 | 5.6 | Residential |  | Annual | [5 empty] | 9 | 0.89 |  |  |  | 0 | 0 | 2.31 | 0 | 0 | 0 | 0 | 0 | 0 | 0 | 0 | 0 | 2006 Qtr 1: 0; 2006 Qtr 2: 0; 2006 Qtr 3: 0; 2006 Qtr 4: 0; 2007 Qtr 1: 0; 2007 Qtr 2: 0; 2007 Qtr 3: 2.31; 2007 Qtr 4: 0; 2008 Qtr 1: 0; 2008 Qtr 2: 0; 2008 Qtr 3: 0; 2008 Qtr 4: 0 | 2.31
0 | 255003-Faucet Aerator |  | 10 | Residential | 04-DMO-ResidentialMobileHome–DoubleWide-WAT_HEAT | 0 |  |  |  |  | 9.2422 | 0 | 0 | 0 | 12.0338 | -2.7916 | 0 |  | kWh | 0 | 5.6 | Residential |  | Annual | [5 empty] | 9 | 0.89 |  |  |  | 0 | 0 | 3.85 | 0 | 0 | 0 | 0 | 0 | 0 | 0 | 0 | 0 | 2006 Qtr 1: 0; 2006 Qtr 2: 0; 2006 Qtr 3: 0; 2006 Qtr 4: 0; 2007 Qtr 1: 0; 2007 Qtr 2: 0; 2007 Qtr 3: 3.85; 2007 Qtr 4: 0; 2008 Qtr 1: 0; 2008 Qtr 2: 0; 2008 Qtr 3: 0; 2008 Qtr 4: 0 | 3.85
0 | 255003-Faucet Aerator |  | 10 | Residential | 04-DMO-ResidentialMobileHome–DoubleWide-WAT_HEAT | 0 |  |  |  |  | 9.2422 | 0 | 0 | 0 | 12.0325 | -2.7903 | 0 |  | kWh | 0 | 5.6 | Residential |  | Annual | [5 empty] | 9 | 0.89 |  |  |  | 0 | 0 | 1.54 | 0 | 0 | 0 | 0 | 0 | 0 | 0 | 0 | 0 | 2006 Qtr 1: 0; 2006 Qtr 2: 0; 2006 Qtr 3: 0; 2006 Qtr 4: 0; 2007 Qtr 1: 0; 2007 Qtr 2: 0; 2007 Qtr 3: 1.54; 2007 Qtr 4: 0; 2008 Qtr 1: 0; 2008 Qtr 2: 0; 2008 Qtr 3: 0; 2008 Qtr 4: 0 | 1.54
0 | 255003-Faucet Aerator |  | 10 | Residential | 04-DMO-ResidentialMobileHome–DoubleWide-WAT_HEAT | 0 |  |  |  |  | 9.2422 | 0 | 0 | 0 | 12.0325 | -2.7903 | 0 |  | kWh | 0 | 5.6 | Residential |  | Annual | [5 empty] | 9 | 0.89 |  |  |  | 0 | 0 | 1.54 | 0 | 0 | 0 | 0 | 0 | 0 | 0 | 0 | 0 | 2006 Qtr 1: 0; 2006 Qtr 2: 0; 2006 Qtr 3: 0; 2006 Qtr 4: 0; 2007 Qtr 1: 0; 2007 Qtr 2: 0; 2007 Qtr 3: 1.54; 2007 Qtr 4: 0; 2008 Qtr 1: 0; 2008 Qtr 2: 0; 2008 Qtr 3: 0; 2008 Qtr 4: 0 | 1.54
0 | 255003-Faucet Aerator |  | 10 | Residential | 04-DMO-ResidentialMobileHome–DoubleWide-WAT_HEAT | 0 |  |  |  |  | 9.2422 | 0 | 0 | 0 | 12.0346 | -2.7924 | 0 |  | kWh | 0 | 5.6 | Residential |  | Annual | [5 empty] | 9 | 0.89 |  |  |  | 0 | 0 | 2.31 | 0 | 0 | 0 | 0 | 0 | 0 | 0 | 0 | 0 | 2006 Qtr 1: 0; 2006 Qtr 2: 0; 2006 Qtr 3: 0; 2006 Qtr 4: 0; 2007 Qtr 1: 0; 2007 Qtr 2: 0; 2007 Qtr 3: 2.31; 2007 Qtr 4: 0; 2008 Qtr 1: 0; 2008 Qtr 2: 0; 2008 Qtr 3: 0; 2008 Qtr 4: 0 | 2.31
0 | 255003-Faucet Aerator |  | 10 | Residential | 04-DMO-ResidentialMobileHome–DoubleWide-WAT_HEAT | 0 |  |  |  |  | 9.2422 | 0 | 0 | 0 | 12.0346 | -2.7924 | 0 |  | kWh | 0 | 5.6 | Residential |  | Annual | [5 empty] | 9 | 0.89 |  |  |  | 0 | 0 | 2.31 | 0 | 0 | 0 | 0 | 0 | 0 | 0 | 0 | 0 | 2006 Qtr 1: 0; 2006 Qtr 2: 0; 2006 Qtr 3: 0; 2006 Qtr 4: 0; 2007 Qtr 1: 0; 2007 Qtr 2: 0; 2007 Qtr 3: 2.31; 2007 Qtr 4: 0; 2008 Qtr 1: 0; 2008 Qtr 2: 0; 2008 Qtr 3: 0; 2008 Qtr 4: 0 | 2.31
0 | 255003-Faucet Aerator |  | 10 | Residential | 04-DMO-ResidentialMobileHome–DoubleWide-WAT_HEAT | 0 |  |  |  |  | 9.2422 | 0 | 0 | 0 | 12.0325 | -2.7903 | 0 |  | kWh | 0 | 5.6 | Residential |  | Annual | [5 empty] | 9 | 0.89 |  |  |  | 0 | 0 | 1.54 | 0 | 0 | 0 | 0 | 0 | 0 | 0 | 0 | 0 | 2006 Qtr 1: 0; 2006 Qtr 2: 0; 2006 Qtr 3: 0; 2006 Qtr 4: 0; 2007 Qtr 1: 0; 2007 Qtr 2: 0; 2007 Qtr 3: 1.54; 2007 Qtr 4: 0; 2008 Qtr 1: 0; 2008 Qtr 2: 0; 2008 Qtr 3: 0; 2008 Qtr 4: 0 | 1.54
0 | 255003-Faucet Aerator |  | 10 | Residential | 04-DMO-ResidentialMobileHome–DoubleWide-WAT_HEAT | 0 |  |  |  |  | 9.2422 | 0 | 0 | 0 | 12.0325 | -2.7903 | 0 |  | kWh | 0 | 5.6 | Residential |  | Annual | [5 empty] | 9 | 0.89 |  |  |  | 0 | 0 | 1.54 | 0 | 0 | 0 | 0 | 0 | 0 | 0 | 0 | 0 | 2006 Qtr 1: 0; 2006 Qtr 2: 0; 2006 Qtr 3: 0; 2006 Qtr 4: 0; 2007 Qtr 1: 0; 2007 Qtr 2: 0; 2007 Qtr 3: 1.54; 2007 Qtr 4: 0; 2008 Qtr 1: 0; 2008 Qtr 2: 0; 2008 Qtr 3: 0; 2008 Qtr 4: 0 | 1.54
0 | 255003-Faucet Aerator |  | 10 | Residential | 04-DMO-ResidentialMobileHome–DoubleWide-WAT_HEAT | 0 |  |  |  |  | 9.2422 | 0 | 0 | 0 | 12.0357 | -2.7935 | 0 |  | kWh | 0 | 5.6 | Residential |  | Annual | [5 empty] | 9 | 0.89 |  |  |  | 0 | 0 | 3.08 | 0 | 0 | 0 | 0 | 0 | 0 | 0 | 0 | 0 | 2006 Qtr 1: 0; 2006 Qtr 2: 0; 2006 Qtr 3: 0; 2006 Qtr 4: 0; 2007 Qtr 1: 0; 2007 Qtr 2: 0; 2007 Qtr 3: 3.08; 2007 Qtr 4: 0; 2008 Qtr 1: 0; 2008 Qtr 2: 0; 2008 Qtr 3: 0; 2008 Qtr 4: 0 | 3.08
0 | 255003-Faucet Aerator |  | 10 | Residential | 04-DMO-ResidentialMobileHome–DoubleWide-WAT_HEAT | 0 |  |  |  |  | 9.2422 | 0 | 0 | 0 | 12.0346 | -2.7924 | 0 |  | kWh | 0 | 5.6 | Residential |  | Annual | [5 empty] | 9 | 0.89 |  |  |  | 0 | 0 | 2.31 | 0 | 0 | 0 | 0 | 0 | 0 | 0 | 0 | 0 | 2006 Qtr 1: 0; 2006 Qtr 2: 0; 2006 Qtr 3: 0; 2006 Qtr 4: 0; 2007 Qtr 1: 0; 2007 Qtr 2: 0; 2007 Qtr 3: 2.31; 2007 Qtr 4: 0; 2008 Qtr 1: 0; 2008 Qtr 2: 0; 2008 Qtr 3: 0; 2008 Qtr 4: 0 | 2.31
0 | 255003-Faucet Aerator |  | 10 | Residential | 04-DMO-ResidentialMobileHome–DoubleWide-WAT_HEAT | 0 |  |  |  |  | 9.2422 | 0 | 0 | 0 | 12.0357 | -2.7935 | 0 |  | kWh | 0 | 5.6 | Residential |  | Annual | [5 empty] | 9 | 0.89 |  |  |  | 0 | 0 | 3.08 | 0 | 0 | 0 | 0 | 0 | 0 | 0 | 0 | 0 | 2006 Qtr 1: 0; 2006 Qtr 2: 0; 2006 Qtr 3: 0; 2006 Qtr 4: 0; 2007 Qtr 1: 0; 2007 Qtr 2: 0; 2007 Qtr 3: 3.08; 2007 Qtr 4: 0; 2008 Qtr 1: 0; 2008 Qtr 2: 0; 2008 Qtr 3: 0; 2008 Qtr 4: 0 | 3.08
0 | 255003-Faucet Aerator |  | 10 | Residential | 04-DMO-ResidentialMobileHome–DoubleWide-WAT_HEAT | 0 |  |  |  |  | 9.2422 | 0 | 0 | 0 | 12.039 | -2.7968 | 0 |  | kWh | 0 | 5.6 | Residential |  | Annual | [5 empty] | 9 | 0.89 |  |  |  | 0 | 0 | 0.77 | 0 | 0 | 0 | 0 | 0 | 0 | 0 | 0 | 0 | 2006 Qtr 1: 0; 2006 Qtr 2: 0; 2006 Qtr 3: 0; 2006 Qtr 4: 0; 2007 Qtr 1: 0; 2007 Qtr 2: 0; 2007 Qtr 3: 0.77; 2007 Qtr 4: 0; 2008 Qtr 1: 0; 2008 Qtr 2: 0; 2008 Qtr 3: 0; 2008 Qtr 4: 0 | 0.77
0 | 255003-Faucet Aerator |  | 10 | Residential | 04-DMO-ResidentialMobileHome–DoubleWide-WAT_HEAT | 0 |  |  |  |  | 9.2422 | 0 | 0 | 0 | 12.0346 | -2.7924 | 0 |  | kWh | 0 | 5.6 | Residential |  | Annual | [5 empty] | 9 | 0.89 |  |  |  | 0 | 0 | 2.31 | 0 | 0 | 0 | 0 | 0 | 0 | 0 | 0 | 0 | 2006 Qtr 1: 0; 2006 Qtr 2: 0; 2006 Qtr 3: 0; 2006 Qtr 4: 0; 2007 Qtr 1: 0; 2007 Qtr 2: 0; 2007 Qtr 3: 2.31; 2007 Qtr 4: 0; 2008 Qtr 1: 0; 2008 Qtr 2: 0; 2008 Qtr 3: 0; 2008 Qtr 4: 0 | 2.31
0 | 255003-Faucet Aerator |  | 10 | Residential | 04-DMO-ResidentialMobileHome–DoubleWide-WAT_HEAT | 0 |  |  |  |  | 9.2422 | 0 | 0 | 0 | 12.039 | -2.7968 | 0 |  | kWh | 0 | 5.6 | Residential |  | Annual | [5 empty] | 9 | 0.89 |  |  |  | 0 | 0 | 0.77 | 0 | 0 | 0 | 0 | 0 | 0 | 0 | 0 | 0 | 2006 Qtr 1: 0; 2006 Qtr 2: 0; 2006 Qtr 3: 0; 2006 Qtr 4: 0; 2007 Qtr 1: 0; 2007 Qtr 2: 0; 2007 Qtr 3: 0.77; 2007 Qtr 4: 0; 2008 Qtr 1: 0; 2008 Qtr 2: 0; 2008 Qtr 3: 0; 2008 Qtr 4: 0 | 0.77
0 | 255003-Faucet Aerator |  | 10 | Residential | 04-DMO-ResidentialMobileHome–DoubleWide-WAT_HEAT | 0 |  |  |  |  | 9.2422 | 0 | 0 | 0 | 12.0346 | -2.7924 | 0 |  | kWh | 0 | 5.6 | Residential |  | Annual | [5 empty] | 9 | 0.89 |  |  |  | 0 | 0 | 2.31 | 0 | 0 | 0 | 0 | 0 | 0 | 0 | 0 | 0 | 2006 Qtr 1: 0; 2006 Qtr 2: 0; 2006 Qtr 3: 0; 2006 Qtr 4: 0; 2007 Qtr 1: 0; 2007 Qtr 2: 0; 2007 Qtr 3: 2.31; 2007 Qtr 4: 0; 2008 Qtr 1: 0; 2008 Qtr 2: 0; 2008 Qtr 3: 0; 2008 Qtr 4: 0 | 2.31
0 | 255003-Faucet Aerator |  | 10 | Residential | 04-DMO-ResidentialMobileHome–DoubleWide-WAT_HEAT | 0 |  |  |  |  | 9.2422 | 0 | 0 | 0 | 12.0346 | -2.7924 | 0 |  | kWh | 0 | 5.6 | Residential |  | Annual | [5 empty] | 9 | 0.89 |  |  |  | 0 | 0 | 2.31 | 0 | 0 | 0 | 0 | 0 | 0 | 0 | 0 | 0 | 2006 Qtr 1: 0; 2006 Qtr 2: 0; 2006 Qtr 3: 0; 2006 Qtr 4: 0; 2007 Qtr 1: 0; 2007 Qtr 2: 0; 2007 Qtr 3: 2.31; 2007 Qtr 4: 0; 2008 Qtr 1: 0; 2008 Qtr 2: 0; 2008 Qtr 3: 0; 2008 Qtr 4: 0 | 2.31
0 | 255003-Faucet Aerator |  | 10 | Residential | 04-DMO-ResidentialMobileHome–DoubleWide-WAT_HEAT | 0 |  |  |  |  | 9.2422 | 0 | 0 | 0 | 12.0325 | -2.7903 | 0 |  | kWh | 0 | 5.6 | Residential |  | Annual | [5 empty] | 9 | 0.89 |  |  |  | 0 | 0 | 1.54 | 0 | 0 | 0 | 0 | 0 | 0 | 0 | 0 | 0 | 2006 Qtr 1: 0; 2006 Qtr 2: 0; 2006 Qtr 3: 0; 2006 Qtr 4: 0; 2007 Qtr 1: 0; 2007 Qtr 2: 0; 2007 Qtr 3: 1.54; 2007 Qtr 4: 0; 2008 Qtr 1: 0; 2008 Qtr 2: 0; 2008 Qtr 3: 0; 2008 Qtr 4: 0 | 1.54
0 | 255003-Faucet Aerator |  | 10 | Residential | 04-DMO-ResidentialMobileHome–DoubleWide-WAT_HEAT | 0 |  |  |  |  | 9.2422 | 0 | 0 | 0 | 12.0325 | -2.7903 | 0 |  | kWh | 0 | 5.6 | Residential |  | Annual | [5 empty] | 9 | 0.89 |  |  |  | 0 | 0 | 1.54 | 0 | 0 | 0 | 0 | 0 | 0 | 0 | 0 | 0 | 2006 Qtr 1: 0; 2006 Qtr 2: 0; 2006 Qtr 3: 0; 2006 Qtr 4: 0; 2007 Qtr 1: 0; 2007 Qtr 2: 0; 2007 Qtr 3: 1.54; 2007 Qtr 4: 0; 2008 Qtr 1: 0; 2008 Qtr 2: 0; 2008 Qtr 3: 0; 2008 Qtr 4: 0 | 1.54
0 | 255003-Faucet Aerator |  | 10 | Residential | 04-DMO-ResidentialMobileHome–DoubleWide-WAT_HEAT | 0 |  |  |  |  | 9.2422 | 0 | 0 | 0 | 12.039 | -2.7968 | 0 |  | kWh | 0 | 5.6 | Residential |  | Annual | [5 empty] | 9 | 0.89 |  |  |  | 0 | 0 | 0.77 | 0 | 0 | 0 | 0 | 0 | 0 | 0 | 0 | 0 | 2006 Qtr 1: 0; 2006 Qtr 2: 0; 2006 Qtr 3: 0; 2006 Qtr 4: 0; 2007 Qtr 1: 0; 2007 Qtr 2: 0; 2007 Qtr 3: 0.77; 2007 Qtr 4: 0; 2008 Qtr 1: 0; 2008 Qtr 2: 0; 2008 Qtr 3: 0; 2008 Qtr 4: 0 | 0.77
0 | 255003-Faucet Aerator |  | 10 | Residential | 04-DMO-ResidentialMobileHome–DoubleWide-WAT_HEAT | 0 |  |  |  |  | 9.2422 | 0 | 0 | 0 | 12.0325 | -2.7903 | 0 |  | kWh | 0 | 5.6 | Residential |  | Annual | [5 empty] | 9 | 0.89 |  |  |  | 0 | 0 | 1.54 | 0 | 0 | 0 | 0 | 0 | 0 | 0 | 0 | 0 | 2006 Qtr 1: 0; 2006 Qtr 2: 0; 2006 Qtr 3: 0; 2006 Qtr 4: 0; 2007 Qtr 1: 0; 2007 Qtr 2: 0; 2007 Qtr 3: 1.54; 2007 Qtr 4: 0; 2008 Qtr 1: 0; 2008 Qtr 2: 0; 2008 Qtr 3: 0; 2008 Qtr 4: 0 | 1.54
0 | 255003-Faucet Aerator |  | 10 | Residential | 04-DMO-ResidentialMobileHome–DoubleWide-WAT_HEAT | 0 |  |  |  |  | 9.2422 | 0 | 0 | 0 | 12.039 | -2.7968 | 0 |  | kWh | 0 | 5.6 | Residential |  | Annual | [5 empty] | 9 | 0.89 |  |  |  | 0 | 0 | 0.77 | 0 | 0 | 0 | 0 | 0 | 0 | 0 | 0 | 0 | 2006 Qtr 1: 0; 2006 Qtr 2: 0; 2006 Qtr 3: 0; 2006 Qtr 4: 0; 2007 Qtr 1: 0; 2007 Qtr 2: 0; 2007 Qtr 3: 0.77; 2007 Qtr 4: 0; 2008 Qtr 1: 0; 2008 Qtr 2: 0; 2008 Qtr 3: 0; 2008 Qtr 4: 0 | 0.77
0 | 255003-Faucet Aerator |  | 10 | Residential | 04-DMO-ResidentialMobileHome–DoubleWide-WAT_HEAT | 0 |  |  |  |  | 9.2422 | 0 | 0 | 0 | 12.0325 | -2.7903 | 0 |  | kWh | 0 | 5.6 | Residential |  | Annual | [5 empty] | 9 | 0.89 |  |  |  | 0 | 0 | 1.54 | 0 | 0 | 0 | 0 | 0 | 0 | 0 | 0 | 0 | 2006 Qtr 1: 0; 2006 Qtr 2: 0; 2006 Qtr 3: 0; 2006 Qtr 4: 0; 2007 Qtr 1: 0; 2007 Qtr 2: 0; 2007 Qtr 3: 1.54; 2007 Qtr 4: 0; 2008 Qtr 1: 0; 2008 Qtr 2: 0; 2008 Qtr 3: 0; 2008 Qtr 4: 0 | 1.54
0 | 255003-Faucet Aerator |  | 10 | Residential | 04-DMO-ResidentialMobileHome–DoubleWide-WAT_HEAT | 0 |  |  |  |  | 9.2422 | 0 | 0 | 0 | 12.0325 | -2.7903 | 0 |  | kWh | 0 | 5.6 | Residential |  | Annual | [5 empty] | 9 | 0.89 |  |  |  | 0 | 0 | 1.54 | 0 | 0 | 0 | 0 | 0 | 0 | 0 | 0 | 0 | 2006 Qtr 1: 0; 2006 Qtr 2: 0; 2006 Qtr 3: 0; 2006 Qtr 4: 0; 2007 Qtr 1: 0; 2007 Qtr 2: 0; 2007 Qtr 3: 1.54; 2007 Qtr 4: 0; 2008 Qtr 1: 0; 2008 Qtr 2: 0; 2008 Qtr 3: 0; 2008 Qtr 4: 0 | 1.54
0 | 255003-Faucet Aerator |  | 10 | Residential | 04-DMO-ResidentialMobileHome–DoubleWide-WAT_HEAT | 0 |  |  |  |  | 9.2422 | 0 | 0 | 0 | 12.0338 | -2.7916 | 0 |  | kWh | 0 | 5.6 | Residential |  | Annual | [5 empty] | 9 | 0.89 |  |  |  | 0 | 0 | 3.85 | 0 | 0 | 0 | 0 | 0 | 0 | 0 | 0 | 0 | 2006 Qtr 1: 0; 2006 Qtr 2: 0; 2006 Qtr 3: 0; 2006 Qtr 4: 0; 2007 Qtr 1: 0; 2007 Qtr 2: 0; 2007 Qtr 3: 3.85; 2007 Qtr 4: 0; 2008 Qtr 1: 0; 2008 Qtr 2: 0; 2008 Qtr 3: 0; 2008 Qtr 4: 0 | 3.85
0 | 255003-Faucet Aerator |  | 10 | Residential | 04-DMO-ResidentialMobileHome–DoubleWide-WAT_HEAT | 0 |  |  |  |  | 9.2422 | 0 | 0 | 0 | 12.0346 | -2.7924 | 0 |  | kWh | 0 | 5.6 | Residential |  | Annual | [5 empty] | 9 | 0.89 |  |  |  | 0 | 0 | 2.31 | 0 | 0 | 0 | 0 | 0 | 0 | 0 | 0 | 0 | 2006 Qtr 1: 0; 2006 Qtr 2: 0; 2006 Qtr 3: 0; 2006 Qtr 4: 0; 2007 Qtr 1: 0; 2007 Qtr 2: 0; 2007 Qtr 3: 2.31; 2007 Qtr 4: 0; 2008 Qtr 1: 0; 2008 Qtr 2: 0; 2008 Qtr 3: 0; 2008 Qtr 4: 0 | 2.31
0 | 255003-Faucet Aerator |  | 10 | Residential | 04-DMO-ResidentialMobileHome–DoubleWide-WAT_HEAT | 0 |  |  |  |  | 9.2422 | 0 | 0 | 0 | 12.0346 | -2.7924 | 0 |  | kWh | 0 | 5.6 | Residential |  | Annual | [5 empty] | 9 | 0.89 |  |  |  | 0 | 0 | 2.31 | 0 | 0 | 0 | 0 | 0 | 0 | 0 | 0 | 0 | 2006 Qtr 1: 0; 2006 Qtr 2: 0; 2006 Qtr 3: 0; 2006 Qtr 4: 0; 2007 Qtr 1: 0; 2007 Qtr 2: 0; 2007 Qtr 3: 2.31; 2007 Qtr 4: 0; 2008 Qtr 1: 0; 2008 Qtr 2: 0; 2008 Qtr 3: 0; 2008 Qtr 4: 0 | 2.31
0 | 255003-Faucet Aerator |  | 7 | Residential | 04-DMO-ResidentialMobileHome–DoubleWide-WAT_HEAT | 0 |  |  |  |  | 9.2422 | 0 | 0 | 0 | 12.0346 | -2.7924 | 0 |  | kWh | 0 | 5.6 | Residential |  | Annual | [5 empty] | 9 | 0.89 |  |  |  | 0 | 0 | 2.31 | 0 | 0 | 0 | 0 | 0 | 0 | 0 | 0 | 0 | 2006 Qtr 1: 0; 2006 Qtr 2: 0; 2006 Qtr 3: 0; 2006 Qtr 4: 0; 2007 Qtr 1: 0; 2007 Qtr 2: 0; 2007 Qtr 3: 2.31; 2007 Qtr 4: 0; 2008 Qtr 1: 0; 2008 Qtr 2: 0; 2008 Qtr 3: 0; 2008 Qtr 4: 0 | 2.31
0 | 255003-Faucet Aerator |  | 10 | Residential | 04-DMO-ResidentialMobileHome–DoubleWide-WAT_HEAT | 0 |  |  |  |  | 9.2422 | 0 | 0 | 0 | 12.0325 | -2.7903 | 0 |  | kWh | 0 | 5.6 | Residential |  | Annual | [5 empty] | 9 | 0.89 |  |  |  | 0 | 0 | 1.54 | 0 | 0 | 0 | 0 | 0 | 0 | 0 | 0 | 0 | 2006 Qtr 1: 0; 2006 Qtr 2: 0; 2006 Qtr 3: 0; 2006 Qtr 4: 0; 2007 Qtr 1: 0; 2007 Qtr 2: 0; 2007 Qtr 3: 1.54; 2007 Qtr 4: 0; 2008 Qtr 1: 0; 2008 Qtr 2: 0; 2008 Qtr 3: 0; 2008 Qtr 4: 0 | 1.54
0 | 255003-Faucet Aerator |  | 10 | Residential | 04-DMO-ResidentialMobileHome–DoubleWide-WAT_HEAT | 0 |  |  |  |  | 9.2422 | 0 | 0 | 0 | 12.0325 | -2.7903 | 0 |  | kWh | 0 | 5.6 | Residential |  | Annual | [5 empty] | 9 | 0.89 |  |  |  | 0 | 0 | 1.54 | 0 | 0 | 0 | 0 | 0 | 0 | 0 | 0 | 0 | 2006 Qtr 1: 0; 2006 Qtr 2: 0; 2006 Qtr 3: 0; 2006 Qtr 4: 0; 2007 Qtr 1: 0; 2007 Qtr 2: 0; 2007 Qtr 3: 1.54; 2007 Qtr 4: 0; 2008 Qtr 1: 0; 2008 Qtr 2: 0; 2008 Qtr 3: 0; 2008 Qtr 4: 0 | 1.54
0 | 255003-Faucet Aerator |  | 10 | Residential | 04-DMO-ResidentialMobileHome–DoubleWide-WAT_HEAT | 0 |  |  |  |  | 9.2422 | 0 | 0 | 0 | 12.0325 | -2.7903 | 0 |  | kWh | 0 | 5.6 | Residential |  | Annual | [5 empty] | 9 | 0.89 |  |  |  | 0 | 0 | 1.54 | 0 | 0 | 0 | 0 | 0 | 0 | 0 | 0 | 0 | 2006 Qtr 1: 0; 2006 Qtr 2: 0; 2006 Qtr 3: 0; 2006 Qtr 4: 0; 2007 Qtr 1: 0; 2007 Qtr 2: 0; 2007 Qtr 3: 1.54; 2007 Qtr 4: 0; 2008 Qtr 1: 0; 2008 Qtr 2: 0; 2008 Qtr 3: 0; 2008 Qtr 4: 0 | 1.54
0 | 255003-Faucet Aerator |  | 10 | Residential | 04-DMO-ResidentialMobileHome–DoubleWide-WAT_HEAT | 0 |  |  |  |  | 9.2422 | 0 | 0 | 0 | 12.0325 | -2.7903 | 0 |  | kWh | 0 | 5.6 | Residential |  | Annual | [5 empty] | 9 | 0.89 |  |  |  | 0 | 0 | 1.54 | 0 | 0 | 0 | 0 | 0 | 0 | 0 | 0 | 0 | 2006 Qtr 1: 0; 2006 Qtr 2: 0; 2006 Qtr 3: 0; 2006 Qtr 4: 0; 2007 Qtr 1: 0; 2007 Qtr 2: 0; 2007 Qtr 3: 1.54; 2007 Qtr 4: 0; 2008 Qtr 1: 0; 2008 Qtr 2: 0; 2008 Qtr 3: 0; 2008 Qtr 4: 0 | 1.54
0 | 255003-Faucet Aerator |  | 10 | Residential | 04-DMO-ResidentialMobileHome–DoubleWide-WAT_HEAT | 0 |  |  |  |  | 9.2422 | 0 | 0 | 0 | 12.0325 | -2.7903 | 0 |  | kWh | 0 | 5.6 | Residential |  | Annual | [5 empty] | 9 | 0.89 |  |  |  | 0 | 0 | 1.54 | 0 | 0 | 0 | 0 | 0 | 0 | 0 | 0 | 0 | 2006 Qtr 1: 0; 2006 Qtr 2: 0; 2006 Qtr 3: 0; 2006 Qtr 4: 0; 2007 Qtr 1: 0; 2007 Qtr 2: 0; 2007 Qtr 3: 1.54; 2007 Qtr 4: 0; 2008 Qtr 1: 0; 2008 Qtr 2: 0; 2008 Qtr 3: 0; 2008 Qtr 4: 0 | 1.54
0 | 255003-Faucet Aerator |  | 10 | Residential | 04-DMO-ResidentialMobileHome–DoubleWide-WAT_HEAT | 0 |  |  |  |  | 9.2422 | 0 | 0 | 0 | 12.0346 | -2.7924 | 0 |  | kWh | 0 | 5.6 | Residential |  | Annual | [5 empty] | 9 | 0.89 |  |  |  | 0 | 0 | 2.31 | 0 | 0 | 0 | 0 | 0 | 0 | 0 | 0 | 0 | 2006 Qtr 1: 0; 2006 Qtr 2: 0; 2006 Qtr 3: 0; 2006 Qtr 4: 0; 2007 Qtr 1: 0; 2007 Qtr 2: 0; 2007 Qtr 3: 2.31; 2007 Qtr 4: 0; 2008 Qtr 1: 0; 2008 Qtr 2: 0; 2008 Qtr 3: 0; 2008 Qtr 4: 0 | 2.31
0 | 255003-Faucet Aerator |  | 10 | Residential | 04-DMO-ResidentialMobileHome–DoubleWide-WAT_HEAT | 0 |  |  |  |  | 9.2422 | 0 | 0 | 0 | 12.0325 | -2.7903 | 0 |  | kWh | 0 | 5.6 | Residential |  | Annual | [5 empty] | 9 | 0.89 |  |  |  | 0 | 0 | 1.54 | 0 | 0 | 0 | 0 | 0 | 0 | 0 | 0 | 0 | 2006 Qtr 1: 0; 2006 Qtr 2: 0; 2006 Qtr 3: 0; 2006 Qtr 4: 0; 2007 Qtr 1: 0; 2007 Qtr 2: 0; 2007 Qtr 3: 1.54; 2007 Qtr 4: 0; 2008 Qtr 1: 0; 2008 Qtr 2: 0; 2008 Qtr 3: 0; 2008 Qtr 4: 0 | 1.54
0 | 255003-Faucet Aerator |  | 10 | Residential | 04-DMO-ResidentialMobileHome–DoubleWide-WAT_HEAT | 0 |  |  |  |  | 9.2422 | 0 | 0 | 0 | 12.0357 | -2.7935 | 0 |  | kWh | 0 | 5.6 | Residential |  | Annual | [5 empty] | 9 | 0.89 |  |  |  | 0 | 0 | 3.08 | 0 | 0 | 0 | 0 | 0 | 0 | 0 | 0 | 0 | 2006 Qtr 1: 0; 2006 Qtr 2: 0; 2006 Qtr 3: 0; 2006 Qtr 4: 0; 2007 Qtr 1: 0; 2007 Qtr 2: 0; 2007 Qtr 3: 3.08; 2007 Qtr 4: 0; 2008 Qtr 1: 0; 2008 Qtr 2: 0; 2008 Qtr 3: 0; 2008 Qtr 4: 0 | 3.08
0 | 255003-Faucet Aerator |  | 7 | Residential | 04-DMO-ResidentialMobileHome–DoubleWide-WAT_HEAT | 0 |  |  |  |  | 9.2422 | 0 | 0 | 0 | 12.039 | -2.7968 | 0 |  | kWh | 0 | 5.6 | Residential |  | Annual | [5 empty] | 9 | 0.89 |  |  |  | 0 | 0 | 0.77 | 0 | 0 | 0 | 0 | 0 | 0 | 0 | 0 | 0 | 2006 Qtr 1: 0; 2006 Qtr 2: 0; 2006 Qtr 3: 0; 2006 Qtr 4: 0; 2007 Qtr 1: 0; 2007 Qtr 2: 0; 2007 Qtr 3: 0.77; 2007 Qtr 4: 0; 2008 Qtr 1: 0; 2008 Qtr 2: 0; 2008 Qtr 3: 0; 2008 Qtr 4: 0 | 0.77
0 | 255003-Faucet Aerator |  | 10 | Residential | 04-DMO-ResidentialMobileHome–DoubleWide-WAT_HEAT | 0 |  |  |  |  | 9.2422 | 0 | 0 | 0 | 12.0325 | -2.7903 | 0 |  | kWh | 0 | 5.6 | Residential |  | Annual | [5 empty] | 9 | 0.89 |  |  |  | 0 | 0 | 1.54 | 0 | 0 | 0 | 0 | 0 | 0 | 0 | 0 | 0 | 2006 Qtr 1: 0; 2006 Qtr 2: 0; 2006 Qtr 3: 0; 2006 Qtr 4: 0; 2007 Qtr 1: 0; 2007 Qtr 2: 0; 2007 Qtr 3: 1.54; 2007 Qtr 4: 0; 2008 Qtr 1: 0; 2008 Qtr 2: 0; 2008 Qtr 3: 0; 2008 Qtr 4: 0 | 1.54
0 | 255003-Faucet Aerator |  | System | Residential | 04-DMO-ResidentialMobileHome–DoubleWide-WAT_HEAT | 0 |  |  |  |  | 9.2422 | 0 | 0 | 0 | 12.0325 | -2.7903 | 0 |  | kWh | 0 | 5.6 | Residential |  | Annual | [5 empty] | 9 | 0.89 |  |  |  | 0 | 0 | 1.54 | 0 | 0 | 0 | 0 | 0 | 0 | 0 | 0 | 0 | 2006 Qtr 1: 0; 2006 Qtr 2: 0; 2006 Qtr 3: 0; 2006 Qtr 4: 0; 2007 Qtr 1: 0; 2007 Qtr 2: 0; 2007 Qtr 3: 1.54; 2007 Qtr 4: 0; 2008 Qtr 1: 0; 2008 Qtr 2: 0; 2008 Qtr 3: 0; 2008 Qtr 4: 0 | 1.54
0 | 255003-Faucet Aerator |  | 7 | Residential | 04-DMO-ResidentialMobileHome–DoubleWide-WAT_HEAT | 0 |  |  |  |  | 9.2422 | 0 | 0 | 0 | 12.039 | -2.7968 | 0 |  | kWh | 0 | 5.6 | Residential |  | Annual | [5 empty] | 9 | 0.89 |  |  |  | 0 | 0 | 0.77 | 0 | 0 | 0 | 0 | 0 | 0 | 0 | 0 | 0 | 2006 Qtr 1: 0; 2006 Qtr 2: 0; 2006 Qtr 3: 0; 2006 Qtr 4: 0; 2007 Qtr 1: 0; 2007 Qtr 2: 0; 2007 Qtr 3: 0.77; 2007 Qtr 4: 0; 2008 Qtr 1: 0; 2008 Qtr 2: 0; 2008 Qtr 3: 0; 2008 Qtr 4: 0 | 0.77
0 | 255003-Faucet Aerator |  | 10 | Residential | 04-DMO-ResidentialMobileHome–DoubleWide-WAT_HEAT | 0 |  |  |  |  | 9.2422 | 0 | 0 | 0 | 12.0325 | -2.7903 | 0 |  | kWh | 0 | 5.6 | Residential |  | Annual | [5 empty] | 9 | 0.89 |  |  |  | 0 | 0 | 1.54 | 0 | 0 | 0 | 0 | 0 | 0 | 0 | 0 | 0 | 2006 Qtr 1: 0; 2006 Qtr 2: 0; 2006 Qtr 3: 0; 2006 Qtr 4: 0; 2007 Qtr 1: 0; 2007 Qtr 2: 0; 2007 Qtr 3: 1.54; 2007 Qtr 4: 0; 2008 Qtr 1: 0; 2008 Qtr 2: 0; 2008 Qtr 3: 0; 2008 Qtr 4: 0 | 1.54
0 | 255003-Faucet Aerator |  | 10 | Residential | 04-DMO-ResidentialMobileHome–DoubleWide-WAT_HEAT | 0 |  |  |  |  | 9.2422 | 0 | 0 | 0 | 12.0325 | -2.7903 | 0 |  | kWh | 0 | 5.6 | Residential |  | Annual | [5 empty] | 9 | 0.89 |  |  |  | 0 | 0 | 1.54 | 0 | 0 | 0 | 0 | 0 | 0 | 0 | 0 | 0 | 2006 Qtr 1: 0; 2006 Qtr 2: 0; 2006 Qtr 3: 0; 2006 Qtr 4: 0; 2007 Qtr 1: 0; 2007 Qtr 2: 0; 2007 Qtr 3: 1.54; 2007 Qtr 4: 0; 2008 Qtr 1: 0; 2008 Qtr 2: 0; 2008 Qtr 3: 0; 2008 Qtr 4: 0 | 1.54
0 | 255003-Faucet Aerator |  | 10 | Residential | 04-DMO-ResidentialMobileHome–DoubleWide-WAT_HEAT | 0 |  |  |  |  | 9.2422 | 0 | 0 | 0 | 12.0346 | -2.7924 | 0 |  | kWh | 0 | 5.6 | Residential |  | Annual | [5 empty] | 9 | 0.89 |  |  |  | 0 | 0 | 2.31 | 0 | 0 | 0 | 0 | 0 | 0 | 0 | 0 | 0 | 2006 Qtr 1: 0; 2006 Qtr 2: 0; 2006 Qtr 3: 0; 2006 Qtr 4: 0; 2007 Qtr 1: 0; 2007 Qtr 2: 0; 2007 Qtr 3: 2.31; 2007 Qtr 4: 0; 2008 Qtr 1: 0; 2008 Qtr 2: 0; 2008 Qtr 3: 0; 2008 Qtr 4: 0 | 2.31
0 | 255003-Faucet Aerator |  | 10 | Residential | 04-DMO-ResidentialMobileHome–DoubleWide-WAT_HEAT | 0 |  |  |  |  | 9.2422 | 0 | 0 | 0 | 12.0346 | -2.7924 | 0 |  | kWh | 0 | 5.6 | Residential |  | Annual | [5 empty] | 9 | 0.89 |  |  |  | 0 | 0 | 2.31 | 0 | 0 | 0 | 0 | 0 | 0 | 0 | 0 | 0 | 2006 Qtr 1: 0; 2006 Qtr 2: 0; 2006 Qtr 3: 0; 2006 Qtr 4: 0; 2007 Qtr 1: 0; 2007 Qtr 2: 0; 2007 Qtr 3: 2.31; 2007 Qtr 4: 0; 2008 Qtr 1: 0; 2008 Qtr 2: 0; 2008 Qtr 3: 0; 2008 Qtr 4: 0 | 2.31
0 | 255003-Faucet Aerator |  | 10 | Residential | 04-DMO-ResidentialMobileHome–DoubleWide-WAT_HEAT | 0 |  |  |  |  | 9.2422 | 0 | 0 | 0 | 12.039 | -2.7968 | 0 |  | kWh | 0 | 5.6 | Residential |  | Annual | [5 empty] | 9 | 0.89 |  |  |  | 0 | 0 | 0.77 | 0 | 0 | 0 | 0 | 0 | 0 | 0 | 0 | 0 | 2006 Qtr 1: 0; 2006 Qtr 2: 0; 2006 Qtr 3: 0; 2006 Qtr 4: 0; 2007 Qtr 1: 0; 2007 Qtr 2: 0; 2007 Qtr 3: 0.77; 2007 Qtr 4: 0; 2008 Qtr 1: 0; 2008 Qtr 2: 0; 2008 Qtr 3: 0; 2008 Qtr 4: 0 | 0.77
0 | 255003-Faucet Aerator |  | 10 | Residential | 04-DMO-ResidentialMobileHome–DoubleWide-WAT_HEAT | 0 |  |  |  |  | 9.2422 | 0 | 0 | 0 | 12.0346 | -2.7924 | 0 |  | kWh | 0 | 5.6 | Residential |  | Annual | [5 empty] | 9 | 0.89 |  |  |  | 0 | 0 | 2.31 | 0 | 0 | 0 | 0 | 0 | 0 | 0 | 0 | 0 | 2006 Qtr 1: 0; 2006 Qtr 2: 0; 2006 Qtr 3: 0; 2006 Qtr 4: 0; 2007 Qtr 1: 0; 2007 Qtr 2: 0; 2007 Qtr 3: 2.31; 2007 Qtr 4: 0; 2008 Qtr 1: 0; 2008 Qtr 2: 0; 2008 Qtr 3: 0; 2008 Qtr 4: 0 | 2.31
0 | 255003-Faucet Aerator |  | 10 | Residential | 04-DMO-ResidentialMobileHome–DoubleWide-WAT_HEAT | 0 |  |  |  |  | 9.2422 | 0 | 0 | 0 | 12.039 | -2.7968 | 0 |  | kWh | 0 | 5.6 | Residential |  | Annual | [5 empty] | 9 | 0.89 |  |  |  | 0 | 0 | 0.77 | 0 | 0 | 0 | 0 | 0 | 0 | 0 | 0 | 0 | 2006 Qtr 1: 0; 2006 Qtr 2: 0; 2006 Qtr 3: 0; 2006 Qtr 4: 0; 2007 Qtr 1: 0; 2007 Qtr 2: 0; 2007 Qtr 3: 0.77; 2007 Qtr 4: 0; 2008 Qtr 1: 0; 2008 Qtr 2: 0; 2008 Qtr 3: 0; 2008 Qtr 4: 0 | 0.77
0 | 255003-Faucet Aerator |  | 10 | Residential | 04-DMO-ResidentialMobileHome–DoubleWide-WAT_HEAT | 0 |  |  |  |  | 9.2422 | 0 | 0 | 0 | 12.0346 | -2.7924 | 0 |  | kWh | 0 | 5.6 | Residential |  | Annual | [5 empty] | 9 | 0.89 |  |  |  | 0 | 0 | 2.31 | 0 | 0 | 0 | 0 | 0 | 0 | 0 | 0 | 0 | 2006 Qtr 1: 0; 2006 Qtr 2: 0; 2006 Qtr 3: 0; 2006 Qtr 4: 0; 2007 Qtr 1: 0; 2007 Qtr 2: 0; 2007 Qtr 3: 2.31; 2007 Qtr 4: 0; 2008 Qtr 1: 0; 2008 Qtr 2: 0; 2008 Qtr 3: 0; 2008 Qtr 4: 0 | 2.31
0 | 255003-Faucet Aerator |  | 10 | Residential | 04-DMO-ResidentialMobileHome–DoubleWide-WAT_HEAT | 0 |  |  |  |  | 9.2422 | 0 | 0 | 0 | 12.0325 | -2.7903 | 0 |  | kWh | 0 | 5.6 | Residential |  | Annual | [5 empty] | 9 | 0.89 |  |  |  | 0 | 0 | 1.54 | 0 | 0 | 0 | 0 | 0 | 0 | 0 | 0 | 0 | 2006 Qtr 1: 0; 2006 Qtr 2: 0; 2006 Qtr 3: 0; 2006 Qtr 4: 0; 2007 Qtr 1: 0; 2007 Qtr 2: 0; 2007 Qtr 3: 1.54; 2007 Qtr 4: 0; 2008 Qtr 1: 0; 2008 Qtr 2: 0; 2008 Qtr 3: 0; 2008 Qtr 4: 0 | 1.54
0 | 255003-Faucet Aerator |  | 10 | Residential | 04-DMO-ResidentialMobileHome–DoubleWide-WAT_HEAT | 0 |  |  |  |  | 9.2422 | 0 | 0 | 0 | 12.0346 | -2.7924 | 0 |  | kWh | 0 | 5.6 | Residential |  | Annual | [5 empty] | 9 | 0.89 |  |  |  | 0 | 0 | 2.31 | 0 | 0 | 0 | 0 | 0 | 0 | 0 | 0 | 0 | 2006 Qtr 1: 0; 2006 Qtr 2: 0; 2006 Qtr 3: 0; 2006 Qtr 4: 0; 2007 Qtr 1: 0; 2007 Qtr 2: 0; 2007 Qtr 3: 2.31; 2007 Qtr 4: 0; 2008 Qtr 1: 0; 2008 Qtr 2: 0; 2008 Qtr 3: 0; 2008 Qtr 4: 0 | 2.31
0 | 255003-Faucet Aerator |  | 10 | Residential | 04-DMO-ResidentialMobileHome–DoubleWide-WAT_HEAT | 0 |  |  |  |  | 9.2422 | 0 | 0 | 0 | 12.0325 | -2.7903 | 0 |  | kWh | 0 | 5.6 | Residential |  | Annual | [5 empty] | 9 | 0.89 |  |  |  | 0 | 0 | 1.54 | 0 | 0 | 0 | 0 | 0 | 0 | 0 | 0 | 0 | 2006 Qtr 1: 0; 2006 Qtr 2: 0; 2006 Qtr 3: 0; 2006 Qtr 4: 0; 2007 Qtr 1: 0; 2007 Qtr 2: 0; 2007 Qtr 3: 1.54; 2007 Qtr 4: 0; 2008 Qtr 1: 0; 2008 Qtr 2: 0; 2008 Qtr 3: 0; 2008 Qtr 4: 0 | 1.54
0 | 255003-Faucet Aerator |  | 7 | Residential | 04-DMO-ResidentialMobileHome–DoubleWide-WAT_HEAT | 0 |  |  |  |  | 9.2422 | 0 | 0 | 0 | 12.0325 | -2.7903 | 0 |  | kWh | 0 | 5.6 | Residential |  | Annual | [5 empty] | 9 | 0.89 |  |  |  | 0 | 0 | 1.54 | 0 | 0 | 0 | 0 | 0 | 0 | 0 | 0 | 0 | 2006 Qtr 1: 0; 2006 Qtr 2: 0; 2006 Qtr 3: 0; 2006 Qtr 4: 0; 2007 Qtr 1: 0; 2007 Qtr 2: 0; 2007 Qtr 3: 1.54; 2007 Qtr 4: 0; 2008 Qtr 1: 0; 2008 Qtr 2: 0; 2008 Qtr 3: 0; 2008 Qtr 4: 0 | 1.54
0 | 255003-Faucet Aerator |  | 7 | Residential | 04-DMO-ResidentialMobileHome–DoubleWide-WAT_HEAT | 0 |  |  |  |  | 9.2422 | 0 | 0 | 0 | 12.0325 | -2.7903 | 0 |  | kWh | 0 | 5.6 | Residential |  | Annual | [5 empty] | 9 | 0.89 |  |  |  | 0 | 0 | 1.54 | 0 | 0 | 0 | 0 | 0 | 0 | 0 | 0 | 0 | 2006 Qtr 1: 0; 2006 Qtr 2: 0; 2006 Qtr 3: 0; 2006 Qtr 4: 0; 2007 Qtr 1: 0; 2007 Qtr 2: 0; 2007 Qtr 3: 1.54; 2007 Qtr 4: 0; 2008 Qtr 1: 0; 2008 Qtr 2: 0; 2008 Qtr 3: 0; 2008 Qtr 4: 0 | 1.54
0 | 255003-Faucet Aerator |  | 10 | Residential | 04-DMO-ResidentialMobileHome–DoubleWide-WAT_HEAT | 0 |  |  |  |  | 9.2422 | 0 | 0 | 0 | 12.0325 | -2.7903 | 0 |  | kWh | 0 | 5.6 | Residential |  | Annual | [5 empty] | 9 | 0.89 |  |  |  | 0 | 0 | 1.54 | 0 | 0 | 0 | 0 | 0 | 0 | 0 | 0 | 0 | 2006 Qtr 1: 0; 2006 Qtr 2: 0; 2006 Qtr 3: 0; 2006 Qtr 4: 0; 2007 Qtr 1: 0; 2007 Qtr 2: 0; 2007 Qtr 3: 1.54; 2007 Qtr 4: 0; 2008 Qtr 1: 0; 2008 Qtr 2: 0; 2008 Qtr 3: 0; 2008 Qtr 4: 0 | 1.54
0 | 255003-Faucet Aerator |  | 10 | Residential | 04-DMO-ResidentialMobileHome–DoubleWide-WAT_HEAT | 0 |  |  |  |  | 9.2422 | 0 | 0 | 0 | 12.0357 | -2.7935 | 0 |  | kWh | 0 | 5.6 | Residential |  | Annual | [5 empty] | 9 | 0.89 |  |  |  | 0 | 0 | 3.08 | 0 | 0 | 0 | 0 | 0 | 0 | 0 | 0 | 0 | 2006 Qtr 1: 0; 2006 Qtr 2: 0; 2006 Qtr 3: 0; 2006 Qtr 4: 0; 2007 Qtr 1: 0; 2007 Qtr 2: 0; 2007 Qtr 3: 3.08; 2007 Qtr 4: 0; 2008 Qtr 1: 0; 2008 Qtr 2: 0; 2008 Qtr 3: 0; 2008 Qtr 4: 0 | 3.08
0 | 255003-Faucet Aerator |  | 7 | Residential | 04-DMO-ResidentialMobileHome–DoubleWide-WAT_HEAT | 0 |  |  |  |  | 9.2422 | 0 | 0 | 0 | 12.0325 | -2.7903 | 0 |  | kWh | 0 | 5.6 | Residential |  | Annual | [5 empty] | 9 | 0.89 |  |  |  | 0 | 0 | 1.54 | 0 | 0 | 0 | 0 | 0 | 0 | 0 | 0 | 0 | 2006 Qtr 1: 0; 2006 Qtr 2: 0; 2006 Qtr 3: 0; 2006 Qtr 4: 0; 2007 Qtr 1: 0; 2007 Qtr 2: 0; 2007 Qtr 3: 1.54; 2007 Qtr 4: 0; 2008 Qtr 1: 0; 2008 Qtr 2: 0; 2008 Qtr 3: 0; 2008 Qtr 4: 0 | 1.54
0 | 255003-Faucet Aerator |  | 10 | Residential | 04-DMO-ResidentialMobileHome–DoubleWide-WAT_HEAT | 0 |  |  |  |  | 9.2422 | 0 | 0 | 0 | 12.039 | -2.7968 | 0 |  | kWh | 0 | 5.6 | Residential |  | Annual | [5 empty] | 9 | 0.89 |  |  |  | 0 | 0 | 0.77 | 0 | 0 | 0 | 0 | 0 | 0 | 0 | 0 | 0 | 2006 Qtr 1: 0; 2006 Qtr 2: 0; 2006 Qtr 3: 0; 2006 Qtr 4: 0; 2007 Qtr 1: 0; 2007 Qtr 2: 0; 2007 Qtr 3: 0.77; 2007 Qtr 4: 0; 2008 Qtr 1: 0; 2008 Qtr 2: 0; 2008 Qtr 3: 0; 2008 Qtr 4: 0 | 0.77
0 | 255003-Faucet Aerator |  | 10 | Residential | 04-DMO-ResidentialMobileHome–DoubleWide-WAT_HEAT | 0 |  |  |  |  | 9.2422 | 0 | 0 | 0 | 12.0346 | -2.7924 | 0 |  | kWh | 0 | 5.6 | Residential |  | Annual | [5 empty] | 9 | 0.89 |  |  |  | 0 | 0 | 2.31 | 0 | 0 | 0 | 0 | 0 | 0 | 0 | 0 | 0 | 2006 Qtr 1: 0; 2006 Qtr 2: 0; 2006 Qtr 3: 0; 2006 Qtr 4: 0; 2007 Qtr 1: 0; 2007 Qtr 2: 0; 2007 Qtr 3: 2.31; 2007 Qtr 4: 0; 2008 Qtr 1: 0; 2008 Qtr 2: 0; 2008 Qtr 3: 0; 2008 Qtr 4: 0 | 2.31
0 | 255003-Faucet Aerator |  | 10 | Residential | 04-DMO-ResidentialMobileHome–DoubleWide-WAT_HEAT | 0 |  |  |  |  | 9.2422 | 0 | 0 | 0 | 12.039 | -2.7968 | 0 |  | kWh | 0 | 5.6 | Residential |  | Annual | [5 empty] | 9 | 0.89 |  |  |  | 0 | 0 | 0.77 | 0 | 0 | 0 | 0 | 0 | 0 | 0 | 0 | 0 | 2006 Qtr 1: 0; 2006 Qtr 2: 0; 2006 Qtr 3: 0; 2006 Qtr 4: 0; 2007 Qtr 1: 0; 2007 Qtr 2: 0; 2007 Qtr 3: 0.77; 2007 Qtr 4: 0; 2008 Qtr 1: 0; 2008 Qtr 2: 0; 2008 Qtr 3: 0; 2008 Qtr 4: 0 | 0.77
0 | 255003-Faucet Aerator |  | 10 | Residential | 04-DMO-ResidentialMobileHome–DoubleWide-WAT_HEAT | 0 |  |  |  |  | 9.2422 | 0 | 0 | 0 | 12.0325 | -2.7903 | 0 |  | kWh | 0 | 5.6 | Residential |  | Annual | [5 empty] | 9 | 0.89 |  |  |  | 0 | 0 | 1.54 | 0 | 0 | 0 | 0 | 0 | 0 | 0 | 0 | 0 | 2006 Qtr 1: 0; 2006 Qtr 2: 0; 2006 Qtr 3: 0; 2006 Qtr 4: 0; 2007 Qtr 1: 0; 2007 Qtr 2: 0; 2007 Qtr 3: 1.54; 2007 Qtr 4: 0; 2008 Qtr 1: 0; 2008 Qtr 2: 0; 2008 Qtr 3: 0; 2008 Qtr 4: 0 | 1.54
0 | 255003-Faucet Aerator |  | 10 | Residential | 04-DMO-ResidentialMobileHome–DoubleWide-WAT_HEAT | 0 |  |  |  |  | 9.2422 | 0 | 0 | 0 | 12.0346 | -2.7924 | 0 |  | kWh | 0 | 5.6 | Residential |  | Annual | [5 empty] | 9 | 0.89 |  |  |  | 0 | 0 | 2.31 | 0 | 0 | 0 | 0 | 0 | 0 | 0 | 0 | 0 | 2006 Qtr 1: 0; 2006 Qtr 2: 0; 2006 Qtr 3: 0; 2006 Qtr 4: 0; 2007 Qtr 1: 0; 2007 Qtr 2: 0; 2007 Qtr 3: 2.31; 2007 Qtr 4: 0; 2008 Qtr 1: 0; 2008 Qtr 2: 0; 2008 Qtr 3: 0; 2008 Qtr 4: 0 | 2.31
0 | 255003-Faucet Aerator |  | 10 | Residential | 04-DMO-ResidentialMobileHome–DoubleWide-WAT_HEAT | 0 |  |  |  |  | 9.2422 | 0 | 0 | 0 | 12.0325 | -2.7903 | 0 |  | kWh | 0 | 5.6 | Residential |  | Annual | [5 empty] | 9 | 0.89 |  |  |  | 0 | 0 | 1.54 | 0 | 0 | 0 | 0 | 0 | 0 | 0 | 0 | 0 | 2006 Qtr 1: 0; 2006 Qtr 2: 0; 2006 Qtr 3: 0; 2006 Qtr 4: 0; 2007 Qtr 1: 0; 2007 Qtr 2: 0; 2007 Qtr 3: 1.54; 2007 Qtr 4: 0; 2008 Qtr 1: 0; 2008 Qtr 2: 0; 2008 Qtr 3: 0; 2008 Qtr 4: 0 | 1.54
0 | 255003-Faucet Aerator |  | 7 | Residential | 04-DMO-ResidentialMobileHome–DoubleWide-WAT_HEAT | 0 |  |  |  |  | 9.2422 | 0 | 0 | 0 | 12.039 | -2.7968 | 0 |  | kWh | 0 | 5.6 | Residential |  | Annual | [5 empty] | 9 | 0.89 |  |  |  | 0 | 0 | 0.77 | 0 | 0 | 0 | 0 | 0 | 0 | 0 | 0 | 0 | 2006 Qtr 1: 0; 2006 Qtr 2: 0; 2006 Qtr 3: 0; 2006 Qtr 4: 0; 2007 Qtr 1: 0; 2007 Qtr 2: 0; 2007 Qtr 3: 0.77; 2007 Qtr 4: 0; 2008 Qtr 1: 0; 2008 Qtr 2: 0; 2008 Qtr 3: 0; 2008 Qtr 4: 0 | 0.77
0 | 255003-Faucet Aerator |  | System | Residential | 04-DMO-ResidentialMobileHome–DoubleWide-WAT_HEAT | 0 |  |  |  |  | 9.2422 | 0 | 0 | 0 | 12.0325 | -2.7903 | 0 |  | kWh | 0 | 5.6 | Residential |  | Annual | [5 empty] | 9 | 0.89 |  |  |  | 0 | 0 | 1.54 | 0 | 0 | 0 | 0 | 0 | 0 | 0 | 0 | 0 | 2006 Qtr 1: 0; 2006 Qtr 2: 0; 2006 Qtr 3: 0; 2006 Qtr 4: 0; 2007 Qtr 1: 0; 2007 Qtr 2: 0; 2007 Qtr 3: 1.54; 2007 Qtr 4: 0; 2008 Qtr 1: 0; 2008 Qtr 2: 0; 2008 Qtr 3: 0; 2008 Qtr 4: 0 | 1.54
0 | 255003-Faucet Aerator |  | 10 | Residential | 04-DMO-ResidentialMobileHome–DoubleWide-WAT_HEAT | 0 |  |  |  |  | 9.2422 | 0 | 0 | 0 | 12.0325 | -2.7903 | 0 |  | kWh | 0 | 5.6 | Residential |  | Annual | [5 empty] | 9 | 0.89 |  |  |  | 0 | 0 | 1.54 | 0 | 0 | 0 | 0 | 0 | 0 | 0 | 0 | 0 | 2006 Qtr 1: 0; 2006 Qtr 2: 0; 2006 Qtr 3: 0; 2006 Qtr 4: 0; 2007 Qtr 1: 0; 2007 Qtr 2: 0; 2007 Qtr 3: 1.54; 2007 Qtr 4: 0; 2008 Qtr 1: 0; 2008 Qtr 2: 0; 2008 Qtr 3: 0; 2008 Qtr 4: 0 | 1.54
0 | 255003-Faucet Aerator |  | 10 | Residential | 04-DMO-ResidentialMobileHome–DoubleWide-WAT_HEAT | 0 |  |  |  |  | 9.2422 | 0 | 0 | 0 | 12.039 | -2.7968 | 0 |  | kWh | 0 | 5.6 | Residential |  | Annual | [5 empty] | 9 | 0.89 |  |  |  | 0 | 0 | 0.77 | 0 | 0 | 0 | 0 | 0 | 0 | 0 | 0 | 0 | 2006 Qtr 1: 0; 2006 Qtr 2: 0; 2006 Qtr 3: 0; 2006 Qtr 4: 0; 2007 Qtr 1: 0; 2007 Qtr 2: 0; 2007 Qtr 3: 0.77; 2007 Qtr 4: 0; 2008 Qtr 1: 0; 2008 Qtr 2: 0; 2008 Qtr 3: 0; 2008 Qtr 4: 0 | 0.77
0 | 255003-Faucet Aerator |  | 10 | Residential | 04-DMO-ResidentialMobileHome–DoubleWide-WAT_HEAT | 0 |  |  |  |  | 9.2422 | 0 | 0 | 0 | 12.0325 | -2.7903 | 0 |  | kWh | 0 | 5.6 | Residential |  | Annual | [5 empty] | 9 | 0.89 |  |  |  | 0 | 0 | 1.54 | 0 | 0 | 0 | 0 | 0 | 0 | 0 | 0 | 0 | 2006 Qtr 1: 0; 2006 Qtr 2: 0; 2006 Qtr 3: 0; 2006 Qtr 4: 0; 2007 Qtr 1: 0; 2007 Qtr 2: 0; 2007 Qtr 3: 1.54; 2007 Qtr 4: 0; 2008 Qtr 1: 0; 2008 Qtr 2: 0; 2008 Qtr 3: 0; 2008 Qtr 4: 0 | 1.54
0 | 255003-Faucet Aerator |  | 10 | Residential | 04-DMO-ResidentialMobileHome–DoubleWide-WAT_HEAT | 0 |  |  |  |  | 9.2422 | 0 | 0 | 0 | 12.0325 | -2.7903 | 0 |  | kWh | 0 | 5.6 | Residential |  | Annual | [5 empty] | 9 | 0.89 |  |  |  | 0 | 0 | 1.54 | 0 | 0 | 0 | 0 | 0 | 0 | 0 | 0 | 0 | 2006 Qtr 1: 0; 2006 Qtr 2: 0; 2006 Qtr 3: 0; 2006 Qtr 4: 0; 2007 Qtr 1: 0; 2007 Qtr 2: 0; 2007 Qtr 3: 1.54; 2007 Qtr 4: 0; 2008 Qtr 1: 0; 2008 Qtr 2: 0; 2008 Qtr 3: 0; 2008 Qtr 4: 0 | 1.54
0 | 255003-Faucet Aerator |  | 7 | Residential | 04-DMO-ResidentialMobileHome–DoubleWide-WAT_HEAT | 0 |  |  |  |  | 9.2422 | 0 | 0 | 0 | 12.039 | -2.7968 | 0 |  | kWh | 0 | 5.6 | Residential |  | Annual | [5 empty] | 9 | 0.89 |  |  |  | 0 | 0 | 0.77 | 0 | 0 | 0 | 0 | 0 | 0 | 0 | 0 | 0 | 2006 Qtr 1: 0; 2006 Qtr 2: 0; 2006 Qtr 3: 0; 2006 Qtr 4: 0; 2007 Qtr 1: 0; 2007 Qtr 2: 0; 2007 Qtr 3: 0.77; 2007 Qtr 4: 0; 2008 Qtr 1: 0; 2008 Qtr 2: 0; 2008 Qtr 3: 0; 2008 Qtr 4: 0 | 0.77
0 | 255003-Faucet Aerator |  | 10 | Residential | 04-DMO-ResidentialMobileHome–DoubleWide-WAT_HEAT | 0 |  |  |  |  | 9.2422 | 0 | 0 | 0 | 12.0346 | -2.7924 | 0 |  | kWh | 0 | 5.6 | Residential |  | Annual | [5 empty] | 9 | 0.89 |  |  |  | 0 | 0 | 2.31 | 0 | 0 | 0 | 0 | 0 | 0 | 0 | 0 | 0 | 2006 Qtr 1: 0; 2006 Qtr 2: 0; 2006 Qtr 3: 0; 2006 Qtr 4: 0; 2007 Qtr 1: 0; 2007 Qtr 2: 0; 2007 Qtr 3: 2.31; 2007 Qtr 4: 0; 2008 Qtr 1: 0; 2008 Qtr 2: 0; 2008 Qtr 3: 0; 2008 Qtr 4: 0 | 2.31
0 | 255003-Faucet Aerator |  | 10 | Residential | 04-DMO-ResidentialMobileHome–DoubleWide-WAT_HEAT | 0 |  |  |  |  | 9.2422 | 0 | 0 | 0 | 12.0346 | -2.7924 | 0 |  | kWh | 0 | 5.6 | Residential |  | Annual | [5 empty] | 9 | 0.89 |  |  |  | 0 | 0 | 2.31 | 0 | 0 | 0 | 0 | 0 | 0 | 0 | 0 | 0 | 2006 Qtr 1: 0; 2006 Qtr 2: 0; 2006 Qtr 3: 0; 2006 Qtr 4: 0; 2007 Qtr 1: 0; 2007 Qtr 2: 0; 2007 Qtr 3: 2.31; 2007 Qtr 4: 0; 2008 Qtr 1: 0; 2008 Qtr 2: 0; 2008 Qtr 3: 0; 2008 Qtr 4: 0 | 2.31
0 | 255003-Faucet Aerator |  | System | Residential | 04-DMO-ResidentialMobileHome–DoubleWide-WAT_HEAT | 0 |  |  |  |  | 9.2422 | 0 | 0 | 0 | 12.0325 | -2.7903 | 0 |  | kWh | 0 | 5.6 | Residential |  | Annual | [5 empty] | 9 | 0.89 |  |  |  | 0 | 0 | 1.54 | 0 | 0 | 0 | 0 | 0 | 0 | 0 | 0 | 0 | 2006 Qtr 1: 0; 2006 Qtr 2: 0; 2006 Qtr 3: 0; 2006 Qtr 4: 0; 2007 Qtr 1: 0; 2007 Qtr 2: 0; 2007 Qtr 3: 1.54; 2007 Qtr 4: 0; 2008 Qtr 1: 0; 2008 Qtr 2: 0; 2008 Qtr 3: 0; 2008 Qtr 4: 0 | 1.54
0 | 255003-Faucet Aerator |  | 10 | Residential | 04-DMO-ResidentialMobileHome–DoubleWide-WAT_HEAT | 0 |  |  |  |  | 9.2422 | 0 | 0 | 0 | 12.0325 | -2.7903 | 0 |  | kWh | 0 | 5.6 | Residential |  | Annual | [5 empty] | 9 | 0.89 |  |  |  | 0 | 0 | 1.54 | 0 | 0 | 0 | 0 | 0 | 0 | 0 | 0 | 0 | 2006 Qtr 1: 0; 2006 Qtr 2: 0; 2006 Qtr 3: 0; 2006 Qtr 4: 0; 2007 Qtr 1: 0; 2007 Qtr 2: 0; 2007 Qtr 3: 1.54; 2007 Qtr 4: 0; 2008 Qtr 1: 0; 2008 Qtr 2: 0; 2008 Qtr 3: 0; 2008 Qtr 4: 0 | 1.54
0 | 255003-Faucet Aerator |  | 7 | Residential | 04-DMO-ResidentialMobileHome–DoubleWide-WAT_HEAT | 0 |  |  |  |  | 9.2422 | 0 | 0 | 0 | 12.0325 | -2.7903 | 0 |  | kWh | 0 | 5.6 | Residential |  | Annual | [5 empty] | 9 | 0.89 |  |  |  | 0 | 0 | 1.54 | 0 | 0 | 0 | 0 | 0 | 0 | 0 | 0 | 0 | 2006 Qtr 1: 0; 2006 Qtr 2: 0; 2006 Qtr 3: 0; 2006 Qtr 4: 0; 2007 Qtr 1: 0; 2007 Qtr 2: 0; 2007 Qtr 3: 1.54; 2007 Qtr 4: 0; 2008 Qtr 1: 0; 2008 Qtr 2: 0; 2008 Qtr 3: 0; 2008 Qtr 4: 0 | 1.54
0 | 255003-Faucet Aerator |  | 10 | Residential | 04-DMO-ResidentialMobileHome–DoubleWide-WAT_HEAT | 0 |  |  |  |  | 9.2422 | 0 | 0 | 0 | 12.0357 | -2.7935 | 0 |  | kWh | 0 | 5.6 | Residential |  | Annual | [5 empty] | 9 | 0.89 |  |  |  | 0 | 0 | 3.08 | 0 | 0 | 0 | 0 | 0 | 0 | 0 | 0 | 0 | 2006 Qtr 1: 0; 2006 Qtr 2: 0; 2006 Qtr 3: 0; 2006 Qtr 4: 0; 2007 Qtr 1: 0; 2007 Qtr 2: 0; 2007 Qtr 3: 3.08; 2007 Qtr 4: 0; 2008 Qtr 1: 0; 2008 Qtr 2: 0; 2008 Qtr 3: 0; 2008 Qtr 4: 0 | 3.08
0 | 255003-Faucet Aerator |  | 10 | Residential | 04-DMO-ResidentialMobileHome–DoubleWide-WAT_HEAT | 0 |  |  |  |  | 9.2422 | 0 | 0 | 0 | 12.0325 | -2.7903 | 0 |  | kWh | 0 | 5.6 | Residential |  | Annual | [5 empty] | 9 | 0.89 |  |  |  | 0 | 0 | 1.54 | 0 | 0 | 0 | 0 | 0 | 0 | 0 | 0 | 0 | 2006 Qtr 1: 0; 2006 Qtr 2: 0; 2006 Qtr 3: 0; 2006 Qtr 4: 0; 2007 Qtr 1: 0; 2007 Qtr 2: 0; 2007 Qtr 3: 1.54; 2007 Qtr 4: 0; 2008 Qtr 1: 0; 2008 Qtr 2: 0; 2008 Qtr 3: 0; 2008 Qtr 4: 0 | 1.54
0 | 255003-Faucet Aerator |  | 10 | Residential | 04-DMO-ResidentialMobileHome–DoubleWide-WAT_HEAT | 0 |  |  |  |  | 9.2422 | 0 | 0 | 0 | 12.0346 | -2.7924 | 0 |  | kWh | 0 | 5.6 | Residential |  | Annual | [5 empty] | 9 | 0.89 |  |  |  | 0 | 0 | 2.31 | 0 | 0 | 0 | 0 | 0 | 0 | 0 | 0 | 0 | 2006 Qtr 1: 0; 2006 Qtr 2: 0; 2006 Qtr 3: 0; 2006 Qtr 4: 0; 2007 Qtr 1: 0; 2007 Qtr 2: 0; 2007 Qtr 3: 2.31; 2007 Qtr 4: 0; 2008 Qtr 1: 0; 2008 Qtr 2: 0; 2008 Qtr 3: 0; 2008 Qtr 4: 0 | 2.31
0 | 255003-Faucet Aerator |  | 7 | Residential | 04-DMO-ResidentialMobileHome–DoubleWide-WAT_HEAT | 0 |  |  |  |  | 9.2422 | 0 | 0 | 0 | 12.0346 | -2.7924 | 0 |  | kWh | 0 | 5.6 | Residential |  | Annual | [5 empty] | 9 | 0.89 |  |  |  | 0 | 0 | 2.31 | 0 | 0 | 0 | 0 | 0 | 0 | 0 | 0 | 0 | 2006 Qtr 1: 0; 2006 Qtr 2: 0; 2006 Qtr 3: 0; 2006 Qtr 4: 0; 2007 Qtr 1: 0; 2007 Qtr 2: 0; 2007 Qtr 3: 2.31; 2007 Qtr 4: 0; 2008 Qtr 1: 0; 2008 Qtr 2: 0; 2008 Qtr 3: 0; 2008 Qtr 4: 0 | 2.31
0 | 255003-Faucet Aerator |  | 10 | Residential | 04-DMO-ResidentialMobileHome–DoubleWide-WAT_HEAT | 0 |  |  |  |  | 9.2422 | 0 | 0 | 0 | 12.039 | -2.7968 | 0 |  | kWh | 0 | 5.6 | Residential |  | Annual | [5 empty] | 9 | 0.89 |  |  |  | 0 | 0 | 0.77 | 0 | 0 | 0 | 0 | 0 | 0 | 0 | 0 | 0 | 2006 Qtr 1: 0; 2006 Qtr 2: 0; 2006 Qtr 3: 0; 2006 Qtr 4: 0; 2007 Qtr 1: 0; 2007 Qtr 2: 0; 2007 Qtr 3: 0.77; 2007 Qtr 4: 0; 2008 Qtr 1: 0; 2008 Qtr 2: 0; 2008 Qtr 3: 0; 2008 Qtr 4: 0 | 0.77
0 | 255003-Faucet Aerator |  | 10 | Residential | 04-DMO-ResidentialMobileHome–DoubleWide-WAT_HEAT | 0 |  |  |  |  | 9.2422 | 0 | 0 | 0 | 12.0338 | -2.7916 | 0 |  | kWh | 0 | 5.6 | Residential |  | Annual | [5 empty] | 9 | 0.89 |  |  |  | 0 | 0 | 3.85 | 0 | 0 | 0 | 0 | 0 | 0 | 0 | 0 | 0 | 2006 Qtr 1: 0; 2006 Qtr 2: 0; 2006 Qtr 3: 0; 2006 Qtr 4: 0; 2007 Qtr 1: 0; 2007 Qtr 2: 0; 2007 Qtr 3: 3.85; 2007 Qtr 4: 0; 2008 Qtr 1: 0; 2008 Qtr 2: 0; 2008 Qtr 3: 0; 2008 Qtr 4: 0 | 3.85
0 | 255003-Faucet Aerator |  | 10 | Residential | 04-DMO-ResidentialMobileHome–DoubleWide-WAT_HEAT | 0 |  |  |  |  | 9.2422 | 0 | 0 | 0 | 12.0325 | -2.7903 | 0 |  | kWh | 0 | 5.6 | Residential |  | Annual | [5 empty] | 9 | 0.89 |  |  |  | 0 | 0 | 1.54 | 0 | 0 | 0 | 0 | 0 | 0 | 0 | 0 | 0 | 2006 Qtr 1: 0; 2006 Qtr 2: 0; 2006 Qtr 3: 0; 2006 Qtr 4: 0; 2007 Qtr 1: 0; 2007 Qtr 2: 0; 2007 Qtr 3: 1.54; 2007 Qtr 4: 0; 2008 Qtr 1: 0; 2008 Qtr 2: 0; 2008 Qtr 3: 0; 2008 Qtr 4: 0 | 1.54
0 | 255003-Faucet Aerator |  | 10 | Residential | 04-DMO-ResidentialMobileHome–DoubleWide-WAT_HEAT | 0 |  |  |  |  | 9.2422 | 0 | 0 | 0 | 12.0357 | -2.7935 | 0 |  | kWh | 0 | 5.6 | Residential |  | Annual | [5 empty] | 9 | 0.89 |  |  |  | 0 | 0 | 3.08 | 0 | 0 | 0 | 0 | 0 | 0 | 0 | 0 | 0 | 2006 Qtr 1: 0; 2006 Qtr 2: 0; 2006 Qtr 3: 0; 2006 Qtr 4: 0; 2007 Qtr 1: 0; 2007 Qtr 2: 0; 2007 Qtr 3: 3.08; 2007 Qtr 4: 0; 2008 Qtr 1: 0; 2008 Qtr 2: 0; 2008 Qtr 3: 0; 2008 Qtr 4: 0 | 3.08
0 | 255003-Faucet Aerator |  | 10 | Residential | 04-DMO-ResidentialMobileHome–DoubleWide-WAT_HEAT | 0 |  |  |  |  | 9.2422 | 0 | 0 | 0 | 12.0325 | -2.7903 | 0 |  | kWh | 0 | 5.6 | Residential |  | Annual | [5 empty] | 9 | 0.89 |  |  |  | 0 | 0 | 1.54 | 0 | 0 | 0 | 0 | 0 | 0 | 0 | 0 | 0 | 2006 Qtr 1: 0; 2006 Qtr 2: 0; 2006 Qtr 3: 0; 2006 Qtr 4: 0; 2007 Qtr 1: 0; 2007 Qtr 2: 0; 2007 Qtr 3: 1.54; 2007 Qtr 4: 0; 2008 Qtr 1: 0; 2008 Qtr 2: 0; 2008 Qtr 3: 0; 2008 Qtr 4: 0 | 1.54
0 | 255003-Faucet Aerator |  | 10 | Residential | 04-DMO-ResidentialMobileHome–DoubleWide-WAT_HEAT | 0 |  |  |  |  | 9.2422 | 0 | 0 | 0 | 12.0346 | -2.7924 | 0 |  | kWh | 0 | 5.6 | Residential |  | Annual | [5 empty] | 9 | 0.89 |  |  |  | 0 | 0 | 2.31 | 0 | 0 | 0 | 0 | 0 | 0 | 0 | 0 | 0 | 2006 Qtr 1: 0; 2006 Qtr 2: 0; 2006 Qtr 3: 0; 2006 Qtr 4: 0; 2007 Qtr 1: 0; 2007 Qtr 2: 0; 2007 Qtr 3: 2.31; 2007 Qtr 4: 0; 2008 Qtr 1: 0; 2008 Qtr 2: 0; 2008 Qtr 3: 0; 2008 Qtr 4: 0 | 2.31
0 | 255003-Faucet Aerator |  | 10 | Residential | 04-DMO-ResidentialMobileHome–DoubleWide-WAT_HEAT | 0 |  |  |  |  | 9.2422 | 0 | 0 | 0 | 12.0325 | -2.7903 | 0 |  | kWh | 0 | 5.6 | Residential |  | Annual | [5 empty] | 9 | 0.89 |  |  |  | 0 | 0 | 1.54 | 0 | 0 | 0 | 0 | 0 | 0 | 0 | 0 | 0 | 2006 Qtr 1: 0; 2006 Qtr 2: 0; 2006 Qtr 3: 0; 2006 Qtr 4: 0; 2007 Qtr 1: 0; 2007 Qtr 2: 0; 2007 Qtr 3: 1.54; 2007 Qtr 4: 0; 2008 Qtr 1: 0; 2008 Qtr 2: 0; 2008 Qtr 3: 0; 2008 Qtr 4: 0 | 1.54
0 | 255003-Faucet Aerator |  | 10 | Residential | 04-DMO-ResidentialMobileHome–DoubleWide-WAT_HEAT | 0 |  |  |  |  | 9.2422 | 0 | 0 | 0 | 12.0325 | -2.7903 | 0 |  | kWh | 0 | 5.6 | Residential |  | Annual | [5 empty] | 9 | 0.89 |  |  |  | 0 | 0 | 1.54 | 0 | 0 | 0 | 0 | 0 | 0 | 0 | 0 | 0 | 2006 Qtr 1: 0; 2006 Qtr 2: 0; 2006 Qtr 3: 0; 2006 Qtr 4: 0; 2007 Qtr 1: 0; 2007 Qtr 2: 0; 2007 Qtr 3: 1.54; 2007 Qtr 4: 0; 2008 Qtr 1: 0; 2008 Qtr 2: 0; 2008 Qtr 3: 0; 2008 Qtr 4: 0 | 1.54
0 | 255003-Faucet Aerator |  | 7 | Residential | 04-DMO-ResidentialMobileHome–DoubleWide-WAT_HEAT | 0 |  |  |  |  | 9.2422 | 0 | 0 | 0 | 12.039 | -2.7968 | 0 |  | kWh | 0 | 5.6 | Residential |  | Annual | [5 empty] | 9 | 0.89 |  |  |  | 0 | 0 | 0.77 | 0 | 0 | 0 | 0 | 0 | 0 | 0 | 0 | 0 | 2006 Qtr 1: 0; 2006 Qtr 2: 0; 2006 Qtr 3: 0; 2006 Qtr 4: 0; 2007 Qtr 1: 0; 2007 Qtr 2: 0; 2007 Qtr 3: 0.77; 2007 Qtr 4: 0; 2008 Qtr 1: 0; 2008 Qtr 2: 0; 2008 Qtr 3: 0; 2008 Qtr 4: 0 | 0.77
0 | 255003-Faucet Aerator |  | 10 | Residential | 04-DMO-ResidentialMobileHome–DoubleWide-WAT_HEAT | 0 |  |  |  |  | 9.2422 | 0 | 0 | 0 | 12.0325 | -2.7903 | 0 |  | kWh | 0 | 5.6 | Residential |  | Annual | [5 empty] | 9 | 0.89 |  |  |  | 0 | 0 | 1.54 | 0 | 0 | 0 | 0 | 0 | 0 | 0 | 0 | 0 | 2006 Qtr 1: 0; 2006 Qtr 2: 0; 2006 Qtr 3: 0; 2006 Qtr 4: 0; 2007 Qtr 1: 0; 2007 Qtr 2: 0; 2007 Qtr 3: 1.54; 2007 Qtr 4: 0; 2008 Qtr 1: 0; 2008 Qtr 2: 0; 2008 Qtr 3: 0; 2008 Qtr 4: 0 | 1.54
0 | 255003-Faucet Aerator |  | 10 | Residential | 04-DMO-ResidentialMobileHome–DoubleWide-WAT_HEAT | 0 |  |  |  |  | 9.2422 | 0 | 0 | 0 | 12.0357 | -2.7935 | 0 |  | kWh | 0 | 5.6 | Residential |  | Annual | [5 empty] | 9 | 0.89 |  |  |  | 0 | 0 | 3.08 | 0 | 0 | 0 | 0 | 0 | 0 | 0 | 0 | 0 | 2006 Qtr 1: 0; 2006 Qtr 2: 0; 2006 Qtr 3: 0; 2006 Qtr 4: 0; 2007 Qtr 1: 0; 2007 Qtr 2: 0; 2007 Qtr 3: 3.08; 2007 Qtr 4: 0; 2008 Qtr 1: 0; 2008 Qtr 2: 0; 2008 Qtr 3: 0; 2008 Qtr 4: 0 | 3.08
0 | 255003-Faucet Aerator |  | 10 | Residential | 04-DMO-ResidentialMobileHome–DoubleWide-WAT_HEAT | 0 |  |  |  |  | 9.2422 | 0 | 0 | 0 | 12.039 | -2.7968 | 0 |  | kWh | 0 | 5.6 | Residential |  | Annual | [5 empty] | 9 | 0.89 |  |  |  | 0 | 0 | 0.77 | 0 | 0 | 0 | 0 | 0 | 0 | 0 | 0 | 0 | 2006 Qtr 1: 0; 2006 Qtr 2: 0; 2006 Qtr 3: 0; 2006 Qtr 4: 0; 2007 Qtr 1: 0; 2007 Qtr 2: 0; 2007 Qtr 3: 0.77; 2007 Qtr 4: 0; 2008 Qtr 1: 0; 2008 Qtr 2: 0; 2008 Qtr 3: 0; 2008 Qtr 4: 0 | 0.77
0 | 255003-Faucet Aerator |  | 7 | Residential | 04-DMO-ResidentialMobileHome–DoubleWide-WAT_HEAT | 0 |  |  |  |  | 9.2422 | 0 | 0 | 0 | 12.0325 | -2.7903 | 0 |  | kWh | 0 | 5.6 | Residential |  | Annual | [5 empty] | 9 | 0.89 |  |  |  | 0 | 0 | 1.54 | 0 | 0 | 0 | 0 | 0 | 0 | 0 | 0 | 0 | 2006 Qtr 1: 0; 2006 Qtr 2: 0; 2006 Qtr 3: 0; 2006 Qtr 4: 0; 2007 Qtr 1: 0; 2007 Qtr 2: 0; 2007 Qtr 3: 1.54; 2007 Qtr 4: 0; 2008 Qtr 1: 0; 2008 Qtr 2: 0; 2008 Qtr 3: 0; 2008 Qtr 4: 0 | 1.54
0 | 255003-Faucet Aerator |  | 7 | Residential | 04-DMO-ResidentialMobileHome–DoubleWide-WAT_HEAT | 0 |  |  |  |  | 9.2422 | 0 | 0 | 0 | 12.0357 | -2.7935 | 0 |  | kWh | 0 | 5.6 | Residential |  | Annual | [5 empty] | 9 | 0.89 |  |  |  | 0 | 0 | 3.08 | 0 | 0 | 0 | 0 | 0 | 0 | 0 | 0 | 0 | 2006 Qtr 1: 0; 2006 Qtr 2: 0; 2006 Qtr 3: 0; 2006 Qtr 4: 0; 2007 Qtr 1: 0; 2007 Qtr 2: 0; 2007 Qtr 3: 3.08; 2007 Qtr 4: 0; 2008 Qtr 1: 0; 2008 Qtr 2: 0; 2008 Qtr 3: 0; 2008 Qtr 4: 0 | 3.08
0 | 255003-Faucet Aerator |  | 10 | Residential | 04-DMO-ResidentialMobileHome–DoubleWide-WAT_HEAT | 0 |  |  |  |  | 9.2422 | 0 | 0 | 0 | 12.0325 | -2.7903 | 0 |  | kWh | 0 | 5.6 | Residential |  | Annual | [5 empty] | 9 | 0.89 |  |  |  | 0 | 0 | 1.54 | 0 | 0 | 0 | 0 | 0 | 0 | 0 | 0 | 0 | 2006 Qtr 1: 0; 2006 Qtr 2: 0; 2006 Qtr 3: 0; 2006 Qtr 4: 0; 2007 Qtr 1: 0; 2007 Qtr 2: 0; 2007 Qtr 3: 1.54; 2007 Qtr 4: 0; 2008 Qtr 1: 0; 2008 Qtr 2: 0; 2008 Qtr 3: 0; 2008 Qtr 4: 0 | 1.54
0 | 255003-Faucet Aerator |  | 10 | Residential | 04-DMO-ResidentialMobileHome–DoubleWide-WAT_HEAT | 0 |  |  |  |  | 9.2422 | 0 | 0 | 0 | 12.0325 | -2.7903 | 0 |  | kWh | 0 | 5.6 | Residential |  | Annual | [5 empty] | 9 | 0.89 |  |  |  | 0 | 0 | 1.54 | 0 | 0 | 0 | 0 | 0 | 0 | 0 | 0 | 0 | 2006 Qtr 1: 0; 2006 Qtr 2: 0; 2006 Qtr 3: 0; 2006 Qtr 4: 0; 2007 Qtr 1: 0; 2007 Qtr 2: 0; 2007 Qtr 3: 1.54; 2007 Qtr 4: 0; 2008 Qtr 1: 0; 2008 Qtr 2: 0; 2008 Qtr 3: 0; 2008 Qtr 4: 0 | 1.54
0 | 255003-Faucet Aerator |  | 10 | Residential | 04-DMO-ResidentialMobileHome–DoubleWide-WAT_HEAT | 0 |  |  |  |  | 9.2422 | 0 | 0 | 0 | 12.0325 | -2.7903 | 0 |  | kWh | 0 | 5.6 | Residential |  | Annual | [5 empty] | 9 | 0.89 |  |  |  | 0 | 0 | 1.54 | 0 | 0 | 0 | 0 | 0 | 0 | 0 | 0 | 0 | 2006 Qtr 1: 0; 2006 Qtr 2: 0; 2006 Qtr 3: 0; 2006 Qtr 4: 0; 2007 Qtr 1: 0; 2007 Qtr 2: 0; 2007 Qtr 3: 1.54; 2007 Qtr 4: 0; 2008 Qtr 1: 0; 2008 Qtr 2: 0; 2008 Qtr 3: 0; 2008 Qtr 4: 0 | 1.54
0 | 255003-Faucet Aerator |  | System | Residential | 04-DMO-ResidentialMobileHome–DoubleWide-WAT_HEAT | 0 |  |  |  |  | 9.2422 | 0 | 0 | 0 | 12.0325 | -2.7903 | 0 |  | kWh | 0 | 5.6 | Residential |  | Annual | [5 empty] | 9 | 0.89 |  |  |  | 0 | 0 | 1.54 | 0 | 0 | 0 | 0 | 0 | 0 | 0 | 0 | 0 | 2006 Qtr 1: 0; 2006 Qtr 2: 0; 2006 Qtr 3: 0; 2006 Qtr 4: 0; 2007 Qtr 1: 0; 2007 Qtr 2: 0; 2007 Qtr 3: 1.54; 2007 Qtr 4: 0; 2008 Qtr 1: 0; 2008 Qtr 2: 0; 2008 Qtr 3: 0; 2008 Qtr 4: 0 | 1.54
0 | 255003-Faucet Aerator |  | 10 | Residential | 04-DMO-ResidentialMobileHome–DoubleWide-WAT_HEAT | 0 |  |  |  |  | 9.2422 | 0 | 0 | 0 | 12.039 | -2.7968 | 0 |  | kWh | 0 | 5.6 | Residential |  | Annual | [5 empty] | 9 | 0.89 |  |  |  | 0 | 0 | 0.77 | 0 | 0 | 0 | 0 | 0 | 0 | 0 | 0 | 0 | 2006 Qtr 1: 0; 2006 Qtr 2: 0; 2006 Qtr 3: 0; 2006 Qtr 4: 0; 2007 Qtr 1: 0; 2007 Qtr 2: 0; 2007 Qtr 3: 0.77; 2007 Qtr 4: 0; 2008 Qtr 1: 0; 2008 Qtr 2: 0; 2008 Qtr 3: 0; 2008 Qtr 4: 0 | 0.77
0 | 255003-Faucet Aerator |  | 10 | Residential | 04-DMO-ResidentialMobileHome–DoubleWide-WAT_HEAT | 0 |  |  |  |  | 9.2422 | 0 | 0 | 0 | 12.0346 | -2.7924 | 0 |  | kWh | 0 | 5.6 | Residential |  | Annual | [5 empty] | 9 | 0.89 |  |  |  | 0 | 0 | 2.31 | 0 | 0 | 0 | 0 | 0 | 0 | 0 | 0 | 0 | 2006 Qtr 1: 0; 2006 Qtr 2: 0; 2006 Qtr 3: 0; 2006 Qtr 4: 0; 2007 Qtr 1: 0; 2007 Qtr 2: 0; 2007 Qtr 3: 2.31; 2007 Qtr 4: 0; 2008 Qtr 1: 0; 2008 Qtr 2: 0; 2008 Qtr 3: 0; 2008 Qtr 4: 0 | 2.31
0 | 255003-Faucet Aerator |  | 10 | Residential | 04-DMO-ResidentialMobileHome–DoubleWide-WAT_HEAT | 0 |  |  |  |  | 9.2422 | 0 | 0 | 0 | 12.039 | -2.7968 | 0 |  | kWh | 0 | 5.6 | Residential |  | Annual | [5 empty] | 9 | 0.89 |  |  |  | 0 | 0 | 0.77 | 0 | 0 | 0 | 0 | 0 | 0 | 0 | 0 | 0 | 2006 Qtr 1: 0; 2006 Qtr 2: 0; 2006 Qtr 3: 0; 2006 Qtr 4: 0; 2007 Qtr 1: 0; 2007 Qtr 2: 0; 2007 Qtr 3: 0.77; 2007 Qtr 4: 0; 2008 Qtr 1: 0; 2008 Qtr 2: 0; 2008 Qtr 3: 0; 2008 Qtr 4: 0 | 0.77
0 | 255003-Faucet Aerator |  | 10 | Residential | 04-DMO-ResidentialMobileHome–DoubleWide-WAT_HEAT | 0 |  |  |  |  | 9.2422 | 0 | 0 | 0 | 12.0346 | -2.7924 | 0 |  | kWh | 0 | 5.6 | Residential |  | Annual | [5 empty] | 9 | 0.89 |  |  |  | 0 | 0 | 2.31 | 0 | 0 | 0 | 0 | 0 | 0 | 0 | 0 | 0 | 2006 Qtr 1: 0; 2006 Qtr 2: 0; 2006 Qtr 3: 0; 2006 Qtr 4: 0; 2007 Qtr 1: 0; 2007 Qtr 2: 0; 2007 Qtr 3: 2.31; 2007 Qtr 4: 0; 2008 Qtr 1: 0; 2008 Qtr 2: 0; 2008 Qtr 3: 0; 2008 Qtr 4: 0 | 2.31
0 | 255003-Faucet Aerator |  | 7 | Residential | 04-DMO-ResidentialMobileHome–DoubleWide-WAT_HEAT | 0 |  |  |  |  | 9.2422 | 0 | 0 | 0 | 12.0346 | -2.7924 | 0 |  | kWh | 0 | 5.6 | Residential |  | Annual | [5 empty] | 9 | 0.89 |  |  |  | 0 | 0 | 2.31 | 0 | 0 | 0 | 0 | 0 | 0 | 0 | 0 | 0 | 2006 Qtr 1: 0; 2006 Qtr 2: 0; 2006 Qtr 3: 0; 2006 Qtr 4: 0; 2007 Qtr 1: 0; 2007 Qtr 2: 0; 2007 Qtr 3: 2.31; 2007 Qtr 4: 0; 2008 Qtr 1: 0; 2008 Qtr 2: 0; 2008 Qtr 3: 0; 2008 Qtr 4: 0 | 2.31
0 | 255003-Faucet Aerator |  | 10 | Residential | 04-DMO-ResidentialMobileHome–DoubleWide-WAT_HEAT | 0 |  |  |  |  | 9.2422 | 0 | 0 | 0 | 12.0346 | -2.7924 | 0 |  | kWh | 0 | 5.6 | Residential |  | Annual | [5 empty] | 9 | 0.89 |  |  |  | 0 | 0 | 2.31 | 0 | 0 | 0 | 0 | 0 | 0 | 0 | 0 | 0 | 2006 Qtr 1: 0; 2006 Qtr 2: 0; 2006 Qtr 3: 0; 2006 Qtr 4: 0; 2007 Qtr 1: 0; 2007 Qtr 2: 0; 2007 Qtr 3: 2.31; 2007 Qtr 4: 0; 2008 Qtr 1: 0; 2008 Qtr 2: 0; 2008 Qtr 3: 0; 2008 Qtr 4: 0 | 2.31
0 | 255003-Faucet Aerator |  | 10 | Residential | 04-DMO-ResidentialMobileHome–DoubleWide-WAT_HEAT | 0 |  |  |  |  | 9.2422 | 0 | 0 | 0 | 12.0325 | -2.7903 | 0 |  | kWh | 0 | 5.6 | Residential |  | Annual | [5 empty] | 9 | 0.89 |  |  |  | 0 | 0 | 1.54 | 0 | 0 | 0 | 0 | 0 | 0 | 0 | 0 | 0 | 2006 Qtr 1: 0; 2006 Qtr 2: 0; 2006 Qtr 3: 0; 2006 Qtr 4: 0; 2007 Qtr 1: 0; 2007 Qtr 2: 0; 2007 Qtr 3: 1.54; 2007 Qtr 4: 0; 2008 Qtr 1: 0; 2008 Qtr 2: 0; 2008 Qtr 3: 0; 2008 Qtr 4: 0 | 1.54
0 | 255003-Faucet Aerator |  | 10 | Residential | 04-DMO-ResidentialMobileHome–DoubleWide-WAT_HEAT | 0 |  |  |  |  | 9.2422 | 0 | 0 | 0 | 12.039 | -2.7968 | 0 |  | kWh | 0 | 5.6 | Residential |  | Annual | [5 empty] | 9 | 0.89 |  |  |  | 0 | 0 | 0.77 | 0 | 0 | 0 | 0 | 0 | 0 | 0 | 0 | 0 | 2006 Qtr 1: 0; 2006 Qtr 2: 0; 2006 Qtr 3: 0; 2006 Qtr 4: 0; 2007 Qtr 1: 0; 2007 Qtr 2: 0; 2007 Qtr 3: 0.77; 2007 Qtr 4: 0; 2008 Qtr 1: 0; 2008 Qtr 2: 0; 2008 Qtr 3: 0; 2008 Qtr 4: 0 | 0.77
0 | 255003-Faucet Aerator |  | 10 | Residential | 04-DMO-ResidentialMobileHome–DoubleWide-WAT_HEAT | 0 |  |  |  |  | 9.2422 | 0 | 0 | 0 | 12.0325 | -2.7903 | 0 |  | kWh | 0 | 5.6 | Residential |  | Annual | [5 empty] | 9 | 0.89 |  |  |  | 0 | 0 | 1.54 | 0 | 0 | 0 | 0 | 0 | 0 | 0 | 0 | 0 | 2006 Qtr 1: 0; 2006 Qtr 2: 0; 2006 Qtr 3: 0; 2006 Qtr 4: 0; 2007 Qtr 1: 0; 2007 Qtr 2: 0; 2007 Qtr 3: 1.54; 2007 Qtr 4: 0; 2008 Qtr 1: 0; 2008 Qtr 2: 0; 2008 Qtr 3: 0; 2008 Qtr 4: 0 | 1.54
0 | 255003-Faucet Aerator |  | 10 | Residential | 04-DMO-ResidentialMobileHome–DoubleWide-WAT_HEAT | 0 |  |  |  |  | 9.2422 | 0 | 0 | 0 | 12.0325 | -2.7903 | 0 |  | kWh | 0 | 5.6 | Residential |  | Annual | [5 empty] | 9 | 0.89 |  |  |  | 0 | 0 | 1.54 | 0 | 0 | 0 | 0 | 0 | 0 | 0 | 0 | 0 | 2006 Qtr 1: 0; 2006 Qtr 2: 0; 2006 Qtr 3: 0; 2006 Qtr 4: 0; 2007 Qtr 1: 0; 2007 Qtr 2: 0; 2007 Qtr 3: 1.54; 2007 Qtr 4: 0; 2008 Qtr 1: 0; 2008 Qtr 2: 0; 2008 Qtr 3: 0; 2008 Qtr 4: 0 | 1.54
0 | 255003-Faucet Aerator |  | 10 | Residential | 04-DMO-ResidentialMobileHome–DoubleWide-WAT_HEAT | 0 |  |  |  |  | 9.2422 | 0 | 0 | 0 | 12.0325 | -2.7903 | 0 |  | kWh | 0 | 5.6 | Residential |  | Annual | [5 empty] | 9 | 0.89 |  |  |  | 0 | 0 | 1.54 | 0 | 0 | 0 | 0 | 0 | 0 | 0 | 0 | 0 | 2006 Qtr 1: 0; 2006 Qtr 2: 0; 2006 Qtr 3: 0; 2006 Qtr 4: 0; 2007 Qtr 1: 0; 2007 Qtr 2: 0; 2007 Qtr 3: 1.54; 2007 Qtr 4: 0; 2008 Qtr 1: 0; 2008 Qtr 2: 0; 2008 Qtr 3: 0; 2008 Qtr 4: 0 | 1.54
0 | 255003-Faucet Aerator |  | 10 | Residential | 04-DMO-ResidentialMobileHome–DoubleWide-WAT_HEAT | 0 |  |  |  |  | 9.2422 | 0 | 0 | 0 | 12.039 | -2.7968 | 0 |  | kWh | 0 | 5.6 | Residential |  | Annual | [5 empty] | 9 | 0.89 |  |  |  | 0 | 0 | 0.77 | 0 | 0 | 0 | 0 | 0 | 0 | 0 | 0 | 0 | 2006 Qtr 1: 0; 2006 Qtr 2: 0; 2006 Qtr 3: 0; 2006 Qtr 4: 0; 2007 Qtr 1: 0; 2007 Qtr 2: 0; 2007 Qtr 3: 0.77; 2007 Qtr 4: 0; 2008 Qtr 1: 0; 2008 Qtr 2: 0; 2008 Qtr 3: 0; 2008 Qtr 4: 0 | 0.77
0 | 255003-Faucet Aerator |  | 10 | Residential | 04-DMO-ResidentialMobileHome–DoubleWide-WAT_HEAT | 0 |  |  |  |  | 9.2422 | 0 | 0 | 0 | 12.039 | -2.7968 | 0 |  | kWh | 0 | 5.6 | Residential |  | Annual | [5 empty] | 9 | 0.89 |  |  |  | 0 | 0 | 0.77 | 0 | 0 | 0 | 0 | 0 | 0 | 0 | 0 | 0 | 2006 Qtr 1: 0; 2006 Qtr 2: 0; 2006 Qtr 3: 0; 2006 Qtr 4: 0; 2007 Qtr 1: 0; 2007 Qtr 2: 0; 2007 Qtr 3: 0.77; 2007 Qtr 4: 0; 2008 Qtr 1: 0; 2008 Qtr 2: 0; 2008 Qtr 3: 0; 2008 Qtr 4: 0 | 0.77
0 | 255003-Faucet Aerator |  | 10 | Residential | 04-DMO-ResidentialMobileHome–DoubleWide-WAT_HEAT | 0 |  |  |  |  | 9.2422 | 0 | 0 | 0 | 12.039 | -2.7968 | 0 |  | kWh | 0 | 5.6 | Residential |  | Annual | [5 empty] | 9 | 0.89 |  |  |  | 0 | 0 | 0.77 | 0 | 0 | 0 | 0 | 0 | 0 | 0 | 0 | 0 | 2006 Qtr 1: 0; 2006 Qtr 2: 0; 2006 Qtr 3: 0; 2006 Qtr 4: 0; 2007 Qtr 1: 0; 2007 Qtr 2: 0; 2007 Qtr 3: 0.77; 2007 Qtr 4: 0; 2008 Qtr 1: 0; 2008 Qtr 2: 0; 2008 Qtr 3: 0; 2008 Qtr 4: 0 | 0.77
0 | 255003-Faucet Aerator |  | 10 | Residential | 04-DMO-ResidentialMobileHome–DoubleWide-WAT_HEAT | 0 |  |  |  |  | 9.2422 | 0 | 0 | 0 | 12.0357 | -2.7935 | 0 |  | kWh | 0 | 5.6 | Residential |  | Annual | [5 empty] | 9 | 0.89 |  |  |  | 0 | 0 | 3.08 | 0 | 0 | 0 | 0 | 0 | 0 | 0 | 0 | 0 | 2006 Qtr 1: 0; 2006 Qtr 2: 0; 2006 Qtr 3: 0; 2006 Qtr 4: 0; 2007 Qtr 1: 0; 2007 Qtr 2: 0; 2007 Qtr 3: 3.08; 2007 Qtr 4: 0; 2008 Qtr 1: 0; 2008 Qtr 2: 0; 2008 Qtr 3: 0; 2008 Qtr 4: 0 | 3.08
0 | 255003-Faucet Aerator |  | 10 | Residential | 04-DMO-ResidentialMobileHome–DoubleWide-WAT_HEAT | 0 |  |  |  |  | 9.2422 | 0 | 0 | 0 | 12.0325 | -2.7903 | 0 |  | kWh | 0 | 5.6 | Residential |  | Annual | [5 empty] | 9 | 0.89 |  |  |  | 0 | 0 | 1.54 | 0 | 0 | 0 | 0 | 0 | 0 | 0 | 0 | 0 | 2006 Qtr 1: 0; 2006 Qtr 2: 0; 2006 Qtr 3: 0; 2006 Qtr 4: 0; 2007 Qtr 1: 0; 2007 Qtr 2: 0; 2007 Qtr 3: 1.54; 2007 Qtr 4: 0; 2008 Qtr 1: 0; 2008 Qtr 2: 0; 2008 Qtr 3: 0; 2008 Qtr 4: 0 | 1.54
0 | 255003-Faucet Aerator |  | 7 | Residential | 04-DMO-ResidentialMobileHome–DoubleWide-WAT_HEAT | 0 |  |  |  |  | 9.2422 | 0 | 0 | 0 | 12.0357 | -2.7935 | 0 |  | kWh | 0 | 5.6 | Residential |  | Annual | [5 empty] | 9 | 0.89 |  |  |  | 0 | 0 | 3.08 | 0 | 0 | 0 | 0 | 0 | 0 | 0 | 0 | 0 | 2006 Qtr 1: 0; 2006 Qtr 2: 0; 2006 Qtr 3: 0; 2006 Qtr 4: 0; 2007 Qtr 1: 0; 2007 Qtr 2: 0; 2007 Qtr 3: 3.08; 2007 Qtr 4: 0; 2008 Qtr 1: 0; 2008 Qtr 2: 0; 2008 Qtr 3: 0; 2008 Qtr 4: 0 | 3.08
0 | 255003-Faucet Aerator |  | 10 | Residential | 04-DMO-ResidentialMobileHome–DoubleWide-WAT_HEAT | 0 |  |  |  |  | 9.2422 | 0 | 0 | 0 | 12.0357 | -2.7935 | 0 |  | kWh | 0 | 5.6 | Residential |  | Annual | [5 empty] | 9 | 0.89 |  |  |  | 0 | 0 | 3.08 | 0 | 0 | 0 | 0 | 0 | 0 | 0 | 0 | 0 | 2006 Qtr 1: 0; 2006 Qtr 2: 0; 2006 Qtr 3: 0; 2006 Qtr 4: 0; 2007 Qtr 1: 0; 2007 Qtr 2: 0; 2007 Qtr 3: 3.08; 2007 Qtr 4: 0; 2008 Qtr 1: 0; 2008 Qtr 2: 0; 2008 Qtr 3: 0; 2008 Qtr 4: 0 | 3.08
0 | 255003-Faucet Aerator |  | 10 | Residential | 04-DMO-ResidentialMobileHome–DoubleWide-WAT_HEAT | 0 |  |  |  |  | 9.2422 | 0 | 0 | 0 | 12.0346 | -2.7924 | 0 |  | kWh | 0 | 5.6 | Residential |  | Annual | [5 empty] | 9 | 0.89 |  |  |  | 0 | 0 | 2.31 | 0 | 0 | 0 | 0 | 0 | 0 | 0 | 0 | 0 | 2006 Qtr 1: 0; 2006 Qtr 2: 0; 2006 Qtr 3: 0; 2006 Qtr 4: 0; 2007 Qtr 1: 0; 2007 Qtr 2: 0; 2007 Qtr 3: 2.31; 2007 Qtr 4: 0; 2008 Qtr 1: 0; 2008 Qtr 2: 0; 2008 Qtr 3: 0; 2008 Qtr 4: 0 | 2.31
0 | 255003-Faucet Aerator |  | 10 | Residential | 04-DMO-ResidentialMobileHome–DoubleWide-WAT_HEAT | 0 |  |  |  |  | 9.2422 | 0 | 0 | 0 | 12.0325 | -2.7903 | 0 |  | kWh | 0 | 5.6 | Residential |  | Annual | [5 empty] | 9 | 0.89 |  |  |  | 0 | 0 | 1.54 | 0 | 0 | 0 | 0 | 0 | 0 | 0 | 0 | 0 | 2006 Qtr 1: 0; 2006 Qtr 2: 0; 2006 Qtr 3: 0; 2006 Qtr 4: 0; 2007 Qtr 1: 0; 2007 Qtr 2: 0; 2007 Qtr 3: 1.54; 2007 Qtr 4: 0; 2008 Qtr 1: 0; 2008 Qtr 2: 0; 2008 Qtr 3: 0; 2008 Qtr 4: 0 | 1.54
0 | 255003-Faucet Aerator |  | 10 | Residential | 04-DMO-ResidentialMobileHome–DoubleWide-WAT_HEAT | 0 |  |  |  |  | 9.2422 | 0 | 0 | 0 | 12.0346 | -2.7924 | 0 |  | kWh | 0 | 5.6 | Residential |  | Annual | [5 empty] | 9 | 0.89 |  |  |  | 0 | 0 | 2.31 | 0 | 0 | 0 | 0 | 0 | 0 | 0 | 0 | 0 | 2006 Qtr 1: 0; 2006 Qtr 2: 0; 2006 Qtr 3: 0; 2006 Qtr 4: 0; 2007 Qtr 1: 0; 2007 Qtr 2: 0; 2007 Qtr 3: 2.31; 2007 Qtr 4: 0; 2008 Qtr 1: 0; 2008 Qtr 2: 0; 2008 Qtr 3: 0; 2008 Qtr 4: 0 | 2.31
0 | 255003-Faucet Aerator |  | 7 | Residential | 04-DMO-ResidentialMobileHome–DoubleWide-WAT_HEAT | 0 |  |  |  |  | 9.2422 | 0 | 0 | 0 | 12.039 | -2.7968 | 0 |  | kWh | 0 | 5.6 | Residential |  | Annual | [5 empty] | 9 | 0.89 |  |  |  | 0 | 0 | 0.77 | 0 | 0 | 0 | 0 | 0 | 0 | 0 | 0 | 0 | 2006 Qtr 1: 0; 2006 Qtr 2: 0; 2006 Qtr 3: 0; 2006 Qtr 4: 0; 2007 Qtr 1: 0; 2007 Qtr 2: 0; 2007 Qtr 3: 0.77; 2007 Qtr 4: 0; 2008 Qtr 1: 0; 2008 Qtr 2: 0; 2008 Qtr 3: 0; 2008 Qtr 4: 0 | 0.77
0 | 255003-Faucet Aerator |  | System | Residential | 04-DMO-ResidentialMobileHome–DoubleWide-WAT_HEAT | 0 |  |  |  |  | 9.2422 | 0 | 0 | 0 | 12.0325 | -2.7903 | 0 |  | kWh | 0 | 5.6 | Residential |  | Annual | [5 empty] | 9 | 0.89 |  |  |  | 0 | 0 | 1.54 | 0 | 0 | 0 | 0 | 0 | 0 | 0 | 0 | 0 | 2006 Qtr 1: 0; 2006 Qtr 2: 0; 2006 Qtr 3: 0; 2006 Qtr 4: 0; 2007 Qtr 1: 0; 2007 Qtr 2: 0; 2007 Qtr 3: 1.54; 2007 Qtr 4: 0; 2008 Qtr 1: 0; 2008 Qtr 2: 0; 2008 Qtr 3: 0; 2008 Qtr 4: 0 | 1.54
0 | 255003-Faucet Aerator |  | 7 | Residential | 04-DMO-ResidentialMobileHome–DoubleWide-WAT_HEAT | 0 |  |  |  |  | 9.2422 | 0 | 0 | 0 | 12.0325 | -2.7903 | 0 |  | kWh | 0 | 5.6 | Residential |  | Annual | [5 empty] | 9 | 0.89 |  |  |  | 0 | 0 | 1.54 | 0 | 0 | 0 | 0 | 0 | 0 | 0 | 0 | 0 | 2006 Qtr 1: 0; 2006 Qtr 2: 0; 2006 Qtr 3: 0; 2006 Qtr 4: 0; 2007 Qtr 1: 0; 2007 Qtr 2: 0; 2007 Qtr 3: 1.54; 2007 Qtr 4: 0; 2008 Qtr 1: 0; 2008 Qtr 2: 0; 2008 Qtr 3: 0; 2008 Qtr 4: 0 | 1.54
0 | 255003-Faucet Aerator |  | 10 | Residential | 04-DMO-ResidentialMobileHome–DoubleWide-WAT_HEAT | 0 |  |  |  |  | 9.2422 | 0 | 0 | 0 | 12.0346 | -2.7924 | 0 |  | kWh | 0 | 5.6 | Residential |  | Annual | [5 empty] | 9 | 0.89 |  |  |  | 0 | 0 | 2.31 | 0 | 0 | 0 | 0 | 0 | 0 | 0 | 0 | 0 | 2006 Qtr 1: 0; 2006 Qtr 2: 0; 2006 Qtr 3: 0; 2006 Qtr 4: 0; 2007 Qtr 1: 0; 2007 Qtr 2: 0; 2007 Qtr 3: 2.31; 2007 Qtr 4: 0; 2008 Qtr 1: 0; 2008 Qtr 2: 0; 2008 Qtr 3: 0; 2008 Qtr 4: 0 | 2.31
0 | 255003-Faucet Aerator |  | 10 | Residential | 04-DMO-ResidentialMobileHome–DoubleWide-WAT_HEAT | 0 |  |  |  |  | 9.2422 | 0 | 0 | 0 | 12.0325 | -2.7903 | 0 |  | kWh | 0 | 5.6 | Residential |  | Annual | [5 empty] | 9 | 0.89 |  |  |  | 0 | 0 | 1.54 | 0 | 0 | 0 | 0 | 0 | 0 | 0 | 0 | 0 | 2006 Qtr 1: 0; 2006 Qtr 2: 0; 2006 Qtr 3: 0; 2006 Qtr 4: 0; 2007 Qtr 1: 0; 2007 Qtr 2: 0; 2007 Qtr 3: 1.54; 2007 Qtr 4: 0; 2008 Qtr 1: 0; 2008 Qtr 2: 0; 2008 Qtr 3: 0; 2008 Qtr 4: 0 | 1.54
0 | 255003-Faucet Aerator |  | 10 | Residential | 04-DMO-ResidentialMobileHome–DoubleWide-WAT_HEAT | 0 |  |  |  |  | 9.2422 | 0 | 0 | 0 | 12.0325 | -2.7903 | 0 |  | kWh | 0 | 5.6 | Residential |  | Annual | [5 empty] | 9 | 0.89 |  |  |  | 0 | 0 | 1.54 | 0 | 0 | 0 | 0 | 0 | 0 | 0 | 0 | 0 | 2006 Qtr 1: 0; 2006 Qtr 2: 0; 2006 Qtr 3: 0; 2006 Qtr 4: 0; 2007 Qtr 1: 0; 2007 Qtr 2: 0; 2007 Qtr 3: 1.54; 2007 Qtr 4: 0; 2008 Qtr 1: 0; 2008 Qtr 2: 0; 2008 Qtr 3: 0; 2008 Qtr 4: 0 | 1.54
0 | 255003-Faucet Aerator |  | 10 | Residential | 04-DMO-ResidentialMobileHome–DoubleWide-WAT_HEAT | 0 |  |  |  |  | 9.2422 | 0 | 0 | 0 | 12.0325 | -2.7903 | 0 |  | kWh | 0 | 5.6 | Residential |  | Annual | [5 empty] | 9 | 0.89 |  |  |  | 0 | 0 | 1.54 | 0 | 0 | 0 | 0 | 0 | 0 | 0 | 0 | 0 | 2006 Qtr 1: 0; 2006 Qtr 2: 0; 2006 Qtr 3: 0; 2006 Qtr 4: 0; 2007 Qtr 1: 0; 2007 Qtr 2: 0; 2007 Qtr 3: 1.54; 2007 Qtr 4: 0; 2008 Qtr 1: 0; 2008 Qtr 2: 0; 2008 Qtr 3: 0; 2008 Qtr 4: 0 | 1.54
0 | 255003-Faucet Aerator |  | 10 | Residential | 04-DMO-ResidentialMobileHome–DoubleWide-WAT_HEAT | 0 |  |  |  |  | 9.2422 | 0 | 0 | 0 | 12.0325 | -2.7903 | 0 |  | kWh | 0 | 5.6 | Residential |  | Annual | [5 empty] | 9 | 0.89 |  |  |  | 0 | 0 | 1.54 | 0 | 0 | 0 | 0 | 0 | 0 | 0 | 0 | 0 | 2006 Qtr 1: 0; 2006 Qtr 2: 0; 2006 Qtr 3: 0; 2006 Qtr 4: 0; 2007 Qtr 1: 0; 2007 Qtr 2: 0; 2007 Qtr 3: 1.54; 2007 Qtr 4: 0; 2008 Qtr 1: 0; 2008 Qtr 2: 0; 2008 Qtr 3: 0; 2008 Qtr 4: 0 | 1.54
0 | 255003-Faucet Aerator |  | 10 | Residential | 04-DMO-ResidentialMobileHome–DoubleWide-WAT_HEAT | 0 |  |  |  |  | 9.2422 | 0 | 0 | 0 | 12.0346 | -2.7924 | 0 |  | kWh | 0 | 5.6 | Residential |  | Annual | [5 empty] | 9 | 0.89 |  |  |  | 0 | 0 | 2.31 | 0 | 0 | 0 | 0 | 0 | 0 | 0 | 0 | 0 | 2006 Qtr 1: 0; 2006 Qtr 2: 0; 2006 Qtr 3: 0; 2006 Qtr 4: 0; 2007 Qtr 1: 0; 2007 Qtr 2: 0; 2007 Qtr 3: 2.31; 2007 Qtr 4: 0; 2008 Qtr 1: 0; 2008 Qtr 2: 0; 2008 Qtr 3: 0; 2008 Qtr 4: 0 | 2.31
0 | 255003-Faucet Aerator |  | 10 | Residential | 04-DMO-ResidentialMobileHome–DoubleWide-WAT_HEAT | 0 |  |  |  |  | 9.2422 | 0 | 0 | 0 | 12.0346 | -2.7924 | 0 |  | kWh | 0 | 5.6 | Residential |  | Annual | [5 empty] | 9 | 0.89 |  |  |  | 0 | 0 | 2.31 | 0 | 0 | 0 | 0 | 0 | 0 | 0 | 0 | 0 | 2006 Qtr 1: 0; 2006 Qtr 2: 0; 2006 Qtr 3: 0; 2006 Qtr 4: 0; 2007 Qtr 1: 0; 2007 Qtr 2: 0; 2007 Qtr 3: 2.31; 2007 Qtr 4: 0; 2008 Qtr 1: 0; 2008 Qtr 2: 0; 2008 Qtr 3: 0; 2008 Qtr 4: 0 | 2.31
0 | 255003-Faucet Aerator |  | 10 | Residential | 04-DMO-ResidentialMobileHome–DoubleWide-WAT_HEAT | 0 |  |  |  |  | 9.2422 | 0 | 0 | 0 | 12.039 | -2.7968 | 0 |  | kWh | 0 | 5.6 | Residential |  | Annual | [5 empty] | 9 | 0.89 |  |  |  | 0 | 0 | 0.77 | 0 | 0 | 0 | 0 | 0 | 0 | 0 | 0 | 0 | 2006 Qtr 1: 0; 2006 Qtr 2: 0; 2006 Qtr 3: 0; 2006 Qtr 4: 0; 2007 Qtr 1: 0; 2007 Qtr 2: 0; 2007 Qtr 3: 0.77; 2007 Qtr 4: 0; 2008 Qtr 1: 0; 2008 Qtr 2: 0; 2008 Qtr 3: 0; 2008 Qtr 4: 0 | 0.77
0 | 255003-Faucet Aerator |  | 10 | Residential | 04-DMO-ResidentialMobileHome–DoubleWide-WAT_HEAT | 0 |  |  |  |  | 9.2422 | 0 | 0 | 0 | 12.0325 | -2.7903 | 0 |  | kWh | 0 | 5.6 | Residential |  | Annual | [5 empty] | 9 | 0.89 |  |  |  | 0 | 0 | 1.54 | 0 | 0 | 0 | 0 | 0 | 0 | 0 | 0 | 0 | 2006 Qtr 1: 0; 2006 Qtr 2: 0; 2006 Qtr 3: 0; 2006 Qtr 4: 0; 2007 Qtr 1: 0; 2007 Qtr 2: 0; 2007 Qtr 3: 1.54; 2007 Qtr 4: 0; 2008 Qtr 1: 0; 2008 Qtr 2: 0; 2008 Qtr 3: 0; 2008 Qtr 4: 0 | 1.54
0 | 255003-Faucet Aerator |  | 10 | Residential | 04-DMO-ResidentialMobileHome–DoubleWide-WAT_HEAT | 0 |  |  |  |  | 9.2422 | 0 | 0 | 0 | 12.039 | -2.7968 | 0 |  | kWh | 0 | 5.6 | Residential |  | Annual | [5 empty] | 9 | 0.89 |  |  |  | 0 | 0 | 0.77 | 0 | 0 | 0 | 0 | 0 | 0 | 0 | 0 | 0 | 2006 Qtr 1: 0; 2006 Qtr 2: 0; 2006 Qtr 3: 0; 2006 Qtr 4: 0; 2007 Qtr 1: 0; 2007 Qtr 2: 0; 2007 Qtr 3: 0.77; 2007 Qtr 4: 0; 2008 Qtr 1: 0; 2008 Qtr 2: 0; 2008 Qtr 3: 0; 2008 Qtr 4: 0 | 0.77
0 | 255003-Faucet Aerator |  | 10 | Residential | 04-DMO-ResidentialMobileHome–DoubleWide-WAT_HEAT | 0 |  |  |  |  | 9.2422 | 0 | 0 | 0 | 12.0346 | -2.7924 | 0 |  | kWh | 0 | 5.6 | Residential |  | Annual | [5 empty] | 9 | 0.89 |  |  |  | 0 | 0 | 2.31 | 0 | 0 | 0 | 0 | 0 | 0 | 0 | 0 | 0 | 2006 Qtr 1: 0; 2006 Qtr 2: 0; 2006 Qtr 3: 0; 2006 Qtr 4: 0; 2007 Qtr 1: 0; 2007 Qtr 2: 0; 2007 Qtr 3: 2.31; 2007 Qtr 4: 0; 2008 Qtr 1: 0; 2008 Qtr 2: 0; 2008 Qtr 3: 0; 2008 Qtr 4: 0 | 2.31
0 | 255003-Faucet Aerator |  | 10 | Residential | 04-DMO-ResidentialMobileHome–DoubleWide-WAT_HEAT | 0 |  |  |  |  | 9.2422 | 0 | 0 | 0 | 12.0346 | -2.7924 | 0 |  | kWh | 0 | 5.6 | Residential |  | Annual | [5 empty] | 9 | 0.89 |  |  |  | 0 | 0 | 2.31 | 0 | 0 | 0 | 0 | 0 | 0 | 0 | 0 | 0 | 2006 Qtr 1: 0; 2006 Qtr 2: 0; 2006 Qtr 3: 0; 2006 Qtr 4: 0; 2007 Qtr 1: 0; 2007 Qtr 2: 0; 2007 Qtr 3: 2.31; 2007 Qtr 4: 0; 2008 Qtr 1: 0; 2008 Qtr 2: 0; 2008 Qtr 3: 0; 2008 Qtr 4: 0 | 2.31
0 | 255003-Faucet Aerator |  | 7 | Residential | 04-DMO-ResidentialMobileHome–DoubleWide-WAT_HEAT | 0 |  |  |  |  | 9.2422 | 0 | 0 | 0 | 12.0346 | -2.7924 | 0 |  | kWh | 0 | 5.6 | Residential |  | Annual | [5 empty] | 9 | 0.89 |  |  |  | 0 | 0 | 2.31 | 0 | 0 | 0 | 0 | 0 | 0 | 0 | 0 | 0 | 2006 Qtr 1: 0; 2006 Qtr 2: 0; 2006 Qtr 3: 0; 2006 Qtr 4: 0; 2007 Qtr 1: 0; 2007 Qtr 2: 0; 2007 Qtr 3: 2.31; 2007 Qtr 4: 0; 2008 Qtr 1: 0; 2008 Qtr 2: 0; 2008 Qtr 3: 0; 2008 Qtr 4: 0 | 2.31
0 | 255003-Faucet Aerator |  | 7 | Residential | 04-DMO-ResidentialMobileHome–DoubleWide-WAT_HEAT | 0 |  |  |  |  | 9.2422 | 0 | 0 | 0 | 12.0325 | -2.7903 | 0 |  | kWh | 0 | 5.6 | Residential |  | Annual | [5 empty] | 9 | 0.89 |  |  |  | 0 | 0 | 1.54 | 0 | 0 | 0 | 0 | 0 | 0 | 0 | 0 | 0 | 2006 Qtr 1: 0; 2006 Qtr 2: 0; 2006 Qtr 3: 0; 2006 Qtr 4: 0; 2007 Qtr 1: 0; 2007 Qtr 2: 0; 2007 Qtr 3: 1.54; 2007 Qtr 4: 0; 2008 Qtr 1: 0; 2008 Qtr 2: 0; 2008 Qtr 3: 0; 2008 Qtr 4: 0 | 1.54
0 | 255003-Faucet Aerator |  | 10 | Residential | 04-DMO-ResidentialMobileHome–DoubleWide-WAT_HEAT | 0 |  |  |  |  | 9.2422 | 0 | 0 | 0 | 12.0325 | -2.7903 | 0 |  | kWh | 0 | 5.6 | Residential |  | Annual | [5 empty] | 9 | 0.89 |  |  |  | 0 | 0 | 1.54 | 0 | 0 | 0 | 0 | 0 | 0 | 0 | 0 | 0 | 2006 Qtr 1: 0; 2006 Qtr 2: 0; 2006 Qtr 3: 0; 2006 Qtr 4: 0; 2007 Qtr 1: 0; 2007 Qtr 2: 0; 2007 Qtr 3: 1.54; 2007 Qtr 4: 0; 2008 Qtr 1: 0; 2008 Qtr 2: 0; 2008 Qtr 3: 0; 2008 Qtr 4: 0 | 1.54
0 | 255003-Faucet Aerator |  | 10 | Residential | 04-DMO-ResidentialMobileHome–DoubleWide-WAT_HEAT | 0 |  |  |  |  | 9.2422 | 0 | 0 | 0 | 12.039 | -2.7968 | 0 |  | kWh | 0 | 5.6 | Residential |  | Annual | [5 empty] | 9 | 0.89 |  |  |  | 0 | 0 | 0.77 | 0 | 0 | 0 | 0 | 0 | 0 | 0 | 0 | 0 | 2006 Qtr 1: 0; 2006 Qtr 2: 0; 2006 Qtr 3: 0; 2006 Qtr 4: 0; 2007 Qtr 1: 0; 2007 Qtr 2: 0; 2007 Qtr 3: 0.77; 2007 Qtr 4: 0; 2008 Qtr 1: 0; 2008 Qtr 2: 0; 2008 Qtr 3: 0; 2008 Qtr 4: 0 | 0.77
0 | 255003-Faucet Aerator |  | 10 | Residential | 04-DMO-ResidentialMobileHome–DoubleWide-WAT_HEAT | 0 |  |  |  |  | 9.2422 | 0 | 0 | 0 | 12.0325 | -2.7903 | 0 |  | kWh | 0 | 5.6 | Residential |  | Annual | [5 empty] | 9 | 0.89 |  |  |  | 0 | 0 | 1.54 | 0 | 0 | 0 | 0 | 0 | 0 | 0 | 0 | 0 | 2006 Qtr 1: 0; 2006 Qtr 2: 0; 2006 Qtr 3: 0; 2006 Qtr 4: 0; 2007 Qtr 1: 0; 2007 Qtr 2: 0; 2007 Qtr 3: 1.54; 2007 Qtr 4: 0; 2008 Qtr 1: 0; 2008 Qtr 2: 0; 2008 Qtr 3: 0; 2008 Qtr 4: 0 | 1.54
0 | 255003-Faucet Aerator |  | 10 | Residential | 04-DMO-ResidentialMobileHome–DoubleWide-WAT_HEAT | 0 |  |  |  |  | 9.2422 | 0 | 0 | 0 | 12.0346 | -2.7924 | 0 |  | kWh | 0 | 5.6 | Residential |  | Annual | [5 empty] | 9 | 0.89 |  |  |  | 0 | 0 | 2.31 | 0 | 0 | 0 | 0 | 0 | 0 | 0 | 0 | 0 | 2006 Qtr 1: 0; 2006 Qtr 2: 0; 2006 Qtr 3: 0; 2006 Qtr 4: 0; 2007 Qtr 1: 0; 2007 Qtr 2: 0; 2007 Qtr 3: 2.31; 2007 Qtr 4: 0; 2008 Qtr 1: 0; 2008 Qtr 2: 0; 2008 Qtr 3: 0; 2008 Qtr 4: 0 | 2.31
0 | 255003-Faucet Aerator |  | System | Residential | 04-DMO-ResidentialMobileHome–DoubleWide-WAT_HEAT | 0 |  |  |  |  | 9.2422 | 0 | 0 | 0 | 12.0325 | -2.7903 | 0 |  | kWh | 0 | 5.6 | Residential |  | Annual | [5 empty] | 9 | 0.89 |  |  |  | 0 | 0 | 1.54 | 0 | 0 | 0 | 0 | 0 | 0 | 0 | 0 | 0 | 2006 Qtr 1: 0; 2006 Qtr 2: 0; 2006 Qtr 3: 0; 2006 Qtr 4: 0; 2007 Qtr 1: 0; 2007 Qtr 2: 0; 2007 Qtr 3: 1.54; 2007 Qtr 4: 0; 2008 Qtr 1: 0; 2008 Qtr 2: 0; 2008 Qtr 3: 0; 2008 Qtr 4: 0 | 1.54
0 | 255003-Faucet Aerator |  | 7 | Residential | 04-DMO-ResidentialMobileHome–DoubleWide-WAT_HEAT | 0 |  |  |  |  | 9.2422 | 0 | 0 | 0 | 12.0325 | -2.7903 | 0 |  | kWh | 0 | 5.6 | Residential |  | Annual | [5 empty] | 9 | 0.89 |  |  |  | 0 | 0 | 1.54 | 0 | 0 | 0 | 0 | 0 | 0 | 0 | 0 | 0 | 2006 Qtr 1: 0; 2006 Qtr 2: 0; 2006 Qtr 3: 0; 2006 Qtr 4: 0; 2007 Qtr 1: 0; 2007 Qtr 2: 0; 2007 Qtr 3: 1.54; 2007 Qtr 4: 0; 2008 Qtr 1: 0; 2008 Qtr 2: 0; 2008 Qtr 3: 0; 2008 Qtr 4: 0 | 1.54
0 | 255003-Faucet Aerator |  | 10 | Residential | 04-DMO-ResidentialMobileHome–DoubleWide-WAT_HEAT | 0 |  |  |  |  | 9.2422 | 0 | 0 | 0 | 12.039 | -2.7968 | 0 |  | kWh | 0 | 5.6 | Residential |  | Annual | [5 empty] | 9 | 0.89 |  |  |  | 0 | 0 | 0.77 | 0 | 0 | 0 | 0 | 0 | 0 | 0 | 0 | 0 | 2006 Qtr 1: 0; 2006 Qtr 2: 0; 2006 Qtr 3: 0; 2006 Qtr 4: 0; 2007 Qtr 1: 0; 2007 Qtr 2: 0; 2007 Qtr 3: 0.77; 2007 Qtr 4: 0; 2008 Qtr 1: 0; 2008 Qtr 2: 0; 2008 Qtr 3: 0; 2008 Qtr 4: 0 | 0.77
0 | 255003-Faucet Aerator |  | 10 | Residential | 04-DMO-ResidentialMobileHome–DoubleWide-WAT_HEAT | 0 |  |  |  |  | 9.2422 | 0 | 0 | 0 | 12.0325 | -2.7903 | 0 |  | kWh | 0 | 5.6 | Residential |  | Annual | [5 empty] | 9 | 0.89 |  |  |  | 0 | 0 | 1.54 | 0 | 0 | 0 | 0 | 0 | 0 | 0 | 0 | 0 | 2006 Qtr 1: 0; 2006 Qtr 2: 0; 2006 Qtr 3: 0; 2006 Qtr 4: 0; 2007 Qtr 1: 0; 2007 Qtr 2: 0; 2007 Qtr 3: 1.54; 2007 Qtr 4: 0; 2008 Qtr 1: 0; 2008 Qtr 2: 0; 2008 Qtr 3: 0; 2008 Qtr 4: 0 | 1.54
0 | 255003-Faucet Aerator |  | 10 | Residential | 04-DMO-ResidentialMobileHome–DoubleWide-WAT_HEAT | 0 |  |  |  |  | 9.2422 | 0 | 0 | 0 | 12.0325 | -2.7903 | 0 |  | kWh | 0 | 5.6 | Residential |  | Annual | [5 empty] | 9 | 0.89 |  |  |  | 0 | 0 | 1.54 | 0 | 0 | 0 | 0 | 0 | 0 | 0 | 0 | 0 | 2006 Qtr 1: 0; 2006 Qtr 2: 0; 2006 Qtr 3: 0; 2006 Qtr 4: 0; 2007 Qtr 1: 0; 2007 Qtr 2: 0; 2007 Qtr 3: 1.54; 2007 Qtr 4: 0; 2008 Qtr 1: 0; 2008 Qtr 2: 0; 2008 Qtr 3: 0; 2008 Qtr 4: 0 | 1.54
0 | 255003-Faucet Aerator |  | 7 | Residential | 04-DMO-ResidentialMobileHome–DoubleWide-WAT_HEAT | 0 |  |  |  |  | 9.2422 | 0 | 0 | 0 | 12.039 | -2.7968 | 0 |  | kWh | 0 | 5.6 | Residential |  | Annual | [5 empty] | 9 | 0.89 |  |  |  | 0 | 0 | 0.77 | 0 | 0 | 0 | 0 | 0 | 0 | 0 | 0 | 0 | 2006 Qtr 1: 0; 2006 Qtr 2: 0; 2006 Qtr 3: 0; 2006 Qtr 4: 0; 2007 Qtr 1: 0; 2007 Qtr 2: 0; 2007 Qtr 3: 0.77; 2007 Qtr 4: 0; 2008 Qtr 1: 0; 2008 Qtr 2: 0; 2008 Qtr 3: 0; 2008 Qtr 4: 0 | 0.77
0 | 255003-Faucet Aerator |  | 10 | Residential | 04-DMO-ResidentialMobileHome–DoubleWide-WAT_HEAT | 0 |  |  |  |  | 9.2422 | 0 | 0 | 0 | 12.0325 | -2.7903 | 0 |  | kWh | 0 | 5.6 | Residential |  | Annual | [5 empty] | 9 | 0.89 |  |  |  | 0 | 0 | 1.54 | 0 | 0 | 0 | 0 | 0 | 0 | 0 | 0 | 0 | 2006 Qtr 1: 0; 2006 Qtr 2: 0; 2006 Qtr 3: 0; 2006 Qtr 4: 0; 2007 Qtr 1: 0; 2007 Qtr 2: 0; 2007 Qtr 3: 1.54; 2007 Qtr 4: 0; 2008 Qtr 1: 0; 2008 Qtr 2: 0; 2008 Qtr 3: 0; 2008 Qtr 4: 0 | 1.54
0 | 255003-Faucet Aerator |  | 10 | Residential | 04-DMO-ResidentialMobileHome–DoubleWide-WAT_HEAT | 0 |  |  |  |  | 9.2422 | 0 | 0 | 0 | 12.0325 | -2.7903 | 0 |  | kWh | 0 | 5.6 | Residential |  | Annual | [5 empty] | 9 | 0.89 |  |  |  | 0 | 0 | 1.54 | 0 | 0 | 0 | 0 | 0 | 0 | 0 | 0 | 0 | 2006 Qtr 1: 0; 2006 Qtr 2: 0; 2006 Qtr 3: 0; 2006 Qtr 4: 0; 2007 Qtr 1: 0; 2007 Qtr 2: 0; 2007 Qtr 3: 1.54; 2007 Qtr 4: 0; 2008 Qtr 1: 0; 2008 Qtr 2: 0; 2008 Qtr 3: 0; 2008 Qtr 4: 0 | 1.54
0 | 255003-Faucet Aerator |  | 10 | Residential | 04-DMO-ResidentialMobileHome–DoubleWide-WAT_HEAT | 0 |  |  |  |  | 9.2422 | 0 | 0 | 0 | 12.039 | -2.7968 | 0 |  | kWh | 0 | 5.6 | Residential |  | Annual | [5 empty] | 9 | 0.89 |  |  |  | 0 | 0 | 0.77 | 0 | 0 | 0 | 0 | 0 | 0 | 0 | 0 | 0 | 2006 Qtr 1: 0; 2006 Qtr 2: 0; 2006 Qtr 3: 0; 2006 Qtr 4: 0; 2007 Qtr 1: 0; 2007 Qtr 2: 0; 2007 Qtr 3: 0.77; 2007 Qtr 4: 0; 2008 Qtr 1: 0; 2008 Qtr 2: 0; 2008 Qtr 3: 0; 2008 Qtr 4: 0 | 0.77
0 | 255003-Faucet Aerator |  | 10 | Residential | 04-DMO-ResidentialMobileHome–DoubleWide-WAT_HEAT | 0 |  |  |  |  | 9.2422 | 0 | 0 | 0 | 12.0346 | -2.7924 | 0 |  | kWh | 0 | 5.6 | Residential |  | Annual | [5 empty] | 9 | 0.89 |  |  |  | 0 | 0 | 2.31 | 0 | 0 | 0 | 0 | 0 | 0 | 0 | 0 | 0 | 2006 Qtr 1: 0; 2006 Qtr 2: 0; 2006 Qtr 3: 0; 2006 Qtr 4: 0; 2007 Qtr 1: 0; 2007 Qtr 2: 0; 2007 Qtr 3: 2.31; 2007 Qtr 4: 0; 2008 Qtr 1: 0; 2008 Qtr 2: 0; 2008 Qtr 3: 0; 2008 Qtr 4: 0 | 2.31
0 | 255003-Faucet Aerator |  | 7 | Residential | 04-DMO-ResidentialMobileHome–DoubleWide-WAT_HEAT | 0 |  |  |  |  | 9.2422 | 0 | 0 | 0 | 12.0325 | -2.7903 | 0 |  | kWh | 0 | 5.6 | Residential |  | Annual | [5 empty] | 9 | 0.89 |  |  |  | 0 | 0 | 1.54 | 0 | 0 | 0 | 0 | 0 | 0 | 0 | 0 | 0 | 2006 Qtr 1: 0; 2006 Qtr 2: 0; 2006 Qtr 3: 0; 2006 Qtr 4: 0; 2007 Qtr 1: 0; 2007 Qtr 2: 0; 2007 Qtr 3: 1.54; 2007 Qtr 4: 0; 2008 Qtr 1: 0; 2008 Qtr 2: 0; 2008 Qtr 3: 0; 2008 Qtr 4: 0 | 1.54
0 | 255003-Faucet Aerator |  | System | Residential | 04-DMO-ResidentialMobileHome–DoubleWide-WAT_HEAT | 0 |  |  |  |  | 9.2422 | 0 | 0 | 0 | 12.0325 | -2.7903 | 0 |  | kWh | 0 | 5.6 | Residential |  | Annual | [5 empty] | 9 | 0.89 |  |  |  | 0 | 0 | 1.54 | 0 | 0 | 0 | 0 | 0 | 0 | 0 | 0 | 0 | 2006 Qtr 1: 0; 2006 Qtr 2: 0; 2006 Qtr 3: 0; 2006 Qtr 4: 0; 2007 Qtr 1: 0; 2007 Qtr 2: 0; 2007 Qtr 3: 1.54; 2007 Qtr 4: 0; 2008 Qtr 1: 0; 2008 Qtr 2: 0; 2008 Qtr 3: 0; 2008 Qtr 4: 0 | 1.54
0 | 255003-Faucet Aerator |  | 10 | Residential | 04-DMO-ResidentialMobileHome–DoubleWide-WAT_HEAT | 0 |  |  |  |  | 9.2422 | 0 | 0 | 0 | 12.0325 | -2.7903 | 0 |  | kWh | 0 | 5.6 | Residential |  | Annual | [5 empty] | 9 | 0.89 |  |  |  | 0 | 0 | 1.54 | 0 | 0 | 0 | 0 | 0 | 0 | 0 | 0 | 0 | 2006 Qtr 1: 0; 2006 Qtr 2: 0; 2006 Qtr 3: 0; 2006 Qtr 4: 0; 2007 Qtr 1: 0; 2007 Qtr 2: 0; 2007 Qtr 3: 1.54; 2007 Qtr 4: 0; 2008 Qtr 1: 0; 2008 Qtr 2: 0; 2008 Qtr 3: 0; 2008 Qtr 4: 0 | 1.54
0 | 255003-Faucet Aerator |  | 7 | Residential | 04-DMO-ResidentialMobileHome–DoubleWide-WAT_HEAT | 0 |  |  |  |  | 9.2422 | 0 | 0 | 0 | 12.0325 | -2.7903 | 0 |  | kWh | 0 | 5.6 | Residential |  | Annual | [5 empty] | 9 | 0.89 |  |  |  | 0 | 0 | 1.54 | 0 | 0 | 0 | 0 | 0 | 0 | 0 | 0 | 0 | 2006 Qtr 1: 0; 2006 Qtr 2: 0; 2006 Qtr 3: 0; 2006 Qtr 4: 0; 2007 Qtr 1: 0; 2007 Qtr 2: 0; 2007 Qtr 3: 1.54; 2007 Qtr 4: 0; 2008 Qtr 1: 0; 2008 Qtr 2: 0; 2008 Qtr 3: 0; 2008 Qtr 4: 0 | 1.54
0 | 255003-Faucet Aerator |  | 7 | Residential | 04-DMO-ResidentialMobileHome–DoubleWide-WAT_HEAT | 0 |  |  |  |  | 9.2422 | 0 | 0 | 0 | 12.039 | -2.7968 | 0 |  | kWh | 0 | 5.6 | Residential |  | Annual | [5 empty] | 9 | 0.89 |  |  |  | 0 | 0 | 0.77 | 0 | 0 | 0 | 0 | 0 | 0 | 0 | 0 | 0 | 2006 Qtr 1: 0; 2006 Qtr 2: 0; 2006 Qtr 3: 0; 2006 Qtr 4: 0; 2007 Qtr 1: 0; 2007 Qtr 2: 0; 2007 Qtr 3: 0.77; 2007 Qtr 4: 0; 2008 Qtr 1: 0; 2008 Qtr 2: 0; 2008 Qtr 3: 0; 2008 Qtr 4: 0 | 0.77
0 | 255003-Faucet Aerator |  | 10 | Residential | 04-DMO-ResidentialMobileHome–DoubleWide-WAT_HEAT | 0 |  |  |  |  | 9.2422 | 0 | 0 | 0 | 12.0346 | -2.7924 | 0 |  | kWh | 0 | 5.6 | Residential |  | Annual | [5 empty] | 9 | 0.89 |  |  |  | 0 | 0 | 2.31 | 0 | 0 | 0 | 0 | 0 | 0 | 0 | 0 | 0 | 2006 Qtr 1: 0; 2006 Qtr 2: 0; 2006 Qtr 3: 0; 2006 Qtr 4: 0; 2007 Qtr 1: 0; 2007 Qtr 2: 0; 2007 Qtr 3: 2.31; 2007 Qtr 4: 0; 2008 Qtr 1: 0; 2008 Qtr 2: 0; 2008 Qtr 3: 0; 2008 Qtr 4: 0 | 2.31
0 | 255003-Faucet Aerator |  | 10 | Residential | 04-DMO-ResidentialMobileHome–DoubleWide-WAT_HEAT | 0 |  |  |  |  | 9.2422 | 0 | 0 | 0 | 12.0325 | -2.7903 | 0 |  | kWh | 0 | 5.6 | Residential |  | Annual | [5 empty] | 9 | 0.89 |  |  |  | 0 | 0 | 1.54 | 0 | 0 | 0 | 0 | 0 | 0 | 0 | 0 | 0 | 2006 Qtr 1: 0; 2006 Qtr 2: 0; 2006 Qtr 3: 0; 2006 Qtr 4: 0; 2007 Qtr 1: 0; 2007 Qtr 2: 0; 2007 Qtr 3: 1.54; 2007 Qtr 4: 0; 2008 Qtr 1: 0; 2008 Qtr 2: 0; 2008 Qtr 3: 0; 2008 Qtr 4: 0 | 1.54
0 | 255003-Faucet Aerator |  | 10 | Residential | 04-DMO-ResidentialMobileHome–DoubleWide-WAT_HEAT | 0 |  |  |  |  | 9.2422 | 0 | 0 | 0 | 12.0325 | -2.7903 | 0 |  | kWh | 0 | 5.6 | Residential |  | Annual | [5 empty] | 9 | 0.89 |  |  |  | 0 | 0 | 1.54 | 0 | 0 | 0 | 0 | 0 | 0 | 0 | 0 | 0 | 2006 Qtr 1: 0; 2006 Qtr 2: 0; 2006 Qtr 3: 0; 2006 Qtr 4: 0; 2007 Qtr 1: 0; 2007 Qtr 2: 0; 2007 Qtr 3: 1.54; 2007 Qtr 4: 0; 2008 Qtr 1: 0; 2008 Qtr 2: 0; 2008 Qtr 3: 0; 2008 Qtr 4: 0 | 1.54
0 | 255003-Faucet Aerator |  | 10 | Residential | 04-DMO-ResidentialMobileHome–DoubleWide-WAT_HEAT | 0 |  |  |  |  | 9.2422 | 0 | 0 | 0 | 12.0346 | -2.7924 | 0 |  | kWh | 0 | 5.6 | Residential |  | Annual | [5 empty] | 9 | 0.89 |  |  |  | 0 | 0 | 2.31 | 0 | 0 | 0 | 0 | 0 | 0 | 0 | 0 | 0 | 2006 Qtr 1: 0; 2006 Qtr 2: 0; 2006 Qtr 3: 0; 2006 Qtr 4: 0; 2007 Qtr 1: 0; 2007 Qtr 2: 0; 2007 Qtr 3: 2.31; 2007 Qtr 4: 0; 2008 Qtr 1: 0; 2008 Qtr 2: 0; 2008 Qtr 3: 0; 2008 Qtr 4: 0 | 2.31
0 | 255003-Faucet Aerator |  | 7 | Residential | 04-DMO-ResidentialMobileHome–DoubleWide-WAT_HEAT | 0 |  |  |  |  | 9.2422 | 0 | 0 | 0 | 12.0325 | -2.7903 | 0 |  | kWh | 0 | 5.6 | Residential |  | Annual | [5 empty] | 9 | 0.89 |  |  |  | 0 | 0 | 1.54 | 0 | 0 | 0 | 0 | 0 | 0 | 0 | 0 | 0 | 2006 Qtr 1: 0; 2006 Qtr 2: 0; 2006 Qtr 3: 0; 2006 Qtr 4: 0; 2007 Qtr 1: 0; 2007 Qtr 2: 0; 2007 Qtr 3: 1.54; 2007 Qtr 4: 0; 2008 Qtr 1: 0; 2008 Qtr 2: 0; 2008 Qtr 3: 0; 2008 Qtr 4: 0 | 1.54
0 | 255003-Faucet Aerator |  | 10 | Residential | 04-DMO-ResidentialMobileHome–DoubleWide-WAT_HEAT | 0 |  |  |  |  | 9.2422 | 0 | 0 | 0 | 12.0346 | -2.7924 | 0 |  | kWh | 0 | 5.6 | Residential |  | Annual | [5 empty] | 9 | 0.89 |  |  |  | 0 | 0 | 2.31 | 0 | 0 | 0 | 0 | 0 | 0 | 0 | 0 | 0 | 2006 Qtr 1: 0; 2006 Qtr 2: 0; 2006 Qtr 3: 0; 2006 Qtr 4: 0; 2007 Qtr 1: 0; 2007 Qtr 2: 0; 2007 Qtr 3: 2.31; 2007 Qtr 4: 0; 2008 Qtr 1: 0; 2008 Qtr 2: 0; 2008 Qtr 3: 0; 2008 Qtr 4: 0 | 2.31
0 | 255003-Faucet Aerator |  | 10 | Residential | 04-DMO-ResidentialMobileHome–DoubleWide-WAT_HEAT | 0 |  |  |  |  | 9.2422 | 0 | 0 | 0 | 12.039 | -2.7968 | 0 |  | kWh | 0 | 5.6 | Residential |  | Annual | [5 empty] | 9 | 0.89 |  |  |  | 0 | 0 | 0.77 | 0 | 0 | 0 | 0 | 0 | 0 | 0 | 0 | 0 | 2006 Qtr 1: 0; 2006 Qtr 2: 0; 2006 Qtr 3: 0; 2006 Qtr 4: 0; 2007 Qtr 1: 0; 2007 Qtr 2: 0; 2007 Qtr 3: 0.77; 2007 Qtr 4: 0; 2008 Qtr 1: 0; 2008 Qtr 2: 0; 2008 Qtr 3: 0; 2008 Qtr 4: 0 | 0.77
0 | 255003-Faucet Aerator |  | 10 | Residential | 04-DMO-ResidentialMobileHome–DoubleWide-WAT_HEAT | 0 |  |  |  |  | 9.2422 | 0 | 0 | 0 | 12.0325 | -2.7903 | 0 |  | kWh | 0 | 5.6 | Residential |  | Annual | [5 empty] | 9 | 0.89 |  |  |  | 0 | 0 | 1.54 | 0 | 0 | 0 | 0 | 0 | 0 | 0 | 0 | 0 | 2006 Qtr 1: 0; 2006 Qtr 2: 0; 2006 Qtr 3: 0; 2006 Qtr 4: 0; 2007 Qtr 1: 0; 2007 Qtr 2: 0; 2007 Qtr 3: 1.54; 2007 Qtr 4: 0; 2008 Qtr 1: 0; 2008 Qtr 2: 0; 2008 Qtr 3: 0; 2008 Qtr 4: 0 | 1.54
0 | 255003-Faucet Aerator |  | 10 | Residential | 04-DMO-ResidentialMobileHome–DoubleWide-WAT_HEAT | 0 |  |  |  |  | 9.2422 | 0 | 0 | 0 | 12.039 | -2.7968 | 0 |  | kWh | 0 | 5.6 | Residential |  | Annual | [5 empty] | 9 | 0.89 |  |  |  | 0 | 0 | 0.77 | 0 | 0 | 0 | 0 | 0 | 0 | 0 | 0 | 0 | 2006 Qtr 1: 0; 2006 Qtr 2: 0; 2006 Qtr 3: 0; 2006 Qtr 4: 0; 2007 Qtr 1: 0; 2007 Qtr 2: 0; 2007 Qtr 3: 0.77; 2007 Qtr 4: 0; 2008 Qtr 1: 0; 2008 Qtr 2: 0; 2008 Qtr 3: 0; 2008 Qtr 4: 0 | 0.77
0 | 255003-Faucet Aerator |  | 7 | Residential | 04-DMO-ResidentialMobileHome–DoubleWide-WAT_HEAT | 0 |  |  |  |  | 9.2422 | 0 | 0 | 0 | 12.0346 | -2.7924 | 0 |  | kWh | 0 | 5.6 | Residential |  | Annual | [5 empty] | 9 | 0.89 |  |  |  | 0 | 0 | 2.31 | 0 | 0 | 0 | 0 | 0 | 0 | 0 | 0 | 0 | 2006 Qtr 1: 0; 2006 Qtr 2: 0; 2006 Qtr 3: 0; 2006 Qtr 4: 0; 2007 Qtr 1: 0; 2007 Qtr 2: 0; 2007 Qtr 3: 2.31; 2007 Qtr 4: 0; 2008 Qtr 1: 0; 2008 Qtr 2: 0; 2008 Qtr 3: 0; 2008 Qtr 4: 0 | 2.31
0 | 255003-Faucet Aerator |  | 10 | Residential | 04-DMO-ResidentialMobileHome–DoubleWide-WAT_HEAT | 0 |  |  |  |  | 9.2422 | 0 | 0 | 0 | 12.0357 | -2.7935 | 0 |  | kWh | 0 | 5.6 | Residential |  | Annual | [5 empty] | 9 | 0.89 |  |  |  | 0 | 0 | 3.08 | 0 | 0 | 0 | 0 | 0 | 0 | 0 | 0 | 0 | 2006 Qtr 1: 0; 2006 Qtr 2: 0; 2006 Qtr 3: 0; 2006 Qtr 4: 0; 2007 Qtr 1: 0; 2007 Qtr 2: 0; 2007 Qtr 3: 3.08; 2007 Qtr 4: 0; 2008 Qtr 1: 0; 2008 Qtr 2: 0; 2008 Qtr 3: 0; 2008 Qtr 4: 0 | 3.08
0 | 255003-Faucet Aerator |  | 10 | Residential | 04-DMO-ResidentialMobileHome–DoubleWide-WAT_HEAT | 0 |  |  |  |  | 9.2422 | 0 | 0 | 0 | 12.0357 | -2.7935 | 0 |  | kWh | 0 | 5.6 | Residential |  | Annual | [5 empty] | 9 | 0.89 |  |  |  | 0 | 0 | 3.08 | 0 | 0 | 0 | 0 | 0 | 0 | 0 | 0 | 0 | 2006 Qtr 1: 0; 2006 Qtr 2: 0; 2006 Qtr 3: 0; 2006 Qtr 4: 0; 2007 Qtr 1: 0; 2007 Qtr 2: 0; 2007 Qtr 3: 3.08; 2007 Qtr 4: 0; 2008 Qtr 1: 0; 2008 Qtr 2: 0; 2008 Qtr 3: 0; 2008 Qtr 4: 0 | 3.08
0 | 255003-Faucet Aerator |  | 10 | Residential | 04-DMO-ResidentialMobileHome–DoubleWide-WAT_HEAT | 0 |  |  |  |  | 9.2422 | 0 | 0 | 0 | 12.0346 | -2.7924 | 0 |  | kWh | 0 | 5.6 | Residential |  | Annual | [5 empty] | 9 | 0.89 |  |  |  | 0 | 0 | 2.31 | 0 | 0 | 0 | 0 | 0 | 0 | 0 | 0 | 0 | 2006 Qtr 1: 0; 2006 Qtr 2: 0; 2006 Qtr 3: 0; 2006 Qtr 4: 0; 2007 Qtr 1: 0; 2007 Qtr 2: 0; 2007 Qtr 3: 2.31; 2007 Qtr 4: 0; 2008 Qtr 1: 0; 2008 Qtr 2: 0; 2008 Qtr 3: 0; 2008 Qtr 4: 0 | 2.31
0 | 255003-Faucet Aerator |  | 7 | Residential | 04-DMO-ResidentialMobileHome–DoubleWide-WAT_HEAT | 0 |  |  |  |  | 9.2422 | 0 | 0 | 0 | 12.0325 | -2.7903 | 0 |  | kWh | 0 | 5.6 | Residential |  | Annual | [5 empty] | 9 | 0.89 |  |  |  | 0 | 0 | 1.54 | 0 | 0 | 0 | 0 | 0 | 0 | 0 | 0 | 0 | 2006 Qtr 1: 0; 2006 Qtr 2: 0; 2006 Qtr 3: 0; 2006 Qtr 4: 0; 2007 Qtr 1: 0; 2007 Qtr 2: 0; 2007 Qtr 3: 1.54; 2007 Qtr 4: 0; 2008 Qtr 1: 0; 2008 Qtr 2: 0; 2008 Qtr 3: 0; 2008 Qtr 4: 0 | 1.54
0 | 255003-Faucet Aerator |  | 7 | Residential | 04-DMO-ResidentialMobileHome–DoubleWide-WAT_HEAT | 0 |  |  |  |  | 9.2422 | 0 | 0 | 0 | 12.039 | -2.7968 | 0 |  | kWh | 0 | 5.6 | Residential |  | Annual | [5 empty] | 9 | 0.89 |  |  |  | 0 | 0 | 0.77 | 0 | 0 | 0 | 0 | 0 | 0 | 0 | 0 | 0 | 2006 Qtr 1: 0; 2006 Qtr 2: 0; 2006 Qtr 3: 0; 2006 Qtr 4: 0; 2007 Qtr 1: 0; 2007 Qtr 2: 0; 2007 Qtr 3: 0.77; 2007 Qtr 4: 0; 2008 Qtr 1: 0; 2008 Qtr 2: 0; 2008 Qtr 3: 0; 2008 Qtr 4: 0 | 0.77
0 | 255003-Faucet Aerator |  | 10 | Residential | 04-DMO-ResidentialMobileHome–DoubleWide-WAT_HEAT | 0 |  |  |  |  | 9.2422 | 0 | 0 | 0 | 12.0346 | -2.7924 | 0 |  | kWh | 0 | 5.6 | Residential |  | Annual | [5 empty] | 9 | 0.89 |  |  |  | 0 | 0 | 2.31 | 0 | 0 | 0 | 0 | 0 | 0 | 0 | 0 | 0 | 2006 Qtr 1: 0; 2006 Qtr 2: 0; 2006 Qtr 3: 0; 2006 Qtr 4: 0; 2007 Qtr 1: 0; 2007 Qtr 2: 0; 2007 Qtr 3: 2.31; 2007 Qtr 4: 0; 2008 Qtr 1: 0; 2008 Qtr 2: 0; 2008 Qtr 3: 0; 2008 Qtr 4: 0 | 2.31
0 | 255003-Faucet Aerator |  | 7 | Residential | 04-DMO-ResidentialMobileHome–DoubleWide-WAT_HEAT | 0 |  |  |  |  | 9.2422 | 0 | 0 | 0 | 12.039 | -2.7968 | 0 |  | kWh | 0 | 5.6 | Residential |  | Annual | [5 empty] | 9 | 0.89 |  |  |  | 0 | 0 | 0.77 | 0 | 0 | 0 | 0 | 0 | 0 | 0 | 0 | 0 | 2006 Qtr 1: 0; 2006 Qtr 2: 0; 2006 Qtr 3: 0; 2006 Qtr 4: 0; 2007 Qtr 1: 0; 2007 Qtr 2: 0; 2007 Qtr 3: 0.77; 2007 Qtr 4: 0; 2008 Qtr 1: 0; 2008 Qtr 2: 0; 2008 Qtr 3: 0; 2008 Qtr 4: 0 | 0.77
0 | 255003-Faucet Aerator |  | 10 | Residential | 04-DMO-ResidentialMobileHome–DoubleWide-WAT_HEAT | 0 |  |  |  |  | 9.2422 | 0 | 0 | 0 | 12.039 | -2.7968 | 0 |  | kWh | 0 | 5.6 | Residential |  | Annual | [5 empty] | 9 | 0.89 |  |  |  | 0 | 0 | 0.77 | 0 | 0 | 0 | 0 | 0 | 0 | 0 | 0 | 0 | 2006 Qtr 1: 0; 2006 Qtr 2: 0; 2006 Qtr 3: 0; 2006 Qtr 4: 0; 2007 Qtr 1: 0; 2007 Qtr 2: 0; 2007 Qtr 3: 0.77; 2007 Qtr 4: 0; 2008 Qtr 1: 0; 2008 Qtr 2: 0; 2008 Qtr 3: 0; 2008 Qtr 4: 0 | 0.77
0 | 255003-Faucet Aerator |  | 7 | Residential | 04-DMO-ResidentialMobileHome–DoubleWide-WAT_HEAT | 0 |  |  |  |  | 9.2422 | 0 | 0 | 0 | 12.039 | -2.7968 | 0 |  | kWh | 0 | 5.6 | Residential |  | Annual | [5 empty] | 9 | 0.89 |  |  |  | 0 | 0 | 0.77 | 0 | 0 | 0 | 0 | 0 | 0 | 0 | 0 | 0 | 2006 Qtr 1: 0; 2006 Qtr 2: 0; 2006 Qtr 3: 0; 2006 Qtr 4: 0; 2007 Qtr 1: 0; 2007 Qtr 2: 0; 2007 Qtr 3: 0.77; 2007 Qtr 4: 0; 2008 Qtr 1: 0; 2008 Qtr 2: 0; 2008 Qtr 3: 0; 2008 Qtr 4: 0 | 0.77
0 | 255003-Faucet Aerator |  | 7 | Residential | 04-DMO-ResidentialMobileHome–DoubleWide-WAT_HEAT | 0 |  |  |  |  | 9.2422 | 0 | 0 | 0 | 12.039 | -2.7968 | 0 |  | kWh | 0 | 5.6 | Residential |  | Annual | [5 empty] | 9 | 0.89 |  |  |  | 0 | 0 | 0.77 | 0 | 0 | 0 | 0 | 0 | 0 | 0 | 0 | 0 | 2006 Qtr 1: 0; 2006 Qtr 2: 0; 2006 Qtr 3: 0; 2006 Qtr 4: 0; 2007 Qtr 1: 0; 2007 Qtr 2: 0; 2007 Qtr 3: 0.77; 2007 Qtr 4: 0; 2008 Qtr 1: 0; 2008 Qtr 2: 0; 2008 Qtr 3: 0; 2008 Qtr 4: 0 | 0.77
0 | 255003-Faucet Aerator |  | 10 | Residential | 04-DMO-ResidentialMobileHome–DoubleWide-WAT_HEAT | 0 |  |  |  |  | 9.2422 | 0 | 0 | 0 | 12.0346 | -2.7924 | 0 |  | kWh | 0 | 5.6 | Residential |  | Annual | [5 empty] | 9 | 0.89 |  |  |  | 0 | 0 | 2.31 | 0 | 0 | 0 | 0 | 0 | 0 | 0 | 0 | 0 | 2006 Qtr 1: 0; 2006 Qtr 2: 0; 2006 Qtr 3: 0; 2006 Qtr 4: 0; 2007 Qtr 1: 0; 2007 Qtr 2: 0; 2007 Qtr 3: 2.31; 2007 Qtr 4: 0; 2008 Qtr 1: 0; 2008 Qtr 2: 0; 2008 Qtr 3: 0; 2008 Qtr 4: 0 | 2.31
0 | 255003-Faucet Aerator |  | 10 | Residential | 04-DMO-ResidentialMobileHome–DoubleWide-WAT_HEAT | 0 |  |  |  |  | 9.2422 | 0 | 0 | 0 | 12.0346 | -2.7924 | 0 |  | kWh | 0 | 5.6 | Residential |  | Annual | [5 empty] | 9 | 0.89 |  |  |  | 0 | 0 | 2.31 | 0 | 0 | 0 | 0 | 0 | 0 | 0 | 0 | 0 | 2006 Qtr 1: 0; 2006 Qtr 2: 0; 2006 Qtr 3: 0; 2006 Qtr 4: 0; 2007 Qtr 1: 0; 2007 Qtr 2: 0; 2007 Qtr 3: 2.31; 2007 Qtr 4: 0; 2008 Qtr 1: 0; 2008 Qtr 2: 0; 2008 Qtr 3: 0; 2008 Qtr 4: 0 | 2.31
0 | 255003-Faucet Aerator |  | 10 | Residential | 04-DMO-ResidentialMobileHome–DoubleWide-WAT_HEAT | 0 |  |  |  |  | 9.2422 | 0 | 0 | 0 | 12.0357 | -2.7935 | 0 |  | kWh | 0 | 5.6 | Residential |  | Annual | [5 empty] | 9 | 0.89 |  |  |  | 0 | 0 | 3.08 | 0 | 0 | 0 | 0 | 0 | 0 | 0 | 0 | 0 | 2006 Qtr 1: 0; 2006 Qtr 2: 0; 2006 Qtr 3: 0; 2006 Qtr 4: 0; 2007 Qtr 1: 0; 2007 Qtr 2: 0; 2007 Qtr 3: 3.08; 2007 Qtr 4: 0; 2008 Qtr 1: 0; 2008 Qtr 2: 0; 2008 Qtr 3: 0; 2008 Qtr 4: 0 | 3.08
0 | 255003-Faucet Aerator |  | 10 | Residential | 04-DMO-ResidentialMobileHome–DoubleWide-WAT_HEAT | 0 |  |  |  |  | 9.2422 | 0 | 0 | 0 | 12.0346 | -2.7924 | 0 |  | kWh | 0 | 5.6 | Residential |  | Annual | [5 empty] | 9 | 0.89 |  |  |  | 0 | 0 | 2.31 | 0 | 0 | 0 | 0 | 0 | 0 | 0 | 0 | 0 | 2006 Qtr 1: 0; 2006 Qtr 2: 0; 2006 Qtr 3: 0; 2006 Qtr 4: 0; 2007 Qtr 1: 0; 2007 Qtr 2: 0; 2007 Qtr 3: 2.31; 2007 Qtr 4: 0; 2008 Qtr 1: 0; 2008 Qtr 2: 0; 2008 Qtr 3: 0; 2008 Qtr 4: 0 | 2.31
0 | 255003-Faucet Aerator |  | 10 | Residential | 04-DMO-ResidentialMobileHome–DoubleWide-WAT_HEAT | 0 |  |  |  |  | 9.2422 | 0 | 0 | 0 | 12.039 | -2.7968 | 0 |  | kWh | 0 | 5.6 | Residential |  | Annual | [5 empty] | 9 | 0.89 |  |  |  | 0 | 0 | 0.77 | 0 | 0 | 0 | 0 | 0 | 0 | 0 | 0 | 0 | 2006 Qtr 1: 0; 2006 Qtr 2: 0; 2006 Qtr 3: 0; 2006 Qtr 4: 0; 2007 Qtr 1: 0; 2007 Qtr 2: 0; 2007 Qtr 3: 0.77; 2007 Qtr 4: 0; 2008 Qtr 1: 0; 2008 Qtr 2: 0; 2008 Qtr 3: 0; 2008 Qtr 4: 0 | 0.77
0 | 255003-Faucet Aerator |  | System | Residential | 04-DMO-ResidentialMobileHome–DoubleWide-WAT_HEAT | 0 |  |  |  |  | 9.2422 | 0 | 0 | 0 | 12.0325 | -2.7903 | 0 |  | kWh | 0 | 5.6 | Residential |  | Annual | [5 empty] | 9 | 0.89 |  |  |  | 0 | 0 | 1.54 | 0 | 0 | 0 | 0 | 0 | 0 | 0 | 0 | 0 | 2006 Qtr 1: 0; 2006 Qtr 2: 0; 2006 Qtr 3: 0; 2006 Qtr 4: 0; 2007 Qtr 1: 0; 2007 Qtr 2: 0; 2007 Qtr 3: 1.54; 2007 Qtr 4: 0; 2008 Qtr 1: 0; 2008 Qtr 2: 0; 2008 Qtr 3: 0; 2008 Qtr 4: 0 | 1.54
0 | 255003-Faucet Aerator |  | 10 | Residential | 04-DMO-ResidentialMobileHome–DoubleWide-WAT_HEAT | 0 |  |  |  |  | 9.2422 | 0 | 0 | 0 | 12.0325 | -2.7903 | 0 |  | kWh | 0 | 5.6 | Residential |  | Annual | [5 empty] | 9 | 0.89 |  |  |  | 0 | 0 | 1.54 | 0 | 0 | 0 | 0 | 0 | 0 | 0 | 0 | 0 | 2006 Qtr 1: 0; 2006 Qtr 2: 0; 2006 Qtr 3: 0; 2006 Qtr 4: 0; 2007 Qtr 1: 0; 2007 Qtr 2: 0; 2007 Qtr 3: 1.54; 2007 Qtr 4: 0; 2008 Qtr 1: 0; 2008 Qtr 2: 0; 2008 Qtr 3: 0; 2008 Qtr 4: 0 | 1.54
0 | 255003-Faucet Aerator |  | 10 | Residential | 04-DMO-ResidentialMobileHome–DoubleWide-WAT_HEAT | 0 |  |  |  |  | 9.2422 | 0 | 0 | 0 | 12.0346 | -2.7924 | 0 |  | kWh | 0 | 5.6 | Residential |  | Annual | [5 empty] | 9 | 0.89 |  |  |  | 0 | 0 | 2.31 | 0 | 0 | 0 | 0 | 0 | 0 | 0 | 0 | 0 | 2006 Qtr 1: 0; 2006 Qtr 2: 0; 2006 Qtr 3: 0; 2006 Qtr 4: 0; 2007 Qtr 1: 0; 2007 Qtr 2: 0; 2007 Qtr 3: 2.31; 2007 Qtr 4: 0; 2008 Qtr 1: 0; 2008 Qtr 2: 0; 2008 Qtr 3: 0; 2008 Qtr 4: 0 | 2.31
0 | 255003-Faucet Aerator |  | 10 | Residential | 04-DMO-ResidentialMobileHome–DoubleWide-WAT_HEAT | 0 |  |  |  |  | 9.2422 | 0 | 0 | 0 | 12.0325 | -2.7903 | 0 |  | kWh | 0 | 5.6 | Residential |  | Annual | [5 empty] | 9 | 0.89 |  |  |  | 0 | 0 | 1.54 | 0 | 0 | 0 | 0 | 0 | 0 | 0 | 0 | 0 | 2006 Qtr 1: 0; 2006 Qtr 2: 0; 2006 Qtr 3: 0; 2006 Qtr 4: 0; 2007 Qtr 1: 0; 2007 Qtr 2: 0; 2007 Qtr 3: 1.54; 2007 Qtr 4: 0; 2008 Qtr 1: 0; 2008 Qtr 2: 0; 2008 Qtr 3: 0; 2008 Qtr 4: 0 | 1.54
0 | 255003-Faucet Aerator |  | 7 | Residential | 04-DMO-ResidentialMobileHome–DoubleWide-WAT_HEAT | 0 |  |  |  |  | 9.2422 | 0 | 0 | 0 | 12.0346 | -2.7924 | 0 |  | kWh | 0 | 5.6 | Residential |  | Annual | [5 empty] | 9 | 0.89 |  |  |  | 0 | 0 | 2.31 | 0 | 0 | 0 | 0 | 0 | 0 | 0 | 0 | 0 | 2006 Qtr 1: 0; 2006 Qtr 2: 0; 2006 Qtr 3: 0; 2006 Qtr 4: 0; 2007 Qtr 1: 0; 2007 Qtr 2: 0; 2007 Qtr 3: 2.31; 2007 Qtr 4: 0; 2008 Qtr 1: 0; 2008 Qtr 2: 0; 2008 Qtr 3: 0; 2008 Qtr 4: 0 | 2.31
0 | 255003-Faucet Aerator |  | 7 | Residential | 04-DMO-ResidentialMobileHome–DoubleWide-WAT_HEAT | 0 |  |  |  |  | 9.2422 | 0 | 0 | 0 | 12.0325 | -2.7903 | 0 |  | kWh | 0 | 5.6 | Residential |  | Annual | [5 empty] | 9 | 0.89 |  |  |  | 0 | 0 | 1.54 | 0 | 0 | 0 | 0 | 0 | 0 | 0 | 0 | 0 | 2006 Qtr 1: 0; 2006 Qtr 2: 0; 2006 Qtr 3: 0; 2006 Qtr 4: 0; 2007 Qtr 1: 0; 2007 Qtr 2: 0; 2007 Qtr 3: 1.54; 2007 Qtr 4: 0; 2008 Qtr 1: 0; 2008 Qtr 2: 0; 2008 Qtr 3: 0; 2008 Qtr 4: 0 | 1.54
0 | 255003-Faucet Aerator |  | 10 | Residential | 04-DMO-ResidentialMobileHome–DoubleWide-WAT_HEAT | 0 |  |  |  |  | 9.2422 | 0 | 0 | 0 | 12.0325 | -2.7903 | 0 |  | kWh | 0 | 5.6 | Residential |  | Annual | [5 empty] | 9 | 0.89 |  |  |  | 0 | 0 | 1.54 | 0 | 0 | 0 | 0 | 0 | 0 | 0 | 0 | 0 | 2006 Qtr 1: 0; 2006 Qtr 2: 0; 2006 Qtr 3: 0; 2006 Qtr 4: 0; 2007 Qtr 1: 0; 2007 Qtr 2: 0; 2007 Qtr 3: 1.54; 2007 Qtr 4: 0; 2008 Qtr 1: 0; 2008 Qtr 2: 0; 2008 Qtr 3: 0; 2008 Qtr 4: 0 | 1.54
0 | 255003-Faucet Aerator |  | 7 | Residential | 04-DMO-ResidentialMobileHome–DoubleWide-WAT_HEAT | 0 |  |  |  |  | 9.2422 | 0 | 0 | 0 | 12.0325 | -2.7903 | 0 |  | kWh | 0 | 5.6 | Residential |  | Annual | [5 empty] | 9 | 0.89 |  |  |  | 0 | 0 | 1.54 | 0 | 0 | 0 | 0 | 0 | 0 | 0 | 0 | 0 | 2006 Qtr 1: 0; 2006 Qtr 2: 0; 2006 Qtr 3: 0; 2006 Qtr 4: 0; 2007 Qtr 1: 0; 2007 Qtr 2: 0; 2007 Qtr 3: 1.54; 2007 Qtr 4: 0; 2008 Qtr 1: 0; 2008 Qtr 2: 0; 2008 Qtr 3: 0; 2008 Qtr 4: 0 | 1.54
0 | 255003-Faucet Aerator |  | 10 | Residential | 04-DMO-ResidentialMobileHome–DoubleWide-WAT_HEAT | 0 |  |  |  |  | 9.2422 | 0 | 0 | 0 | 12.0325 | -2.7903 | 0 |  | kWh | 0 | 5.6 | Residential |  | Annual | [5 empty] | 9 | 0.89 |  |  |  | 0 | 0 | 1.54 | 0 | 0 | 0 | 0 | 0 | 0 | 0 | 0 | 0 | 2006 Qtr 1: 0; 2006 Qtr 2: 0; 2006 Qtr 3: 0; 2006 Qtr 4: 0; 2007 Qtr 1: 0; 2007 Qtr 2: 0; 2007 Qtr 3: 1.54; 2007 Qtr 4: 0; 2008 Qtr 1: 0; 2008 Qtr 2: 0; 2008 Qtr 3: 0; 2008 Qtr 4: 0 | 1.54
0 | 255003-Faucet Aerator |  | 7 | Residential | 04-DMO-ResidentialMobileHome–DoubleWide-WAT_HEAT | 0 |  |  |  |  | 9.2422 | 0 | 0 | 0 | 12.0325 | -2.7903 | 0 |  | kWh | 0 | 5.6 | Residential |  | Annual | [5 empty] | 9 | 0.89 |  |  |  | 0 | 0 | 1.54 | 0 | 0 | 0 | 0 | 0 | 0 | 0 | 0 | 0 | 2006 Qtr 1: 0; 2006 Qtr 2: 0; 2006 Qtr 3: 0; 2006 Qtr 4: 0; 2007 Qtr 1: 0; 2007 Qtr 2: 0; 2007 Qtr 3: 1.54; 2007 Qtr 4: 0; 2008 Qtr 1: 0; 2008 Qtr 2: 0; 2008 Qtr 3: 0; 2008 Qtr 4: 0 | 1.54
0 | 255003-Faucet Aerator |  | 7 | Residential | 04-DMO-ResidentialMobileHome–DoubleWide-WAT_HEAT | 0 |  |  |  |  | 9.2422 | 0 | 0 | 0 | 12.0346 | -2.7924 | 0 |  | kWh | 0 | 5.6 | Residential |  | Annual | [5 empty] | 9 | 0.89 |  |  |  | 0 | 0 | 2.31 | 0 | 0 | 0 | 0 | 0 | 0 | 0 | 0 | 0 | 2006 Qtr 1: 0; 2006 Qtr 2: 0; 2006 Qtr 3: 0; 2006 Qtr 4: 0; 2007 Qtr 1: 0; 2007 Qtr 2: 0; 2007 Qtr 3: 2.31; 2007 Qtr 4: 0; 2008 Qtr 1: 0; 2008 Qtr 2: 0; 2008 Qtr 3: 0; 2008 Qtr 4: 0 | 2.31
0 | 255003-Faucet Aerator |  | 10 | Residential | 04-DMO-ResidentialMobileHome–DoubleWide-WAT_HEAT | 0 |  |  |  |  | 9.2422 | 0 | 0 | 0 | 12.0325 | -2.7903 | 0 |  | kWh | 0 | 5.6 | Residential |  | Annual | [5 empty] | 9 | 0.89 |  |  |  | 0 | 0 | 1.54 | 0 | 0 | 0 | 0 | 0 | 0 | 0 | 0 | 0 | 2006 Qtr 1: 0; 2006 Qtr 2: 0; 2006 Qtr 3: 0; 2006 Qtr 4: 0; 2007 Qtr 1: 0; 2007 Qtr 2: 0; 2007 Qtr 3: 1.54; 2007 Qtr 4: 0; 2008 Qtr 1: 0; 2008 Qtr 2: 0; 2008 Qtr 3: 0; 2008 Qtr 4: 0 | 1.54
0 | 255003-Faucet Aerator |  | 10 | Residential | 04-DMO-ResidentialMobileHome–DoubleWide-WAT_HEAT | 0 |  |  |  |  | 9.2422 | 0 | 0 | 0 | 12.0346 | -2.7924 | 0 |  | kWh | 0 | 5.6 | Residential |  | Annual | [5 empty] | 9 | 0.89 |  |  |  | 0 | 0 | 2.31 | 0 | 0 | 0 | 0 | 0 | 0 | 0 | 0 | 0 | 2006 Qtr 1: 0; 2006 Qtr 2: 0; 2006 Qtr 3: 0; 2006 Qtr 4: 0; 2007 Qtr 1: 0; 2007 Qtr 2: 0; 2007 Qtr 3: 2.31; 2007 Qtr 4: 0; 2008 Qtr 1: 0; 2008 Qtr 2: 0; 2008 Qtr 3: 0; 2008 Qtr 4: 0 | 2.31
0 | 255003-Faucet Aerator |  | 7 | Residential | 04-DMO-ResidentialMobileHome–DoubleWide-WAT_HEAT | 0 |  |  |  |  | 9.2422 | 0 | 0 | 0 | 12.0325 | -2.7903 | 0 |  | kWh | 0 | 5.6 | Residential |  | Annual | [5 empty] | 9 | 0.89 |  |  |  | 0 | 0 | 1.54 | 0 | 0 | 0 | 0 | 0 | 0 | 0 | 0 | 0 | 2006 Qtr 1: 0; 2006 Qtr 2: 0; 2006 Qtr 3: 0; 2006 Qtr 4: 0; 2007 Qtr 1: 0; 2007 Qtr 2: 0; 2007 Qtr 3: 1.54; 2007 Qtr 4: 0; 2008 Qtr 1: 0; 2008 Qtr 2: 0; 2008 Qtr 3: 0; 2008 Qtr 4: 0 | 1.54
0 | 255003-Faucet Aerator |  | 10 | Residential | 04-DMO-ResidentialMobileHome–DoubleWide-WAT_HEAT | 0 |  |  |  |  | 9.2422 | 0 | 0 | 0 | 12.039 | -2.7968 | 0 |  | kWh | 0 | 5.6 | Residential |  | Annual | [5 empty] | 9 | 0.89 |  |  |  | 0 | 0 | 0.77 | 0 | 0 | 0 | 0 | 0 | 0 | 0 | 0 | 0 | 2006 Qtr 1: 0; 2006 Qtr 2: 0; 2006 Qtr 3: 0; 2006 Qtr 4: 0; 2007 Qtr 1: 0; 2007 Qtr 2: 0; 2007 Qtr 3: 0.77; 2007 Qtr 4: 0; 2008 Qtr 1: 0; 2008 Qtr 2: 0; 2008 Qtr 3: 0; 2008 Qtr 4: 0 | 0.77
0 | 255003-Faucet Aerator |  | 10 | Residential | 04-DMO-ResidentialMobileHome–DoubleWide-WAT_HEAT | 0 |  |  |  |  | 9.2422 | 0 | 0 | 0 | 12.0346 | -2.7924 | 0 |  | kWh | 0 | 5.6 | Residential |  | Annual | [5 empty] | 9 | 0.89 |  |  |  | 0 | 0 | 2.31 | 0 | 0 | 0 | 0 | 0 | 0 | 0 | 0 | 0 | 2006 Qtr 1: 0; 2006 Qtr 2: 0; 2006 Qtr 3: 0; 2006 Qtr 4: 0; 2007 Qtr 1: 0; 2007 Qtr 2: 0; 2007 Qtr 3: 2.31; 2007 Qtr 4: 0; 2008 Qtr 1: 0; 2008 Qtr 2: 0; 2008 Qtr 3: 0; 2008 Qtr 4: 0 | 2.31
0 | 255003-Faucet Aerator |  | 10 | Residential | 04-DMO-ResidentialMobileHome–DoubleWide-WAT_HEAT | 0 |  |  |  |  | 9.2422 | 0 | 0 | 0 | 12.039 | -2.7968 | 0 |  | kWh | 0 | 5.6 | Residential |  | Annual | [5 empty] | 9 | 0.89 |  |  |  | 0 | 0 | 0.77 | 0 | 0 | 0 | 0 | 0 | 0 | 0 | 0 | 0 | 2006 Qtr 1: 0; 2006 Qtr 2: 0; 2006 Qtr 3: 0; 2006 Qtr 4: 0; 2007 Qtr 1: 0; 2007 Qtr 2: 0; 2007 Qtr 3: 0.77; 2007 Qtr 4: 0; 2008 Qtr 1: 0; 2008 Qtr 2: 0; 2008 Qtr 3: 0; 2008 Qtr 4: 0 | 0.77
0 | 255003-Faucet Aerator |  | 10 | Residential | 04-DMO-ResidentialMobileHome–DoubleWide-WAT_HEAT | 0 |  |  |  |  | 9.2422 | 0 | 0 | 0 | 12.0325 | -2.7903 | 0 |  | kWh | 0 | 5.6 | Residential |  | Annual | [5 empty] | 9 | 0.89 |  |  |  | 0 | 0 | 1.54 | 0 | 0 | 0 | 0 | 0 | 0 | 0 | 0 | 0 | 2006 Qtr 1: 0; 2006 Qtr 2: 0; 2006 Qtr 3: 0; 2006 Qtr 4: 0; 2007 Qtr 1: 0; 2007 Qtr 2: 0; 2007 Qtr 3: 1.54; 2007 Qtr 4: 0; 2008 Qtr 1: 0; 2008 Qtr 2: 0; 2008 Qtr 3: 0; 2008 Qtr 4: 0 | 1.54
0 | 255003-Faucet Aerator |  | 10 | Residential | 04-DMO-ResidentialMobileHome–DoubleWide-WAT_HEAT | 0 |  |  |  |  | 9.2422 | 0 | 0 | 0 | 12.039 | -2.7968 | 0 |  | kWh | 0 | 5.6 | Residential |  | Annual | [5 empty] | 9 | 0.89 |  |  |  | 0 | 0 | 0.77 | 0 | 0 | 0 | 0 | 0 | 0 | 0 | 0 | 0 | 2006 Qtr 1: 0; 2006 Qtr 2: 0; 2006 Qtr 3: 0; 2006 Qtr 4: 0; 2007 Qtr 1: 0; 2007 Qtr 2: 0; 2007 Qtr 3: 0.77; 2007 Qtr 4: 0; 2008 Qtr 1: 0; 2008 Qtr 2: 0; 2008 Qtr 3: 0; 2008 Qtr 4: 0 | 0.77
0 | 255003-Faucet Aerator |  | 7 | Residential | 04-DMO-ResidentialMobileHome–DoubleWide-WAT_HEAT | 0 |  |  |  |  | 9.2422 | 0 | 0 | 0 | 12.0346 | -2.7924 | 0 |  | kWh | 0 | 5.6 | Residential |  | Annual | [5 empty] | 9 | 0.89 |  |  |  | 0 | 0 | 2.31 | 0 | 0 | 0 | 0 | 0 | 0 | 0 | 0 | 0 | 2006 Qtr 1: 0; 2006 Qtr 2: 0; 2006 Qtr 3: 0; 2006 Qtr 4: 0; 2007 Qtr 1: 0; 2007 Qtr 2: 0; 2007 Qtr 3: 2.31; 2007 Qtr 4: 0; 2008 Qtr 1: 0; 2008 Qtr 2: 0; 2008 Qtr 3: 0; 2008 Qtr 4: 0 | 2.31
0 | 255003-Faucet Aerator |  | System | Residential | 04-DMO-ResidentialMobileHome–DoubleWide-WAT_HEAT | 0 |  |  |  |  | 9.2422 | 0 | 0 | 0 | 12.0325 | -2.7903 | 0 |  | kWh | 0 | 5.6 | Residential |  | Annual | [5 empty] | 9 | 0.89 |  |  |  | 0 | 0 | 1.54 | 0 | 0 | 0 | 0 | 0 | 0 | 0 | 0 | 0 | 2006 Qtr 1: 0; 2006 Qtr 2: 0; 2006 Qtr 3: 0; 2006 Qtr 4: 0; 2007 Qtr 1: 0; 2007 Qtr 2: 0; 2007 Qtr 3: 1.54; 2007 Qtr 4: 0; 2008 Qtr 1: 0; 2008 Qtr 2: 0; 2008 Qtr 3: 0; 2008 Qtr 4: 0 | 1.54
0 | 255003-Faucet Aerator |  | 7 | Residential | 04-DMO-ResidentialMobileHome–DoubleWide-WAT_HEAT | 0 |  |  |  |  | 9.2422 | 0 | 0 | 0 | 12.0325 | -2.7903 | 0 |  | kWh | 0 | 5.6 | Residential |  | Annual | [5 empty] | 9 | 0.89 |  |  |  | 0 | 0 | 1.54 | 0 | 0 | 0 | 0 | 0 | 0 | 0 | 0 | 0 | 2006 Qtr 1: 0; 2006 Qtr 2: 0; 2006 Qtr 3: 0; 2006 Qtr 4: 0; 2007 Qtr 1: 0; 2007 Qtr 2: 0; 2007 Qtr 3: 1.54; 2007 Qtr 4: 0; 2008 Qtr 1: 0; 2008 Qtr 2: 0; 2008 Qtr 3: 0; 2008 Qtr 4: 0 | 1.54
0 | 255003-Faucet Aerator |  | 7 | Residential | 04-DMO-ResidentialMobileHome–DoubleWide-WAT_HEAT | 0 |  |  |  |  | 9.2422 | 0 | 0 | 0 | 12.0325 | -2.7903 | 0 |  | kWh | 0 | 5.6 | Residential |  | Annual | [5 empty] | 9 | 0.89 |  |  |  | 0 | 0 | 1.54 | 0 | 0 | 0 | 0 | 0 | 0 | 0 | 0 | 0 | 2006 Qtr 1: 0; 2006 Qtr 2: 0; 2006 Qtr 3: 0; 2006 Qtr 4: 0; 2007 Qtr 1: 0; 2007 Qtr 2: 0; 2007 Qtr 3: 1.54; 2007 Qtr 4: 0; 2008 Qtr 1: 0; 2008 Qtr 2: 0; 2008 Qtr 3: 0; 2008 Qtr 4: 0 | 1.54
0 | 255003-Faucet Aerator |  | 10 | Residential | 04-DMO-ResidentialMobileHome–DoubleWide-WAT_HEAT | 0 |  |  |  |  | 9.2422 | 0 | 0 | 0 | 12.0346 | -2.7924 | 0 |  | kWh | 0 | 5.6 | Residential |  | Annual | [5 empty] | 9 | 0.89 |  |  |  | 0 | 0 | 2.31 | 0 | 0 | 0 | 0 | 0 | 0 | 0 | 0 | 0 | 2006 Qtr 1: 0; 2006 Qtr 2: 0; 2006 Qtr 3: 0; 2006 Qtr 4: 0; 2007 Qtr 1: 0; 2007 Qtr 2: 0; 2007 Qtr 3: 2.31; 2007 Qtr 4: 0; 2008 Qtr 1: 0; 2008 Qtr 2: 0; 2008 Qtr 3: 0; 2008 Qtr 4: 0 | 2.31
0 | 255003-Faucet Aerator |  | 10 | Residential | 04-DMO-ResidentialMobileHome–DoubleWide-WAT_HEAT | 0 |  |  |  |  | 9.2422 | 0 | 0 | 0 | 12.0346 | -2.7924 | 0 |  | kWh | 0 | 5.6 | Residential |  | Annual | [5 empty] | 9 | 0.89 |  |  |  | 0 | 0 | 2.31 | 0 | 0 | 0 | 0 | 0 | 0 | 0 | 0 | 0 | 2006 Qtr 1: 0; 2006 Qtr 2: 0; 2006 Qtr 3: 0; 2006 Qtr 4: 0; 2007 Qtr 1: 0; 2007 Qtr 2: 0; 2007 Qtr 3: 2.31; 2007 Qtr 4: 0; 2008 Qtr 1: 0; 2008 Qtr 2: 0; 2008 Qtr 3: 0; 2008 Qtr 4: 0 | 2.31
0 | 255003-Faucet Aerator |  | 10 | Residential | 04-DMO-ResidentialMobileHome–DoubleWide-WAT_HEAT | 0 |  |  |  |  | 9.2422 | 0 | 0 | 0 | 12.0346 | -2.7924 | 0 |  | kWh | 0 | 5.6 | Residential |  | Annual | [5 empty] | 9 | 0.89 |  |  |  | 0 | 0 | 2.31 | 0 | 0 | 0 | 0 | 0 | 0 | 0 | 0 | 0 | 2006 Qtr 1: 0; 2006 Qtr 2: 0; 2006 Qtr 3: 0; 2006 Qtr 4: 0; 2007 Qtr 1: 0; 2007 Qtr 2: 0; 2007 Qtr 3: 2.31; 2007 Qtr 4: 0; 2008 Qtr 1: 0; 2008 Qtr 2: 0; 2008 Qtr 3: 0; 2008 Qtr 4: 0 | 2.31
0 | 255003-Faucet Aerator |  | 10 | Residential | 04-DMO-ResidentialMobileHome–DoubleWide-WAT_HEAT | 0 |  |  |  |  | 9.2422 | 0 | 0 | 0 | 12.0357 | -2.7935 | 0 |  | kWh | 0 | 5.6 | Residential |  | Annual | [5 empty] | 9 | 0.89 |  |  |  | 0 | 0 | 3.08 | 0 | 0 | 0 | 0 | 0 | 0 | 0 | 0 | 0 | 2006 Qtr 1: 0; 2006 Qtr 2: 0; 2006 Qtr 3: 0; 2006 Qtr 4: 0; 2007 Qtr 1: 0; 2007 Qtr 2: 0; 2007 Qtr 3: 3.08; 2007 Qtr 4: 0; 2008 Qtr 1: 0; 2008 Qtr 2: 0; 2008 Qtr 3: 0; 2008 Qtr 4: 0 | 3.08
0 | 255003-Faucet Aerator |  | 7 | Residential | 04-DMO-ResidentialMobileHome–DoubleWide-WAT_HEAT | 0 |  |  |  |  | 9.2422 | 0 | 0 | 0 | 12.0325 | -2.7903 | 0 |  | kWh | 0 | 5.6 | Residential |  | Annual | [5 empty] | 9 | 0.89 |  |  |  | 0 | 0 | 1.54 | 0 | 0 | 0 | 0 | 0 | 0 | 0 | 0 | 0 | 2006 Qtr 1: 0; 2006 Qtr 2: 0; 2006 Qtr 3: 0; 2006 Qtr 4: 0; 2007 Qtr 1: 0; 2007 Qtr 2: 0; 2007 Qtr 3: 1.54; 2007 Qtr 4: 0; 2008 Qtr 1: 0; 2008 Qtr 2: 0; 2008 Qtr 3: 0; 2008 Qtr 4: 0 | 1.54
0 | 255003-Faucet Aerator |  | System | Residential | 04-DMO-ResidentialMobileHome–DoubleWide-WAT_HEAT | 0 |  |  |  |  | 9.2422 | 0 | 0 | 0 | 12.0325 | -2.7903 | 0 |  | kWh | 0 | 5.6 | Residential |  | Annual | [5 empty] | 9 | 0.89 |  |  |  | 0 | 0 | 1.54 | 0 | 0 | 0 | 0 | 0 | 0 | 0 | 0 | 0 | 2006 Qtr 1: 0; 2006 Qtr 2: 0; 2006 Qtr 3: 0; 2006 Qtr 4: 0; 2007 Qtr 1: 0; 2007 Qtr 2: 0; 2007 Qtr 3: 1.54; 2007 Qtr 4: 0; 2008 Qtr 1: 0; 2008 Qtr 2: 0; 2008 Qtr 3: 0; 2008 Qtr 4: 0 | 1.54
0 | 255003-Faucet Aerator |  | 10 | Residential | 04-DMO-ResidentialMobileHome–DoubleWide-WAT_HEAT | 0 |  |  |  |  | 9.2422 | 0 | 0 | 0 | 12.0325 | -2.7903 | 0 |  | kWh | 0 | 5.6 | Residential |  | Annual | [5 empty] | 9 | 0.89 |  |  |  | 0 | 0 | 1.54 | 0 | 0 | 0 | 0 | 0 | 0 | 0 | 0 | 0 | 2006 Qtr 1: 0; 2006 Qtr 2: 0; 2006 Qtr 3: 0; 2006 Qtr 4: 0; 2007 Qtr 1: 0; 2007 Qtr 2: 0; 2007 Qtr 3: 1.54; 2007 Qtr 4: 0; 2008 Qtr 1: 0; 2008 Qtr 2: 0; 2008 Qtr 3: 0; 2008 Qtr 4: 0 | 1.54
0 | 255003-Faucet Aerator |  | 10 | Residential | 04-DMO-ResidentialMobileHome–DoubleWide-WAT_HEAT | 0 |  |  |  |  | 9.2422 | 0 | 0 | 0 | 12.039 | -2.7968 | 0 |  | kWh | 0 | 5.6 | Residential |  | Annual | [5 empty] | 9 | 0.89 |  |  |  | 0 | 0 | 0.77 | 0 | 0 | 0 | 0 | 0 | 0 | 0 | 0 | 0 | 2006 Qtr 1: 0; 2006 Qtr 2: 0; 2006 Qtr 3: 0; 2006 Qtr 4: 0; 2007 Qtr 1: 0; 2007 Qtr 2: 0; 2007 Qtr 3: 0.77; 2007 Qtr 4: 0; 2008 Qtr 1: 0; 2008 Qtr 2: 0; 2008 Qtr 3: 0; 2008 Qtr 4: 0 | 0.77
0 | 255003-Faucet Aerator |  | 10 | Residential | 04-DMO-ResidentialMobileHome–DoubleWide-WAT_HEAT | 0 |  |  |  |  | 9.2422 | 0 | 0 | 0 | 12.0346 | -2.7924 | 0 |  | kWh | 0 | 5.6 | Residential |  | Annual | [5 empty] | 9 | 0.89 |  |  |  | 0 | 0 | 2.31 | 0 | 0 | 0 | 0 | 0 | 0 | 0 | 0 | 0 | 2006 Qtr 1: 0; 2006 Qtr 2: 0; 2006 Qtr 3: 0; 2006 Qtr 4: 0; 2007 Qtr 1: 0; 2007 Qtr 2: 0; 2007 Qtr 3: 2.31; 2007 Qtr 4: 0; 2008 Qtr 1: 0; 2008 Qtr 2: 0; 2008 Qtr 3: 0; 2008 Qtr 4: 0 | 2.31
0 | 255003-Faucet Aerator |  | 7 | Residential | 04-DMO-ResidentialMobileHome–DoubleWide-WAT_HEAT | 0 |  |  |  |  | 9.2422 | 0 | 0 | 0 | 12.0325 | -2.7903 | 0 |  | kWh | 0 | 5.6 | Residential |  | Annual | [5 empty] | 9 | 0.89 |  |  |  | 0 | 0 | 1.54 | 0 | 0 | 0 | 0 | 0 | 0 | 0 | 0 | 0 | 2006 Qtr 1: 0; 2006 Qtr 2: 0; 2006 Qtr 3: 0; 2006 Qtr 4: 0; 2007 Qtr 1: 0; 2007 Qtr 2: 0; 2007 Qtr 3: 1.54; 2007 Qtr 4: 0; 2008 Qtr 1: 0; 2008 Qtr 2: 0; 2008 Qtr 3: 0; 2008 Qtr 4: 0 | 1.54
0 | 255003-Faucet Aerator |  | 7 | Residential | 04-DMO-ResidentialMobileHome–DoubleWide-WAT_HEAT | 0 |  |  |  |  | 9.2422 | 0 | 0 | 0 | 12.039 | -2.7968 | 0 |  | kWh | 0 | 5.6 | Residential |  | Annual | [5 empty] | 9 | 0.89 |  |  |  | 0 | 0 | 0.77 | 0 | 0 | 0 | 0 | 0 | 0 | 0 | 0 | 0 | 2006 Qtr 1: 0; 2006 Qtr 2: 0; 2006 Qtr 3: 0; 2006 Qtr 4: 0; 2007 Qtr 1: 0; 2007 Qtr 2: 0; 2007 Qtr 3: 0.77; 2007 Qtr 4: 0; 2008 Qtr 1: 0; 2008 Qtr 2: 0; 2008 Qtr 3: 0; 2008 Qtr 4: 0 | 0.77
0 | 255003-Faucet Aerator |  | 7 | Residential | 04-DMO-ResidentialMobileHome–DoubleWide-WAT_HEAT | 0 |  |  |  |  | 9.2422 | 0 | 0 | 0 | 12.0325 | -2.7903 | 0 |  | kWh | 0 | 5.6 | Residential |  | Annual | [5 empty] | 9 | 0.89 |  |  |  | 0 | 0 | 1.54 | 0 | 0 | 0 | 0 | 0 | 0 | 0 | 0 | 0 | 2006 Qtr 1: 0; 2006 Qtr 2: 0; 2006 Qtr 3: 0; 2006 Qtr 4: 0; 2007 Qtr 1: 0; 2007 Qtr 2: 0; 2007 Qtr 3: 1.54; 2007 Qtr 4: 0; 2008 Qtr 1: 0; 2008 Qtr 2: 0; 2008 Qtr 3: 0; 2008 Qtr 4: 0 | 1.54
0 | 255003-Faucet Aerator |  | 7 | Residential | 04-DMO-ResidentialMobileHome–DoubleWide-WAT_HEAT | 0 |  |  |  |  | 9.2422 | 0 | 0 | 0 | 12.0346 | -2.7924 | 0 |  | kWh | 0 | 5.6 | Residential |  | Annual | [5 empty] | 9 | 0.89 |  |  |  | 0 | 0 | 2.31 | 0 | 0 | 0 | 0 | 0 | 0 | 0 | 0 | 0 | 2006 Qtr 1: 0; 2006 Qtr 2: 0; 2006 Qtr 3: 0; 2006 Qtr 4: 0; 2007 Qtr 1: 0; 2007 Qtr 2: 0; 2007 Qtr 3: 2.31; 2007 Qtr 4: 0; 2008 Qtr 1: 0; 2008 Qtr 2: 0; 2008 Qtr 3: 0; 2008 Qtr 4: 0 | 2.31
0 | 255003-Faucet Aerator |  | 10 | Residential | 04-DMO-ResidentialMobileHome–DoubleWide-WAT_HEAT | 0 |  |  |  |  | 9.2422 | 0 | 0 | 0 | 12.039 | -2.7968 | 0 |  | kWh | 0 | 5.6 | Residential |  | Annual | [5 empty] | 9 | 0.89 |  |  |  | 0 | 0 | 0.77 | 0 | 0 | 0 | 0 | 0 | 0 | 0 | 0 | 0 | 2006 Qtr 1: 0; 2006 Qtr 2: 0; 2006 Qtr 3: 0; 2006 Qtr 4: 0; 2007 Qtr 1: 0; 2007 Qtr 2: 0; 2007 Qtr 3: 0.77; 2007 Qtr 4: 0; 2008 Qtr 1: 0; 2008 Qtr 2: 0; 2008 Qtr 3: 0; 2008 Qtr 4: 0 | 0.77
0 | 255003-Faucet Aerator |  | 10 | Residential | 04-DMO-ResidentialMobileHome–DoubleWide-WAT_HEAT | 0 |  |  |  |  | 9.2422 | 0 | 0 | 0 | 12.0346 | -2.7924 | 0 |  | kWh | 0 | 5.6 | Residential |  | Annual | [5 empty] | 9 | 0.89 |  |  |  | 0 | 0 | 2.31 | 0 | 0 | 0 | 0 | 0 | 0 | 0 | 0 | 0 | 2006 Qtr 1: 0; 2006 Qtr 2: 0; 2006 Qtr 3: 0; 2006 Qtr 4: 0; 2007 Qtr 1: 0; 2007 Qtr 2: 0; 2007 Qtr 3: 2.31; 2007 Qtr 4: 0; 2008 Qtr 1: 0; 2008 Qtr 2: 0; 2008 Qtr 3: 0; 2008 Qtr 4: 0 | 2.31
0 | 255003-Faucet Aerator |  | 7 | Residential | 04-DMO-ResidentialMobileHome–DoubleWide-WAT_HEAT | 0 |  |  |  |  | 9.2422 | 0 | 0 | 0 | 12.0346 | -2.7924 | 0 |  | kWh | 0 | 5.6 | Residential |  | Annual | [5 empty] | 9 | 0.89 |  |  |  | 0 | 0 | 2.31 | 0 | 0 | 0 | 0 | 0 | 0 | 0 | 0 | 0 | 2006 Qtr 1: 0; 2006 Qtr 2: 0; 2006 Qtr 3: 0; 2006 Qtr 4: 0; 2007 Qtr 1: 0; 2007 Qtr 2: 0; 2007 Qtr 3: 2.31; 2007 Qtr 4: 0; 2008 Qtr 1: 0; 2008 Qtr 2: 0; 2008 Qtr 3: 0; 2008 Qtr 4: 0 | 2.31
0 | 255003-Faucet Aerator |  | 10 | Residential | 04-DMO-ResidentialMobileHome–DoubleWide-WAT_HEAT | 0 |  |  |  |  | 9.2422 | 0 | 0 | 0 | 12.0346 | -2.7924 | 0 |  | kWh | 0 | 5.6 | Residential |  | Annual | [5 empty] | 9 | 0.89 |  |  |  | 0 | 0 | 2.31 | 0 | 0 | 0 | 0 | 0 | 0 | 0 | 0 | 0 | 2006 Qtr 1: 0; 2006 Qtr 2: 0; 2006 Qtr 3: 0; 2006 Qtr 4: 0; 2007 Qtr 1: 0; 2007 Qtr 2: 0; 2007 Qtr 3: 2.31; 2007 Qtr 4: 0; 2008 Qtr 1: 0; 2008 Qtr 2: 0; 2008 Qtr 3: 0; 2008 Qtr 4: 0 | 2.31
0 | 255003-Faucet Aerator |  | 10 | Residential | 04-DMO-ResidentialMobileHome–DoubleWide-WAT_HEAT | 0 |  |  |  |  | 9.2422 | 0 | 0 | 0 | 12.0357 | -2.7935 | 0 |  | kWh | 0 | 5.6 | Residential |  | Annual | [5 empty] | 9 | 0.89 |  |  |  | 0 | 0 | 3.08 | 0 | 0 | 0 | 0 | 0 | 0 | 0 | 0 | 0 | 2006 Qtr 1: 0; 2006 Qtr 2: 0; 2006 Qtr 3: 0; 2006 Qtr 4: 0; 2007 Qtr 1: 0; 2007 Qtr 2: 0; 2007 Qtr 3: 3.08; 2007 Qtr 4: 0; 2008 Qtr 1: 0; 2008 Qtr 2: 0; 2008 Qtr 3: 0; 2008 Qtr 4: 0 | 3.08
0 | 255003-Faucet Aerator |  | 10 | Residential | 04-DMO-ResidentialMobileHome–DoubleWide-WAT_HEAT | 0 |  |  |  |  | 9.2422 | 0 | 0 | 0 | 12.0325 | -2.7903 | 0 |  | kWh | 0 | 5.6 | Residential |  | Annual | [5 empty] | 9 | 0.89 |  |  |  | 0 | 0 | 1.54 | 0 | 0 | 0 | 0 | 0 | 0 | 0 | 0 | 0 | 2006 Qtr 1: 0; 2006 Qtr 2: 0; 2006 Qtr 3: 0; 2006 Qtr 4: 0; 2007 Qtr 1: 0; 2007 Qtr 2: 0; 2007 Qtr 3: 1.54; 2007 Qtr 4: 0; 2008 Qtr 1: 0; 2008 Qtr 2: 0; 2008 Qtr 3: 0; 2008 Qtr 4: 0 | 1.54
0 | 255003-Faucet Aerator |  | 10 | Residential | 04-DMO-ResidentialMobileHome–DoubleWide-WAT_HEAT | 0 |  |  |  |  | 9.2422 | 0 | 0 | 0 | 12.039 | -2.7968 | 0 |  | kWh | 0 | 5.6 | Residential |  | Annual | [5 empty] | 9 | 0.89 |  |  |  | 0 | 0 | 0.77 | 0 | 0 | 0 | 0 | 0 | 0 | 0 | 0 | 0 | 2006 Qtr 1: 0; 2006 Qtr 2: 0; 2006 Qtr 3: 0; 2006 Qtr 4: 0; 2007 Qtr 1: 0; 2007 Qtr 2: 0; 2007 Qtr 3: 0.77; 2007 Qtr 4: 0; 2008 Qtr 1: 0; 2008 Qtr 2: 0; 2008 Qtr 3: 0; 2008 Qtr 4: 0 | 0.77
0 | 255003-Faucet Aerator |  | 7 | Residential | 04-DMO-ResidentialMobileHome–DoubleWide-WAT_HEAT | 0 |  |  |  |  | 9.2422 | 0 | 0 | 0 | 12.0325 | -2.7903 | 0 |  | kWh | 0 | 5.6 | Residential |  | Annual | [5 empty] | 9 | 0.89 |  |  |  | 0 | 0 | 1.54 | 0 | 0 | 0 | 0 | 0 | 0 | 0 | 0 | 0 | 2006 Qtr 1: 0; 2006 Qtr 2: 0; 2006 Qtr 3: 0; 2006 Qtr 4: 0; 2007 Qtr 1: 0; 2007 Qtr 2: 0; 2007 Qtr 3: 1.54; 2007 Qtr 4: 0; 2008 Qtr 1: 0; 2008 Qtr 2: 0; 2008 Qtr 3: 0; 2008 Qtr 4: 0 | 1.54
0 | 255003-Faucet Aerator |  | 10 | Residential | 04-DMO-ResidentialMobileHome–DoubleWide-WAT_HEAT | 0 |  |  |  |  | 9.2422 | 0 | 0 | 0 | 12.039 | -2.7968 | 0 |  | kWh | 0 | 5.6 | Residential |  | Annual | [5 empty] | 9 | 0.89 |  |  |  | 0 | 0 | 0.77 | 0 | 0 | 0 | 0 | 0 | 0 | 0 | 0 | 0 | 2006 Qtr 1: 0; 2006 Qtr 2: 0; 2006 Qtr 3: 0; 2006 Qtr 4: 0; 2007 Qtr 1: 0; 2007 Qtr 2: 0; 2007 Qtr 3: 0.77; 2007 Qtr 4: 0; 2008 Qtr 1: 0; 2008 Qtr 2: 0; 2008 Qtr 3: 0; 2008 Qtr 4: 0 | 0.77
0 | 255003-Faucet Aerator |  | 10 | Residential | 04-DMO-ResidentialMobileHome–DoubleWide-WAT_HEAT | 0 |  |  |  |  | 9.2422 | 0 | 0 | 0 | 12.0325 | -2.7903 | 0 |  | kWh | 0 | 5.6 | Residential |  | Annual | [5 empty] | 9 | 0.89 |  |  |  | 0 | 0 | 1.54 | 0 | 0 | 0 | 0 | 0 | 0 | 0 | 0 | 0 | 2006 Qtr 1: 0; 2006 Qtr 2: 0; 2006 Qtr 3: 0; 2006 Qtr 4: 0; 2007 Qtr 1: 0; 2007 Qtr 2: 0; 2007 Qtr 3: 1.54; 2007 Qtr 4: 0; 2008 Qtr 1: 0; 2008 Qtr 2: 0; 2008 Qtr 3: 0; 2008 Qtr 4: 0 | 1.54
0 | 255003-Faucet Aerator |  | 10 | Residential | 04-DMO-ResidentialMobileHome–DoubleWide-WAT_HEAT | 0 |  |  |  |  | 9.2422 | 0 | 0 | 0 | 12.0346 | -2.7924 | 0 |  | kWh | 0 | 5.6 | Residential |  | Annual | [5 empty] | 9 | 0.89 |  |  |  | 0 | 0 | 2.31 | 0 | 0 | 0 | 0 | 0 | 0 | 0 | 0 | 0 | 2006 Qtr 1: 0; 2006 Qtr 2: 0; 2006 Qtr 3: 0; 2006 Qtr 4: 0; 2007 Qtr 1: 0; 2007 Qtr 2: 0; 2007 Qtr 3: 2.31; 2007 Qtr 4: 0; 2008 Qtr 1: 0; 2008 Qtr 2: 0; 2008 Qtr 3: 0; 2008 Qtr 4: 0 | 2.31
0 | 255003-Faucet Aerator |  | 7 | Residential | 04-DMO-ResidentialMobileHome–DoubleWide-WAT_HEAT | 0 |  |  |  |  | 9.2422 | 0 | 0 | 0 | 12.0325 | -2.7903 | 0 |  | kWh | 0 | 5.6 | Residential |  | Annual | [5 empty] | 9 | 0.89 |  |  |  | 0 | 0 | 1.54 | 0 | 0 | 0 | 0 | 0 | 0 | 0 | 0 | 0 | 2006 Qtr 1: 0; 2006 Qtr 2: 0; 2006 Qtr 3: 0; 2006 Qtr 4: 0; 2007 Qtr 1: 0; 2007 Qtr 2: 0; 2007 Qtr 3: 1.54; 2007 Qtr 4: 0; 2008 Qtr 1: 0; 2008 Qtr 2: 0; 2008 Qtr 3: 0; 2008 Qtr 4: 0 | 1.54
0 | 255003-Faucet Aerator |  | 10 | Residential | 04-DMO-ResidentialMobileHome–DoubleWide-WAT_HEAT | 0 |  |  |  |  | 9.2422 | 0 | 0 | 0 | 12.0346 | -2.7924 | 0 |  | kWh | 0 | 5.6 | Residential |  | Annual | [5 empty] | 9 | 0.89 |  |  |  | 0 | 0 | 2.31 | 0 | 0 | 0 | 0 | 0 | 0 | 0 | 0 | 0 | 2006 Qtr 1: 0; 2006 Qtr 2: 0; 2006 Qtr 3: 0; 2006 Qtr 4: 0; 2007 Qtr 1: 0; 2007 Qtr 2: 0; 2007 Qtr 3: 2.31; 2007 Qtr 4: 0; 2008 Qtr 1: 0; 2008 Qtr 2: 0; 2008 Qtr 3: 0; 2008 Qtr 4: 0 | 2.31
0 | 255003-Faucet Aerator |  | 10 | Residential | 04-DMO-ResidentialMobileHome–DoubleWide-WAT_HEAT | 0 |  |  |  |  | 9.2422 | 0 | 0 | 0 | 12.0325 | -2.7903 | 0 |  | kWh | 0 | 5.6 | Residential |  | Annual | [5 empty] | 9 | 0.89 |  |  |  | 0 | 0 | 1.54 | 0 | 0 | 0 | 0 | 0 | 0 | 0 | 0 | 0 | 2006 Qtr 1: 0; 2006 Qtr 2: 0; 2006 Qtr 3: 0; 2006 Qtr 4: 0; 2007 Qtr 1: 0; 2007 Qtr 2: 0; 2007 Qtr 3: 1.54; 2007 Qtr 4: 0; 2008 Qtr 1: 0; 2008 Qtr 2: 0; 2008 Qtr 3: 0; 2008 Qtr 4: 0 | 1.54
0 | 255003-Faucet Aerator |  | 10 | Residential | 04-DMO-ResidentialMobileHome–DoubleWide-WAT_HEAT | 0 |  |  |  |  | 9.2422 | 0 | 0 | 0 | 12.0338 | -2.7916 | 0 |  | kWh | 0 | 5.6 | Residential |  | Annual | [5 empty] | 9 | 0.89 |  |  |  | 0 | 0 | 3.85 | 0 | 0 | 0 | 0 | 0 | 0 | 0 | 0 | 0 | 2006 Qtr 1: 0; 2006 Qtr 2: 0; 2006 Qtr 3: 0; 2006 Qtr 4: 0; 2007 Qtr 1: 0; 2007 Qtr 2: 0; 2007 Qtr 3: 3.85; 2007 Qtr 4: 0; 2008 Qtr 1: 0; 2008 Qtr 2: 0; 2008 Qtr 3: 0; 2008 Qtr 4: 0 | 3.85
0 | 255003-Faucet Aerator |  | 10 | Residential | 04-DMO-ResidentialMobileHome–DoubleWide-WAT_HEAT | 0 |  |  |  |  | 9.2422 | 0 | 0 | 0 | 12.0357 | -2.7935 | 0 |  | kWh | 0 | 5.6 | Residential |  | Annual | [5 empty] | 9 | 0.89 |  |  |  | 0 | 0 | 3.08 | 0 | 0 | 0 | 0 | 0 | 0 | 0 | 0 | 0 | 2006 Qtr 1: 0; 2006 Qtr 2: 0; 2006 Qtr 3: 0; 2006 Qtr 4: 0; 2007 Qtr 1: 0; 2007 Qtr 2: 0; 2007 Qtr 3: 3.08; 2007 Qtr 4: 0; 2008 Qtr 1: 0; 2008 Qtr 2: 0; 2008 Qtr 3: 0; 2008 Qtr 4: 0 | 3.08
0 | 255003-Faucet Aerator |  | 10 | Residential | 04-DMO-ResidentialMobileHome–DoubleWide-WAT_HEAT | 0 |  |  |  |  | 9.2422 | 0 | 0 | 0 | 12.0346 | -2.7924 | 0 |  | kWh | 0 | 5.6 | Residential |  | Annual | [5 empty] | 9 | 0.89 |  |  |  | 0 | 0 | 2.31 | 0 | 0 | 0 | 0 | 0 | 0 | 0 | 0 | 0 | 2006 Qtr 1: 0; 2006 Qtr 2: 0; 2006 Qtr 3: 0; 2006 Qtr 4: 0; 2007 Qtr 1: 0; 2007 Qtr 2: 0; 2007 Qtr 3: 2.31; 2007 Qtr 4: 0; 2008 Qtr 1: 0; 2008 Qtr 2: 0; 2008 Qtr 3: 0; 2008 Qtr 4: 0 | 2.31
0 | 255003-Faucet Aerator |  | 10 | Residential | 04-DMO-ResidentialMobileHome–DoubleWide-WAT_HEAT | 0 |  |  |  |  | 9.2422 | 0 | 0 | 0 | 12.0357 | -2.7935 | 0 |  | kWh | 0 | 5.6 | Residential |  | Annual | [5 empty] | 9 | 0.89 |  |  |  | 0 | 0 | 3.08 | 0 | 0 | 0 | 0 | 0 | 0 | 0 | 0 | 0 | 2006 Qtr 1: 0; 2006 Qtr 2: 0; 2006 Qtr 3: 0; 2006 Qtr 4: 0; 2007 Qtr 1: 0; 2007 Qtr 2: 0; 2007 Qtr 3: 3.08; 2007 Qtr 4: 0; 2008 Qtr 1: 0; 2008 Qtr 2: 0; 2008 Qtr 3: 0; 2008 Qtr 4: 0 | 3.08
0 | 255003-Faucet Aerator |  | 10 | Residential | 04-DMO-ResidentialMobileHome–DoubleWide-WAT_HEAT | 0 |  |  |  |  | 9.2422 | 0 | 0 | 0 | 12.0325 | -2.7903 | 0 |  | kWh | 0 | 5.6 | Residential |  | Annual | [5 empty] | 9 | 0.89 |  |  |  | 0 | 0 | 1.54 | 0 | 0 | 0 | 0 | 0 | 0 | 0 | 0 | 0 | 2006 Qtr 1: 0; 2006 Qtr 2: 0; 2006 Qtr 3: 0; 2006 Qtr 4: 0; 2007 Qtr 1: 0; 2007 Qtr 2: 0; 2007 Qtr 3: 1.54; 2007 Qtr 4: 0; 2008 Qtr 1: 0; 2008 Qtr 2: 0; 2008 Qtr 3: 0; 2008 Qtr 4: 0 | 1.54
0 | 255003-Faucet Aerator |  | 7 | Residential | 04-DMO-ResidentialMobileHome–DoubleWide-WAT_HEAT | 0 |  |  |  |  | 9.2422 | 0 | 0 | 0 | 12.0346 | -2.7924 | 0 |  | kWh | 0 | 5.6 | Residential |  | Annual | [5 empty] | 9 | 0.89 |  |  |  | 0 | 0 | 2.31 | 0 | 0 | 0 | 0 | 0 | 0 | 0 | 0 | 0 | 2006 Qtr 1: 0; 2006 Qtr 2: 0; 2006 Qtr 3: 0; 2006 Qtr 4: 0; 2007 Qtr 1: 0; 2007 Qtr 2: 0; 2007 Qtr 3: 2.31; 2007 Qtr 4: 0; 2008 Qtr 1: 0; 2008 Qtr 2: 0; 2008 Qtr 3: 0; 2008 Qtr 4: 0 | 2.31
0 | 255003-Faucet Aerator |  | 10 | Residential | 04-DMO-ResidentialMobileHome–DoubleWide-WAT_HEAT | 0 |  |  |  |  | 9.2422 | 0 | 0 | 0 | 12.0346 | -2.7924 | 0 |  | kWh | 0 | 5.6 | Residential |  | Annual | [5 empty] | 9 | 0.89 |  |  |  | 0 | 0 | 2.31 | 0 | 0 | 0 | 0 | 0 | 0 | 0 | 0 | 0 | 2006 Qtr 1: 0; 2006 Qtr 2: 0; 2006 Qtr 3: 0; 2006 Qtr 4: 0; 2007 Qtr 1: 0; 2007 Qtr 2: 0; 2007 Qtr 3: 2.31; 2007 Qtr 4: 0; 2008 Qtr 1: 0; 2008 Qtr 2: 0; 2008 Qtr 3: 0; 2008 Qtr 4: 0 | 2.31
0 | 255003-Faucet Aerator |  | 7 | Residential | 04-DMO-ResidentialMobileHome–DoubleWide-WAT_HEAT | 0 |  |  |  |  | 9.2422 | 0 | 0 | 0 | 12.0325 | -2.7903 | 0 |  | kWh | 0 | 5.6 | Residential |  | Annual | [5 empty] | 9 | 0.89 |  |  |  | 0 | 0 | 1.54 | 0 | 0 | 0 | 0 | 0 | 0 | 0 | 0 | 0 | 2006 Qtr 1: 0; 2006 Qtr 2: 0; 2006 Qtr 3: 0; 2006 Qtr 4: 0; 2007 Qtr 1: 0; 2007 Qtr 2: 0; 2007 Qtr 3: 1.54; 2007 Qtr 4: 0; 2008 Qtr 1: 0; 2008 Qtr 2: 0; 2008 Qtr 3: 0; 2008 Qtr 4: 0 | 1.54
0 | 255003-Faucet Aerator |  | 7 | Residential | 04-DMO-ResidentialMobileHome–DoubleWide-WAT_HEAT | 0 |  |  |  |  | 9.2422 | 0 | 0 | 0 | 12.0325 | -2.7903 | 0 |  | kWh | 0 | 5.6 | Residential |  | Annual | [5 empty] | 9 | 0.89 |  |  |  | 0 | 0 | 1.54 | 0 | 0 | 0 | 0 | 0 | 0 | 0 | 0 | 0 | 2006 Qtr 1: 0; 2006 Qtr 2: 0; 2006 Qtr 3: 0; 2006 Qtr 4: 0; 2007 Qtr 1: 0; 2007 Qtr 2: 0; 2007 Qtr 3: 1.54; 2007 Qtr 4: 0; 2008 Qtr 1: 0; 2008 Qtr 2: 0; 2008 Qtr 3: 0; 2008 Qtr 4: 0 | 1.54
0 | 255003-Faucet Aerator |  | 10 | Residential | 04-DMO-ResidentialMobileHome–DoubleWide-WAT_HEAT | 0 |  |  |  |  | 9.2422 | 0 | 0 | 0 | 12.0325 | -2.7903 | 0 |  | kWh | 0 | 5.6 | Residential |  | Annual | [5 empty] | 9 | 0.89 |  |  |  | 0 | 0 | 1.54 | 0 | 0 | 0 | 0 | 0 | 0 | 0 | 0 | 0 | 2006 Qtr 1: 0; 2006 Qtr 2: 0; 2006 Qtr 3: 0; 2006 Qtr 4: 0; 2007 Qtr 1: 0; 2007 Qtr 2: 0; 2007 Qtr 3: 1.54; 2007 Qtr 4: 0; 2008 Qtr 1: 0; 2008 Qtr 2: 0; 2008 Qtr 3: 0; 2008 Qtr 4: 0 | 1.54
0 | 255003-Faucet Aerator |  | 10 | Residential | 04-DMO-ResidentialMobileHome–DoubleWide-WAT_HEAT | 0 |  |  |  |  | 9.2422 | 0 | 0 | 0 | 12.0325 | -2.7903 | 0 |  | kWh | 0 | 5.6 | Residential |  | Annual | [5 empty] | 9 | 0.89 |  |  |  | 0 | 0 | 1.54 | 0 | 0 | 0 | 0 | 0 | 0 | 0 | 0 | 0 | 2006 Qtr 1: 0; 2006 Qtr 2: 0; 2006 Qtr 3: 0; 2006 Qtr 4: 0; 2007 Qtr 1: 0; 2007 Qtr 2: 0; 2007 Qtr 3: 1.54; 2007 Qtr 4: 0; 2008 Qtr 1: 0; 2008 Qtr 2: 0; 2008 Qtr 3: 0; 2008 Qtr 4: 0 | 1.54
0 | 255003-Faucet Aerator |  | 10 | Residential | 04-DMO-ResidentialMobileHome–DoubleWide-WAT_HEAT | 0 |  |  |  |  | 9.2422 | 0 | 0 | 0 | 12.0357 | -2.7935 | 0 |  | kWh | 0 | 5.6 | Residential |  | Annual | [5 empty] | 9 | 0.89 |  |  |  | 0 | 0 | 3.08 | 0 | 0 | 0 | 0 | 0 | 0 | 0 | 0 | 0 | 2006 Qtr 1: 0; 2006 Qtr 2: 0; 2006 Qtr 3: 0; 2006 Qtr 4: 0; 2007 Qtr 1: 0; 2007 Qtr 2: 0; 2007 Qtr 3: 3.08; 2007 Qtr 4: 0; 2008 Qtr 1: 0; 2008 Qtr 2: 0; 2008 Qtr 3: 0; 2008 Qtr 4: 0 | 3.08
0 | 255003-Faucet Aerator |  | 7 | Residential | 04-DMO-ResidentialMobileHome–DoubleWide-WAT_HEAT | 0 |  |  |  |  | 9.2422 | 0 | 0 | 0 | 12.0325 | -2.7903 | 0 |  | kWh | 0 | 5.6 | Residential |  | Annual | [5 empty] | 9 | 0.89 |  |  |  | 0 | 0 | 1.54 | 0 | 0 | 0 | 0 | 0 | 0 | 0 | 0 | 0 | 2006 Qtr 1: 0; 2006 Qtr 2: 0; 2006 Qtr 3: 0; 2006 Qtr 4: 0; 2007 Qtr 1: 0; 2007 Qtr 2: 0; 2007 Qtr 3: 1.54; 2007 Qtr 4: 0; 2008 Qtr 1: 0; 2008 Qtr 2: 0; 2008 Qtr 3: 0; 2008 Qtr 4: 0 | 1.54
0 | 255003-Faucet Aerator |  | 10 | Residential | 04-DMO-ResidentialMobileHome–DoubleWide-WAT_HEAT | 0 |  |  |  |  | 9.2422 | 0 | 0 | 0 | 12.0346 | -2.7924 | 0 |  | kWh | 0 | 5.6 | Residential |  | Annual | [5 empty] | 9 | 0.89 |  |  |  | 0 | 0 | 2.31 | 0 | 0 | 0 | 0 | 0 | 0 | 0 | 0 | 0 | 2006 Qtr 1: 0; 2006 Qtr 2: 0; 2006 Qtr 3: 0; 2006 Qtr 4: 0; 2007 Qtr 1: 0; 2007 Qtr 2: 0; 2007 Qtr 3: 2.31; 2007 Qtr 4: 0; 2008 Qtr 1: 0; 2008 Qtr 2: 0; 2008 Qtr 3: 0; 2008 Qtr 4: 0 | 2.31
0 | 255003-Faucet Aerator |  | 10 | Residential | 04-DMO-ResidentialMobileHome–DoubleWide-WAT_HEAT | 0 |  |  |  |  | 9.2422 | 0 | 0 | 0 | 12.0346 | -2.7924 | 0 |  | kWh | 0 | 5.6 | Residential |  | Annual | [5 empty] | 9 | 0.89 |  |  |  | 0 | 0 | 2.31 | 0 | 0 | 0 | 0 | 0 | 0 | 0 | 0 | 0 | 2006 Qtr 1: 0; 2006 Qtr 2: 0; 2006 Qtr 3: 0; 2006 Qtr 4: 0; 2007 Qtr 1: 0; 2007 Qtr 2: 0; 2007 Qtr 3: 2.31; 2007 Qtr 4: 0; 2008 Qtr 1: 0; 2008 Qtr 2: 0; 2008 Qtr 3: 0; 2008 Qtr 4: 0 | 2.31
0 | 255003-Faucet Aerator |  | 10 | Residential | 04-DMO-ResidentialMobileHome–DoubleWide-WAT_HEAT | 0 |  |  |  |  | 9.2422 | 0 | 0 | 0 | 12.0346 | -2.7924 | 0 |  | kWh | 0 | 5.6 | Residential |  | Annual | [5 empty] | 9 | 0.89 |  |  |  | 0 | 0 | 2.31 | 0 | 0 | 0 | 0 | 0 | 0 | 0 | 0 | 0 | 2006 Qtr 1: 0; 2006 Qtr 2: 0; 2006 Qtr 3: 0; 2006 Qtr 4: 0; 2007 Qtr 1: 0; 2007 Qtr 2: 0; 2007 Qtr 3: 2.31; 2007 Qtr 4: 0; 2008 Qtr 1: 0; 2008 Qtr 2: 0; 2008 Qtr 3: 0; 2008 Qtr 4: 0 | 2.31
0 | 255003-Faucet Aerator |  | 10 | Residential | 04-DMO-ResidentialMobileHome–DoubleWide-WAT_HEAT | 0 |  |  |  |  | 9.2422 | 0 | 0 | 0 | 12.0325 | -2.7903 | 0 |  | kWh | 0 | 5.6 | Residential |  | Annual | [5 empty] | 9 | 0.89 |  |  |  | 0 | 0 | 1.54 | 0 | 0 | 0 | 0 | 0 | 0 | 0 | 0 | 0 | 2006 Qtr 1: 0; 2006 Qtr 2: 0; 2006 Qtr 3: 0; 2006 Qtr 4: 0; 2007 Qtr 1: 0; 2007 Qtr 2: 0; 2007 Qtr 3: 1.54; 2007 Qtr 4: 0; 2008 Qtr 1: 0; 2008 Qtr 2: 0; 2008 Qtr 3: 0; 2008 Qtr 4: 0 | 1.54
0 | 255003-Faucet Aerator |  | 7 | Residential | 04-DMO-ResidentialMobileHome–DoubleWide-WAT_HEAT | 0 |  |  |  |  | 9.2422 | 0 | 0 | 0 | 12.039 | -2.7968 | 0 |  | kWh | 0 | 5.6 | Residential |  | Annual | [5 empty] | 9 | 0.89 |  |  |  | 0 | 0 | 0.77 | 0 | 0 | 0 | 0 | 0 | 0 | 0 | 0 | 0 | 2006 Qtr 1: 0; 2006 Qtr 2: 0; 2006 Qtr 3: 0; 2006 Qtr 4: 0; 2007 Qtr 1: 0; 2007 Qtr 2: 0; 2007 Qtr 3: 0.77; 2007 Qtr 4: 0; 2008 Qtr 1: 0; 2008 Qtr 2: 0; 2008 Qtr 3: 0; 2008 Qtr 4: 0 | 0.77
0 | 255003-Faucet Aerator |  | 10 | Residential | 04-DMO-ResidentialMobileHome–DoubleWide-WAT_HEAT | 0 |  |  |  |  | 9.2422 | 0 | 0 | 0 | 12.0346 | -2.7924 | 0 |  | kWh | 0 | 5.6 | Residential |  | Annual | [5 empty] | 9 | 0.89 |  |  |  | 0 | 0 | 2.31 | 0 | 0 | 0 | 0 | 0 | 0 | 0 | 0 | 0 | 2006 Qtr 1: 0; 2006 Qtr 2: 0; 2006 Qtr 3: 0; 2006 Qtr 4: 0; 2007 Qtr 1: 0; 2007 Qtr 2: 0; 2007 Qtr 3: 2.31; 2007 Qtr 4: 0; 2008 Qtr 1: 0; 2008 Qtr 2: 0; 2008 Qtr 3: 0; 2008 Qtr 4: 0 | 2.31
0 | 255003-Faucet Aerator |  | 10 | Residential | 04-DMO-ResidentialMobileHome–DoubleWide-WAT_HEAT | 0 |  |  |  |  | 9.2422 | 0 | 0 | 0 | 12.0346 | -2.7924 | 0 |  | kWh | 0 | 5.6 | Residential |  | Annual | [5 empty] | 9 | 0.89 |  |  |  | 0 | 0 | 2.31 | 0 | 0 | 0 | 0 | 0 | 0 | 0 | 0 | 0 | 2006 Qtr 1: 0; 2006 Qtr 2: 0; 2006 Qtr 3: 0; 2006 Qtr 4: 0; 2007 Qtr 1: 0; 2007 Qtr 2: 0; 2007 Qtr 3: 2.31; 2007 Qtr 4: 0; 2008 Qtr 1: 0; 2008 Qtr 2: 0; 2008 Qtr 3: 0; 2008 Qtr 4: 0 | 2.31
0 | 255003-Faucet Aerator |  | 7 | Residential | 04-DMO-ResidentialMobileHome–DoubleWide-WAT_HEAT | 0 |  |  |  |  | 9.2422 | 0 | 0 | 0 | 12.0325 | -2.7903 | 0 |  | kWh | 0 | 5.6 | Residential |  | Annual | [5 empty] | 9 | 0.89 |  |  |  | 0 | 0 | 1.54 | 0 | 0 | 0 | 0 | 0 | 0 | 0 | 0 | 0 | 2006 Qtr 1: 0; 2006 Qtr 2: 0; 2006 Qtr 3: 0; 2006 Qtr 4: 0; 2007 Qtr 1: 0; 2007 Qtr 2: 0; 2007 Qtr 3: 1.54; 2007 Qtr 4: 0; 2008 Qtr 1: 0; 2008 Qtr 2: 0; 2008 Qtr 3: 0; 2008 Qtr 4: 0 | 1.54
0 | 255003-Faucet Aerator |  | 10 | Residential | 04-DMO-ResidentialMobileHome–DoubleWide-WAT_HEAT | 0 |  |  |  |  | 9.2422 | 0 | 0 | 0 | 12.0357 | -2.7935 | 0 |  | kWh | 0 | 5.6 | Residential |  | Annual | [5 empty] | 9 | 0.89 |  |  |  | 0 | 0 | 3.08 | 0 | 0 | 0 | 0 | 0 | 0 | 0 | 0 | 0 | 2006 Qtr 1: 0; 2006 Qtr 2: 0; 2006 Qtr 3: 0; 2006 Qtr 4: 0; 2007 Qtr 1: 0; 2007 Qtr 2: 0; 2007 Qtr 3: 3.08; 2007 Qtr 4: 0; 2008 Qtr 1: 0; 2008 Qtr 2: 0; 2008 Qtr 3: 0; 2008 Qtr 4: 0 | 3.08
0 | 255003-Faucet Aerator |  | 7 | Residential | 04-DMO-ResidentialMobileHome–DoubleWide-WAT_HEAT | 0 |  |  |  |  | 9.2422 | 0 | 0 | 0 | 12.0325 | -2.7903 | 0 |  | kWh | 0 | 5.6 | Residential |  | Annual | [5 empty] | 9 | 0.89 |  |  |  | 0 | 0 | 1.54 | 0 | 0 | 0 | 0 | 0 | 0 | 0 | 0 | 0 | 2006 Qtr 1: 0; 2006 Qtr 2: 0; 2006 Qtr 3: 0; 2006 Qtr 4: 0; 2007 Qtr 1: 0; 2007 Qtr 2: 0; 2007 Qtr 3: 1.54; 2007 Qtr 4: 0; 2008 Qtr 1: 0; 2008 Qtr 2: 0; 2008 Qtr 3: 0; 2008 Qtr 4: 0 | 1.54
0 | 255003-Faucet Aerator |  | 10 | Residential | 04-DMO-ResidentialMobileHome–DoubleWide-WAT_HEAT | 0 |  |  |  |  | 9.2422 | 0 | 0 | 0 | 12.039 | -2.7968 | 0 |  | kWh | 0 | 5.6 | Residential |  | Annual | [5 empty] | 9 | 0.89 |  |  |  | 0 | 0 | 0.77 | 0 | 0 | 0 | 0 | 0 | 0 | 0 | 0 | 0 | 2006 Qtr 1: 0; 2006 Qtr 2: 0; 2006 Qtr 3: 0; 2006 Qtr 4: 0; 2007 Qtr 1: 0; 2007 Qtr 2: 0; 2007 Qtr 3: 0.77; 2007 Qtr 4: 0; 2008 Qtr 1: 0; 2008 Qtr 2: 0; 2008 Qtr 3: 0; 2008 Qtr 4: 0 | 0.77
0 | 255003-Faucet Aerator |  | 10 | Residential | 04-DMO-ResidentialMobileHome–DoubleWide-WAT_HEAT | 0 |  |  |  |  | 9.2422 | 0 | 0 | 0 | 12.0325 | -2.7903 | 0 |  | kWh | 0 | 5.6 | Residential |  | Annual | [5 empty] | 9 | 0.89 |  |  |  | 0 | 0 | 1.54 | 0 | 0 | 0 | 0 | 0 | 0 | 0 | 0 | 0 | 2006 Qtr 1: 0; 2006 Qtr 2: 0; 2006 Qtr 3: 0; 2006 Qtr 4: 0; 2007 Qtr 1: 0; 2007 Qtr 2: 0; 2007 Qtr 3: 1.54; 2007 Qtr 4: 0; 2008 Qtr 1: 0; 2008 Qtr 2: 0; 2008 Qtr 3: 0; 2008 Qtr 4: 0 | 1.54
0 | 255003-Faucet Aerator |  | 10 | Residential | 04-DMO-ResidentialMobileHome–DoubleWide-WAT_HEAT | 0 |  |  |  |  | 9.2422 | 0 | 0 | 0 | 12.0346 | -2.7924 | 0 |  | kWh | 0 | 5.6 | Residential |  | Annual | [5 empty] | 9 | 0.89 |  |  |  | 0 | 0 | 2.31 | 0 | 0 | 0 | 0 | 0 | 0 | 0 | 0 | 0 | 2006 Qtr 1: 0; 2006 Qtr 2: 0; 2006 Qtr 3: 0; 2006 Qtr 4: 0; 2007 Qtr 1: 0; 2007 Qtr 2: 0; 2007 Qtr 3: 2.31; 2007 Qtr 4: 0; 2008 Qtr 1: 0; 2008 Qtr 2: 0; 2008 Qtr 3: 0; 2008 Qtr 4: 0 | 2.31
0 | 255003-Faucet Aerator |  | 10 | Residential | 04-DMO-ResidentialMobileHome–DoubleWide-WAT_HEAT | 0 |  |  |  |  | 9.2422 | 0 | 0 | 0 | 12.0325 | -2.7903 | 0 |  | kWh | 0 | 5.6 | Residential |  | Annual | [5 empty] | 9 | 0.89 |  |  |  | 0 | 0 | 1.54 | 0 | 0 | 0 | 0 | 0 | 0 | 0 | 0 | 0 | 2006 Qtr 1: 0; 2006 Qtr 2: 0; 2006 Qtr 3: 0; 2006 Qtr 4: 0; 2007 Qtr 1: 0; 2007 Qtr 2: 0; 2007 Qtr 3: 1.54; 2007 Qtr 4: 0; 2008 Qtr 1: 0; 2008 Qtr 2: 0; 2008 Qtr 3: 0; 2008 Qtr 4: 0 | 1.54
0 | 255003-Faucet Aerator |  | 7 | Residential | 04-DMO-ResidentialMobileHome–DoubleWide-WAT_HEAT | 0 |  |  |  |  | 9.2422 | 0 | 0 | 0 | 12.0325 | -2.7903 | 0 |  | kWh | 0 | 5.6 | Residential |  | Annual | [5 empty] | 9 | 0.89 |  |  |  | 0 | 0 | 1.54 | 0 | 0 | 0 | 0 | 0 | 0 | 0 | 0 | 0 | 2006 Qtr 1: 0; 2006 Qtr 2: 0; 2006 Qtr 3: 0; 2006 Qtr 4: 0; 2007 Qtr 1: 0; 2007 Qtr 2: 0; 2007 Qtr 3: 1.54; 2007 Qtr 4: 0; 2008 Qtr 1: 0; 2008 Qtr 2: 0; 2008 Qtr 3: 0; 2008 Qtr 4: 0 | 1.54
0 | 255003-Faucet Aerator |  | 10 | Residential | 04-DMO-ResidentialMobileHome–DoubleWide-WAT_HEAT | 0 |  |  |  |  | 9.2422 | 0 | 0 | 0 | 12.0357 | -2.7935 | 0 |  | kWh | 0 | 5.6 | Residential |  | Annual | [5 empty] | 9 | 0.89 |  |  |  | 0 | 0 | 3.08 | 0 | 0 | 0 | 0 | 0 | 0 | 0 | 0 | 0 | 2006 Qtr 1: 0; 2006 Qtr 2: 0; 2006 Qtr 3: 0; 2006 Qtr 4: 0; 2007 Qtr 1: 0; 2007 Qtr 2: 0; 2007 Qtr 3: 3.08; 2007 Qtr 4: 0; 2008 Qtr 1: 0; 2008 Qtr 2: 0; 2008 Qtr 3: 0; 2008 Qtr 4: 0 | 3.08
0 | 255003-Faucet Aerator |  | 10 | Residential | 04-DMO-ResidentialMobileHome–DoubleWide-WAT_HEAT | 0 |  |  |  |  | 9.2422 | 0 | 0 | 0 | 12.0346 | -2.7924 | 0 |  | kWh | 0 | 5.6 | Residential |  | Annual | [5 empty] | 9 | 0.89 |  |  |  | 0 | 0 | 2.31 | 0 | 0 | 0 | 0 | 0 | 0 | 0 | 0 | 0 | 2006 Qtr 1: 0; 2006 Qtr 2: 0; 2006 Qtr 3: 0; 2006 Qtr 4: 0; 2007 Qtr 1: 0; 2007 Qtr 2: 0; 2007 Qtr 3: 2.31; 2007 Qtr 4: 0; 2008 Qtr 1: 0; 2008 Qtr 2: 0; 2008 Qtr 3: 0; 2008 Qtr 4: 0 | 2.31
0 | 255003-Faucet Aerator |  | 10 | Residential | 04-DMO-ResidentialMobileHome–DoubleWide-WAT_HEAT | 0 |  |  |  |  | 9.2422 | 0 | 0 | 0 | 12.0325 | -2.7903 | 0 |  | kWh | 0 | 5.6 | Residential |  | Annual | [5 empty] | 9 | 0.89 |  |  |  | 0 | 0 | 1.54 | 0 | 0 | 0 | 0 | 0 | 0 | 0 | 0 | 0 | 2006 Qtr 1: 0; 2006 Qtr 2: 0; 2006 Qtr 3: 0; 2006 Qtr 4: 0; 2007 Qtr 1: 0; 2007 Qtr 2: 0; 2007 Qtr 3: 1.54; 2007 Qtr 4: 0; 2008 Qtr 1: 0; 2008 Qtr 2: 0; 2008 Qtr 3: 0; 2008 Qtr 4: 0 | 1.54
0 | 255003-Faucet Aerator |  | 10 | Residential | 04-DMO-ResidentialMobileHome–DoubleWide-WAT_HEAT | 0 |  |  |  |  | 9.2422 | 0 | 0 | 0 | 12.039 | -2.7968 | 0 |  | kWh | 0 | 5.6 | Residential |  | Annual | [5 empty] | 9 | 0.89 |  |  |  | 0 | 0 | 0.77 | 0 | 0 | 0 | 0 | 0 | 0 | 0 | 0 | 0 | 2006 Qtr 1: 0; 2006 Qtr 2: 0; 2006 Qtr 3: 0; 2006 Qtr 4: 0; 2007 Qtr 1: 0; 2007 Qtr 2: 0; 2007 Qtr 3: 0.77; 2007 Qtr 4: 0; 2008 Qtr 1: 0; 2008 Qtr 2: 0; 2008 Qtr 3: 0; 2008 Qtr 4: 0 | 0.77
0 | 255003-Faucet Aerator |  | 10 | Residential | 04-DMO-ResidentialMobileHome–DoubleWide-WAT_HEAT | 0 |  |  |  |  | 9.2422 | 0 | 0 | 0 | 12.0325 | -2.7903 | 0 |  | kWh | 0 | 5.6 | Residential |  | Annual | [5 empty] | 9 | 0.89 |  |  |  | 0 | 0 | 1.54 | 0 | 0 | 0 | 0 | 0 | 0 | 0 | 0 | 0 | 2006 Qtr 1: 0; 2006 Qtr 2: 0; 2006 Qtr 3: 0; 2006 Qtr 4: 0; 2007 Qtr 1: 0; 2007 Qtr 2: 0; 2007 Qtr 3: 1.54; 2007 Qtr 4: 0; 2008 Qtr 1: 0; 2008 Qtr 2: 0; 2008 Qtr 3: 0; 2008 Qtr 4: 0 | 1.54
0 | 255003-Faucet Aerator |  | 10 | Residential | 04-DMO-ResidentialMobileHome–DoubleWide-WAT_HEAT | 0 |  |  |  |  | 9.2422 | 0 | 0 | 0 | 12.0325 | -2.7903 | 0 |  | kWh | 0 | 5.6 | Residential |  | Annual | [5 empty] | 9 | 0.89 |  |  |  | 0 | 0 | 1.54 | 0 | 0 | 0 | 0 | 0 | 0 | 0 | 0 | 0 | 2006 Qtr 1: 0; 2006 Qtr 2: 0; 2006 Qtr 3: 0; 2006 Qtr 4: 0; 2007 Qtr 1: 0; 2007 Qtr 2: 0; 2007 Qtr 3: 1.54; 2007 Qtr 4: 0; 2008 Qtr 1: 0; 2008 Qtr 2: 0; 2008 Qtr 3: 0; 2008 Qtr 4: 0 | 1.54
0 | 255003-Faucet Aerator |  | 10 | Residential | 04-DMO-ResidentialMobileHome–DoubleWide-WAT_HEAT | 0 |  |  |  |  | 9.2422 | 0 | 0 | 0 | 12.0325 | -2.7903 | 0 |  | kWh | 0 | 5.6 | Residential |  | Annual | [5 empty] | 9 | 0.89 |  |  |  | 0 | 0 | 1.54 | 0 | 0 | 0 | 0 | 0 | 0 | 0 | 0 | 0 | 2006 Qtr 1: 0; 2006 Qtr 2: 0; 2006 Qtr 3: 0; 2006 Qtr 4: 0; 2007 Qtr 1: 0; 2007 Qtr 2: 0; 2007 Qtr 3: 1.54; 2007 Qtr 4: 0; 2008 Qtr 1: 0; 2008 Qtr 2: 0; 2008 Qtr 3: 0; 2008 Qtr 4: 0 | 1.54
0 | 255003-Faucet Aerator |  | 7 | Residential | 04-DMO-ResidentialMobileHome–DoubleWide-WAT_HEAT | 0 |  |  |  |  | 9.2422 | 0 | 0 | 0 | 12.039 | -2.7968 | 0 |  | kWh | 0 | 5.6 | Residential |  | Annual | [5 empty] | 9 | 0.89 |  |  |  | 0 | 0 | 0.77 | 0 | 0 | 0 | 0 | 0 | 0 | 0 | 0 | 0 | 2006 Qtr 1: 0; 2006 Qtr 2: 0; 2006 Qtr 3: 0; 2006 Qtr 4: 0; 2007 Qtr 1: 0; 2007 Qtr 2: 0; 2007 Qtr 3: 0.77; 2007 Qtr 4: 0; 2008 Qtr 1: 0; 2008 Qtr 2: 0; 2008 Qtr 3: 0; 2008 Qtr 4: 0 | 0.77
0 | 255003-Faucet Aerator |  | 10 | Residential | 04-DMO-ResidentialMobileHome–DoubleWide-WAT_HEAT | 0 |  |  |  |  | 9.2422 | 0 | 0 | 0 | 12.0346 | -2.7924 | 0 |  | kWh | 0 | 5.6 | Residential |  | Annual | [5 empty] | 9 | 0.89 |  |  |  | 0 | 0 | 2.31 | 0 | 0 | 0 | 0 | 0 | 0 | 0 | 0 | 0 | 2006 Qtr 1: 0; 2006 Qtr 2: 0; 2006 Qtr 3: 0; 2006 Qtr 4: 0; 2007 Qtr 1: 0; 2007 Qtr 2: 0; 2007 Qtr 3: 2.31; 2007 Qtr 4: 0; 2008 Qtr 1: 0; 2008 Qtr 2: 0; 2008 Qtr 3: 0; 2008 Qtr 4: 0 | 2.31
0 | 255003-Faucet Aerator |  | 7 | Residential | 04-DMO-ResidentialMobileHome–DoubleWide-WAT_HEAT | 0 |  |  |  |  | 9.2422 | 0 | 0 | 0 | 12.039 | -2.7968 | 0 |  | kWh | 0 | 5.6 | Residential |  | Annual | [5 empty] | 9 | 0.89 |  |  |  | 0 | 0 | 0.77 | 0 | 0 | 0 | 0 | 0 | 0 | 0 | 0 | 0 | 2006 Qtr 1: 0; 2006 Qtr 2: 0; 2006 Qtr 3: 0; 2006 Qtr 4: 0; 2007 Qtr 1: 0; 2007 Qtr 2: 0; 2007 Qtr 3: 0.77; 2007 Qtr 4: 0; 2008 Qtr 1: 0; 2008 Qtr 2: 0; 2008 Qtr 3: 0; 2008 Qtr 4: 0 | 0.77
0 | 255003-Faucet Aerator |  | 10 | Residential | 04-DMO-ResidentialMobileHome–DoubleWide-WAT_HEAT | 0 |  |  |  |  | 9.2422 | 0 | 0 | 0 | 12.0357 | -2.7935 | 0 |  | kWh | 0 | 5.6 | Residential |  | Annual | [5 empty] | 9 | 0.89 |  |  |  | 0 | 0 | 3.08 | 0 | 0 | 0 | 0 | 0 | 0 | 0 | 0 | 0 | 2006 Qtr 1: 0; 2006 Qtr 2: 0; 2006 Qtr 3: 0; 2006 Qtr 4: 0; 2007 Qtr 1: 0; 2007 Qtr 2: 0; 2007 Qtr 3: 3.08; 2007 Qtr 4: 0; 2008 Qtr 1: 0; 2008 Qtr 2: 0; 2008 Qtr 3: 0; 2008 Qtr 4: 0 | 3.08
0 | 255003-Faucet Aerator |  | 10 | Residential | 04-DMO-ResidentialMobileHome–DoubleWide-WAT_HEAT | 0 |  |  |  |  | 9.2422 | 0 | 0 | 0 | 12.0325 | -2.7903 | 0 |  | kWh | 0 | 5.6 | Residential |  | Annual | [5 empty] | 9 | 0.89 |  |  |  | 0 | 0 | 1.54 | 0 | 0 | 0 | 0 | 0 | 0 | 0 | 0 | 0 | 2006 Qtr 1: 0; 2006 Qtr 2: 0; 2006 Qtr 3: 0; 2006 Qtr 4: 0; 2007 Qtr 1: 0; 2007 Qtr 2: 0; 2007 Qtr 3: 1.54; 2007 Qtr 4: 0; 2008 Qtr 1: 0; 2008 Qtr 2: 0; 2008 Qtr 3: 0; 2008 Qtr 4: 0 | 1.54
0 | 255003-Faucet Aerator |  | 7 | Residential | 04-DMO-ResidentialMobileHome–DoubleWide-WAT_HEAT | 0 |  |  |  |  | 9.2422 | 0 | 0 | 0 | 12.0325 | -2.7903 | 0 |  | kWh | 0 | 5.6 | Residential |  | Annual | [5 empty] | 9 | 0.89 |  |  |  | 0 | 0 | 1.54 | 0 | 0 | 0 | 0 | 0 | 0 | 0 | 0 | 0 | 2006 Qtr 1: 0; 2006 Qtr 2: 0; 2006 Qtr 3: 0; 2006 Qtr 4: 0; 2007 Qtr 1: 0; 2007 Qtr 2: 0; 2007 Qtr 3: 1.54; 2007 Qtr 4: 0; 2008 Qtr 1: 0; 2008 Qtr 2: 0; 2008 Qtr 3: 0; 2008 Qtr 4: 0 | 1.54
0 | 255003-Faucet Aerator |  | 7 | Residential | 04-DMO-ResidentialMobileHome–DoubleWide-WAT_HEAT | 0 |  |  |  |  | 9.2422 | 0 | 0 | 0 | 12.0325 | -2.7903 | 0 |  | kWh | 0 | 5.6 | Residential |  | Annual | [5 empty] | 9 | 0.89 |  |  |  | 0 | 0 | 1.54 | 0 | 0 | 0 | 0 | 0 | 0 | 0 | 0 | 0 | 2006 Qtr 1: 0; 2006 Qtr 2: 0; 2006 Qtr 3: 0; 2006 Qtr 4: 0; 2007 Qtr 1: 0; 2007 Qtr 2: 0; 2007 Qtr 3: 1.54; 2007 Qtr 4: 0; 2008 Qtr 1: 0; 2008 Qtr 2: 0; 2008 Qtr 3: 0; 2008 Qtr 4: 0 | 1.54
0 | 255003-Faucet Aerator |  | 7 | Residential | 04-DMO-ResidentialMobileHome–DoubleWide-WAT_HEAT | 0 |  |  |  |  | 9.2422 | 0 | 0 | 0 | 12.039 | -2.7968 | 0 |  | kWh | 0 | 5.6 | Residential |  | Annual | [5 empty] | 9 | 0.89 |  |  |  | 0 | 0 | 0.77 | 0 | 0 | 0 | 0 | 0 | 0 | 0 | 0 | 0 | 2006 Qtr 1: 0; 2006 Qtr 2: 0; 2006 Qtr 3: 0; 2006 Qtr 4: 0; 2007 Qtr 1: 0; 2007 Qtr 2: 0; 2007 Qtr 3: 0.77; 2007 Qtr 4: 0; 2008 Qtr 1: 0; 2008 Qtr 2: 0; 2008 Qtr 3: 0; 2008 Qtr 4: 0 | 0.77
0 | 255003-Faucet Aerator |  | 10 | Residential | 04-DMO-ResidentialMobileHome–DoubleWide-WAT_HEAT | 0 |  |  |  |  | 9.2422 | 0 | 0 | 0 | 12.039 | -2.7968 | 0 |  | kWh | 0 | 5.6 | Residential |  | Annual | [5 empty] | 9 | 0.89 |  |  |  | 0 | 0 | 0.77 | 0 | 0 | 0 | 0 | 0 | 0 | 0 | 0 | 0 | 2006 Qtr 1: 0; 2006 Qtr 2: 0; 2006 Qtr 3: 0; 2006 Qtr 4: 0; 2007 Qtr 1: 0; 2007 Qtr 2: 0; 2007 Qtr 3: 0.77; 2007 Qtr 4: 0; 2008 Qtr 1: 0; 2008 Qtr 2: 0; 2008 Qtr 3: 0; 2008 Qtr 4: 0 | 0.77
0 | 255003-Faucet Aerator |  | 7 | Residential | 04-DMO-ResidentialMobileHome–DoubleWide-WAT_HEAT | 0 |  |  |  |  | 9.2422 | 0 | 0 | 0 | 12.0357 | -2.7935 | 0 |  | kWh | 0 | 5.6 | Residential |  | Annual | [5 empty] | 9 | 0.89 |  |  |  | 0 | 0 | 3.08 | 0 | 0 | 0 | 0 | 0 | 0 | 0 | 0 | 0 | 2006 Qtr 1: 0; 2006 Qtr 2: 0; 2006 Qtr 3: 0; 2006 Qtr 4: 0; 2007 Qtr 1: 0; 2007 Qtr 2: 0; 2007 Qtr 3: 3.08; 2007 Qtr 4: 0; 2008 Qtr 1: 0; 2008 Qtr 2: 0; 2008 Qtr 3: 0; 2008 Qtr 4: 0 | 3.08
0 | 255003-Faucet Aerator |  | 10 | Residential | 04-DMO-ResidentialMobileHome–DoubleWide-WAT_HEAT | 0 |  |  |  |  | 9.2422 | 0 | 0 | 0 | 12.0325 | -2.7903 | 0 |  | kWh | 0 | 5.6 | Residential |  | Annual | [5 empty] | 9 | 0.89 |  |  |  | 0 | 0 | 1.54 | 0 | 0 | 0 | 0 | 0 | 0 | 0 | 0 | 0 | 2006 Qtr 1: 0; 2006 Qtr 2: 0; 2006 Qtr 3: 0; 2006 Qtr 4: 0; 2007 Qtr 1: 0; 2007 Qtr 2: 0; 2007 Qtr 3: 1.54; 2007 Qtr 4: 0; 2008 Qtr 1: 0; 2008 Qtr 2: 0; 2008 Qtr 3: 0; 2008 Qtr 4: 0 | 1.54
0 | 255003-Faucet Aerator |  | 10 | Residential | 04-DMO-ResidentialMobileHome–DoubleWide-WAT_HEAT | 0 |  |  |  |  | 9.2422 | 0 | 0 | 0 | 12.0346 | -2.7924 | 0 |  | kWh | 0 | 5.6 | Residential |  | Annual | [5 empty] | 9 | 0.89 |  |  |  | 0 | 0 | 2.31 | 0 | 0 | 0 | 0 | 0 | 0 | 0 | 0 | 0 | 2006 Qtr 1: 0; 2006 Qtr 2: 0; 2006 Qtr 3: 0; 2006 Qtr 4: 0; 2007 Qtr 1: 0; 2007 Qtr 2: 0; 2007 Qtr 3: 2.31; 2007 Qtr 4: 0; 2008 Qtr 1: 0; 2008 Qtr 2: 0; 2008 Qtr 3: 0; 2008 Qtr 4: 0 | 2.31
0 | 255003-Faucet Aerator |  | 10 | Residential | 04-DMO-ResidentialMobileHome–DoubleWide-WAT_HEAT | 0 |  |  |  |  | 9.2422 | 0 | 0 | 0 | 12.0325 | -2.7903 | 0 |  | kWh | 0 | 5.6 | Residential |  | Annual | [5 empty] | 9 | 0.89 |  |  |  | 0 | 0 | 1.54 | 0 | 0 | 0 | 0 | 0 | 0 | 0 | 0 | 0 | 2006 Qtr 1: 0; 2006 Qtr 2: 0; 2006 Qtr 3: 0; 2006 Qtr 4: 0; 2007 Qtr 1: 0; 2007 Qtr 2: 0; 2007 Qtr 3: 1.54; 2007 Qtr 4: 0; 2008 Qtr 1: 0; 2008 Qtr 2: 0; 2008 Qtr 3: 0; 2008 Qtr 4: 0 | 1.54
0 | 255003-Faucet Aerator |  | 10 | Residential | 04-DMO-ResidentialMobileHome–DoubleWide-WAT_HEAT | 0 |  |  |  |  | 9.2422 | 0 | 0 | 0 | 12.0325 | -2.7903 | 0 |  | kWh | 0 | 5.6 | Residential |  | Annual | [5 empty] | 9 | 0.89 |  |  |  | 0 | 0 | 1.54 | 0 | 0 | 0 | 0 | 0 | 0 | 0 | 0 | 0 | 2006 Qtr 1: 0; 2006 Qtr 2: 0; 2006 Qtr 3: 0; 2006 Qtr 4: 0; 2007 Qtr 1: 0; 2007 Qtr 2: 0; 2007 Qtr 3: 1.54; 2007 Qtr 4: 0; 2008 Qtr 1: 0; 2008 Qtr 2: 0; 2008 Qtr 3: 0; 2008 Qtr 4: 0 | 1.54
0 | 255003-Faucet Aerator |  | 10 | Residential | 04-DMO-ResidentialMobileHome–DoubleWide-WAT_HEAT | 0 |  |  |  |  | 9.2422 | 0 | 0 | 0 | 12.0357 | -2.7935 | 0 |  | kWh | 0 | 5.6 | Residential |  | Annual | [5 empty] | 9 | 0.89 |  |  |  | 0 | 0 | 3.08 | 0 | 0 | 0 | 0 | 0 | 0 | 0 | 0 | 0 | 2006 Qtr 1: 0; 2006 Qtr 2: 0; 2006 Qtr 3: 0; 2006 Qtr 4: 0; 2007 Qtr 1: 0; 2007 Qtr 2: 0; 2007 Qtr 3: 3.08; 2007 Qtr 4: 0; 2008 Qtr 1: 0; 2008 Qtr 2: 0; 2008 Qtr 3: 0; 2008 Qtr 4: 0 | 3.08
0 | 255003-Faucet Aerator |  | 7 | Residential | 04-DMO-ResidentialMobileHome–DoubleWide-WAT_HEAT | 0 |  |  |  |  | 9.2422 | 0 | 0 | 0 | 12.0325 | -2.7903 | 0 |  | kWh | 0 | 5.6 | Residential |  | Annual | [5 empty] | 9 | 0.89 |  |  |  | 0 | 0 | 1.54 | 0 | 0 | 0 | 0 | 0 | 0 | 0 | 0 | 0 | 2006 Qtr 1: 0; 2006 Qtr 2: 0; 2006 Qtr 3: 0; 2006 Qtr 4: 0; 2007 Qtr 1: 0; 2007 Qtr 2: 0; 2007 Qtr 3: 1.54; 2007 Qtr 4: 0; 2008 Qtr 1: 0; 2008 Qtr 2: 0; 2008 Qtr 3: 0; 2008 Qtr 4: 0 | 1.54
0 | 255003-Faucet Aerator |  | 10 | Residential | 04-DMO-ResidentialMobileHome–DoubleWide-WAT_HEAT | 0 |  |  |  |  | 9.2422 | 0 | 0 | 0 | 12.0346 | -2.7924 | 0 |  | kWh | 0 | 5.6 | Residential |  | Annual | [5 empty] | 9 | 0.89 |  |  |  | 0 | 0 | 2.31 | 0 | 0 | 0 | 0 | 0 | 0 | 0 | 0 | 0 | 2006 Qtr 1: 0; 2006 Qtr 2: 0; 2006 Qtr 3: 0; 2006 Qtr 4: 0; 2007 Qtr 1: 0; 2007 Qtr 2: 0; 2007 Qtr 3: 2.31; 2007 Qtr 4: 0; 2008 Qtr 1: 0; 2008 Qtr 2: 0; 2008 Qtr 3: 0; 2008 Qtr 4: 0 | 2.31
0 | 255003-Faucet Aerator |  | 10 | Residential | 04-DMO-ResidentialMobileHome–DoubleWide-WAT_HEAT | 0 |  |  |  |  | 9.2422 | 0 | 0 | 0 | 12.039 | -2.7968 | 0 |  | kWh | 0 | 5.6 | Residential |  | Annual | [5 empty] | 9 | 0.89 |  |  |  | 0 | 0 | 0.77 | 0 | 0 | 0 | 0 | 0 | 0 | 0 | 0 | 0 | 2006 Qtr 1: 0; 2006 Qtr 2: 0; 2006 Qtr 3: 0; 2006 Qtr 4: 0; 2007 Qtr 1: 0; 2007 Qtr 2: 0; 2007 Qtr 3: 0.77; 2007 Qtr 4: 0; 2008 Qtr 1: 0; 2008 Qtr 2: 0; 2008 Qtr 3: 0; 2008 Qtr 4: 0 | 0.77
0 | 255003-Faucet Aerator |  | 7 | Residential | 04-DMO-ResidentialMobileHome–DoubleWide-WAT_HEAT | 0 |  |  |  |  | 9.2422 | 0 | 0 | 0 | 12.0325 | -2.7903 | 0 |  | kWh | 0 | 5.6 | Residential |  | Annual | [5 empty] | 9 | 0.89 |  |  |  | 0 | 0 | 1.54 | 0 | 0 | 0 | 0 | 0 | 0 | 0 | 0 | 0 | 2006 Qtr 1: 0; 2006 Qtr 2: 0; 2006 Qtr 3: 0; 2006 Qtr 4: 0; 2007 Qtr 1: 0; 2007 Qtr 2: 0; 2007 Qtr 3: 1.54; 2007 Qtr 4: 0; 2008 Qtr 1: 0; 2008 Qtr 2: 0; 2008 Qtr 3: 0; 2008 Qtr 4: 0 | 1.54
0 | 255003-Faucet Aerator |  | 10 | Residential | 04-DMO-ResidentialMobileHome–DoubleWide-WAT_HEAT | 0 |  |  |  |  | 9.2422 | 0 | 0 | 0 | 12.0346 | -2.7924 | 0 |  | kWh | 0 | 5.6 | Residential |  | Annual | [5 empty] | 9 | 0.89 |  |  |  | 0 | 0 | 2.31 | 0 | 0 | 0 | 0 | 0 | 0 | 0 | 0 | 0 | 2006 Qtr 1: 0; 2006 Qtr 2: 0; 2006 Qtr 3: 0; 2006 Qtr 4: 0; 2007 Qtr 1: 0; 2007 Qtr 2: 0; 2007 Qtr 3: 2.31; 2007 Qtr 4: 0; 2008 Qtr 1: 0; 2008 Qtr 2: 0; 2008 Qtr 3: 0; 2008 Qtr 4: 0 | 2.31
0 | 255004-Low Flow Showerheads |  | 10 | Residential | 04-DMO-ResidentialMobileHome–DoubleWide-WAT_HEAT | 0 |  |  |  |  | 47.4375 | 0 | 0 | 0 | 34.6125 | 12.825 | 0 |  | kWh | 0 | 7.4 | Residential |  | Annual | [5 empty] | 10 | 0.89 |  |  |  | 0 | 0 | 0.8 | 0 | 0 | 0 | 0 | 0 | 0 | 0 | 0 | 0 | 2006 Qtr 1: 0; 2006 Qtr 2: 0; 2006 Qtr 3: 0; 2006 Qtr 4: 0; 2007 Qtr 1: 0; 2007 Qtr 2: 0; 2007 Qtr 3: 0.8; 2007 Qtr 4: 0; 2008 Qtr 1: 0; 2008 Qtr 2: 0; 2008 Qtr 3: 0; 2008 Qtr 4: 0 | 0.8
0 | 255004-Low Flow Showerheads |  | 7 | Residential | 04-DMO-ResidentialMobileHome–DoubleWide-WAT_HEAT | 0 |  |  |  |  | 47.4375 | 0 | 0 | 0 | 34.6125 | 12.825 | 0 |  | kWh | 0 | 7.4 | Residential |  | Annual | [5 empty] | 10 | 0.89 |  |  |  | 0 | 0 | 0.8 | 0 | 0 | 0 | 0 | 0 | 0 | 0 | 0 | 0 | 2006 Qtr 1: 0; 2006 Qtr 2: 0; 2006 Qtr 3: 0; 2006 Qtr 4: 0; 2007 Qtr 1: 0; 2007 Qtr 2: 0; 2007 Qtr 3: 0.8; 2007 Qtr 4: 0; 2008 Qtr 1: 0; 2008 Qtr 2: 0; 2008 Qtr 3: 0; 2008 Qtr 4: 0 | 0.8
0 | 255004-Low Flow Showerheads |  | 10 | Residential | 04-DMO-ResidentialMobileHome–DoubleWide-WAT_HEAT | 0 |  |  |  |  | 47.4375 | 0 | 0 | 0 | 34.6125 | 12.825 | 0 |  | kWh | 0 | 7.4 | Residential |  | Annual | [5 empty] | 10 | 0.89 |  |  |  | 0 | 0 | 1.6 | 0 | 0 | 0 | 0 | 0 | 0 | 0 | 0 | 0 | 2006 Qtr 1: 0; 2006 Qtr 2: 0; 2006 Qtr 3: 0; 2006 Qtr 4: 0; 2007 Qtr 1: 0; 2007 Qtr 2: 0; 2007 Qtr 3: 1.6; 2007 Qtr 4: 0; 2008 Qtr 1: 0; 2008 Qtr 2: 0; 2008 Qtr 3: 0; 2008 Qtr 4: 0 | 1.6
0 | 255004-Low Flow Showerheads |  | 7 | Residential | 04-DMO-ResidentialMobileHome–DoubleWide-WAT_HEAT | 0 |  |  |  |  | 47.4375 | 0 | 0 | 0 | 34.6125 | 12.825 | 0 |  | kWh | 0 | 7.4 | Residential |  | Annual | [5 empty] | 10 | 0.89 |  |  |  | 0 | 0 | 0.8 | 0 | 0 | 0 | 0 | 0 | 0 | 0 | 0 | 0 | 2006 Qtr 1: 0; 2006 Qtr 2: 0; 2006 Qtr 3: 0; 2006 Qtr 4: 0; 2007 Qtr 1: 0; 2007 Qtr 2: 0; 2007 Qtr 3: 0.8; 2007 Qtr 4: 0; 2008 Qtr 1: 0; 2008 Qtr 2: 0; 2008 Qtr 3: 0; 2008 Qtr 4: 0 | 0.8
0 | 255004-Low Flow Showerheads |  | 10 | Residential | 04-DMO-ResidentialMobileHome–DoubleWide-WAT_HEAT | 0 |  |  |  |  | 47.4375 | 0 | 0 | 0 | 34.6125 | 12.825 | 0 |  | kWh | 0 | 7.4 | Residential |  | Annual | [5 empty] | 10 | 0.89 |  |  |  | 0 | 0 | 1.6 | 0 | 0 | 0 | 0 | 0 | 0 | 0 | 0 | 0 | 2006 Qtr 1: 0; 2006 Qtr 2: 0; 2006 Qtr 3: 0; 2006 Qtr 4: 0; 2007 Qtr 1: 0; 2007 Qtr 2: 0; 2007 Qtr 3: 1.6; 2007 Qtr 4: 0; 2008 Qtr 1: 0; 2008 Qtr 2: 0; 2008 Qtr 3: 0; 2008 Qtr 4: 0 | 1.6
0 | 255004-Low Flow Showerheads |  | 7 | Residential | 04-DMO-ResidentialMobileHome–DoubleWide-WAT_HEAT | 0 |  |  |  |  | 47.4375 | 0 | 0 | 0 | 34.6125 | 12.825 | 0 |  | kWh | 0 | 7.4 | Residential |  | Annual | [5 empty] | 10 | 0.89 |  |  |  | 0 | 0 | 1.6 | 0 | 0 | 0 | 0 | 0 | 0 | 0 | 0 | 0 | 2006 Qtr 1: 0; 2006 Qtr 2: 0; 2006 Qtr 3: 0; 2006 Qtr 4: 0; 2007 Qtr 1: 0; 2007 Qtr 2: 0; 2007 Qtr 3: 1.6; 2007 Qtr 4: 0; 2008 Qtr 1: 0; 2008 Qtr 2: 0; 2008 Qtr 3: 0; 2008 Qtr 4: 0 | 1.6
0 | 255004-Low Flow Showerheads |  | 10 | Residential | 04-DMO-ResidentialMobileHome–DoubleWide-WAT_HEAT | 0 |  |  |  |  | 47.4375 | 0 | 0 | 0 | 34.6125 | 12.825 | 0 |  | kWh | 0 | 7.4 | Residential |  | Annual | [5 empty] | 10 | 0.89 |  |  |  | 0 | 0 | 0.8 | 0 | 0 | 0 | 0 | 0 | 0 | 0 | 0 | 0 | 2006 Qtr 1: 0; 2006 Qtr 2: 0; 2006 Qtr 3: 0; 2006 Qtr 4: 0; 2007 Qtr 1: 0; 2007 Qtr 2: 0; 2007 Qtr 3: 0.8; 2007 Qtr 4: 0; 2008 Qtr 1: 0; 2008 Qtr 2: 0; 2008 Qtr 3: 0; 2008 Qtr 4: 0 | 0.8
0 | 255004-Low Flow Showerheads |  | 10 | Residential | 04-DMO-ResidentialMobileHome–DoubleWide-WAT_HEAT | 0 |  |  |  |  | 47.4375 | 0 | 0 | 0 | 34.6125 | 12.825 | 0 |  | kWh | 0 | 7.4 | Residential |  | Annual | [5 empty] | 10 | 0.89 |  |  |  | 0 | 0 | 0.8 | 0 | 0 | 0 | 0 | 0 | 0 | 0 | 0 | 0 | 2006 Qtr 1: 0; 2006 Qtr 2: 0; 2006 Qtr 3: 0; 2006 Qtr 4: 0; 2007 Qtr 1: 0; 2007 Qtr 2: 0; 2007 Qtr 3: 0.8; 2007 Qtr 4: 0; 2008 Qtr 1: 0; 2008 Qtr 2: 0; 2008 Qtr 3: 0; 2008 Qtr 4: 0 | 0.8
0 | 255004-Low Flow Showerheads |  | 7 | Residential | 04-DMO-ResidentialMobileHome–DoubleWide-WAT_HEAT | 0 |  |  |  |  | 47.4375 | 0 | 0 | 0 | 34.6125 | 12.825 | 0 |  | kWh | 0 | 7.4 | Residential |  | Annual | [5 empty] | 10 | 0.89 |  |  |  | 0 | 0 | 0.8 | 0 | 0 | 0 | 0 | 0 | 0 | 0 | 0 | 0 | 2006 Qtr 1: 0; 2006 Qtr 2: 0; 2006 Qtr 3: 0; 2006 Qtr 4: 0; 2007 Qtr 1: 0; 2007 Qtr 2: 0; 2007 Qtr 3: 0.8; 2007 Qtr 4: 0; 2008 Qtr 1: 0; 2008 Qtr 2: 0; 2008 Qtr 3: 0; 2008 Qtr 4: 0 | 0.8
0 | 255004-Low Flow Showerheads |  | 10 | Residential | 04-DMO-ResidentialMobileHome–DoubleWide-WAT_HEAT | 0 |  |  |  |  | 47.4375 | 0 | 0 | 0 | 34.6125 | 12.825 | 0 |  | kWh | 0 | 7.4 | Residential |  | Annual | [5 empty] | 10 | 0.89 |  |  |  | 0 | 0 | 1.6 | 0 | 0 | 0 | 0 | 0 | 0 | 0 | 0 | 0 | 2006 Qtr 1: 0; 2006 Qtr 2: 0; 2006 Qtr 3: 0; 2006 Qtr 4: 0; 2007 Qtr 1: 0; 2007 Qtr 2: 0; 2007 Qtr 3: 1.6; 2007 Qtr 4: 0; 2008 Qtr 1: 0; 2008 Qtr 2: 0; 2008 Qtr 3: 0; 2008 Qtr 4: 0 | 1.6
0 | 255004-Low Flow Showerheads |  | 10 | Residential | 04-DMO-ResidentialMobileHome–DoubleWide-WAT_HEAT | 0 |  |  |  |  | 47.4375 | 0 | 0 | 0 | 34.6125 | 12.825 | 0 |  | kWh | 0 | 7.4 | Residential |  | Annual | [5 empty] | 10 | 0.89 |  |  |  | 0 | 0 | 1.6 | 0 | 0 | 0 | 0 | 0 | 0 | 0 | 0 | 0 | 2006 Qtr 1: 0; 2006 Qtr 2: 0; 2006 Qtr 3: 0; 2006 Qtr 4: 0; 2007 Qtr 1: 0; 2007 Qtr 2: 0; 2007 Qtr 3: 1.6; 2007 Qtr 4: 0; 2008 Qtr 1: 0; 2008 Qtr 2: 0; 2008 Qtr 3: 0; 2008 Qtr 4: 0 | 1.6
0 | 255004-Low Flow Showerheads |  | 10 | Residential | 04-DMO-ResidentialMobileHome–DoubleWide-WAT_HEAT | 0 |  |  |  |  | 47.4375 | 0 | 0 | 0 | 34.6125 | 12.825 | 0 |  | kWh | 0 | 7.4 | Residential |  | Annual | [5 empty] | 10 | 0.89 |  |  |  | 0 | 0 | 1.6 | 0 | 0 | 0 | 0 | 0 | 0 | 0 | 0 | 0 | 2006 Qtr 1: 0; 2006 Qtr 2: 0; 2006 Qtr 3: 0; 2006 Qtr 4: 0; 2007 Qtr 1: 0; 2007 Qtr 2: 0; 2007 Qtr 3: 1.6; 2007 Qtr 4: 0; 2008 Qtr 1: 0; 2008 Qtr 2: 0; 2008 Qtr 3: 0; 2008 Qtr 4: 0 | 1.6
0 | 255004-Low Flow Showerheads |  | 10 | Residential | 04-DMO-ResidentialMobileHome–DoubleWide-WAT_HEAT | 0 |  |  |  |  | 47.4375 | 0 | 0 | 0 | 34.6125 | 12.825 | 0 |  | kWh | 0 | 7.4 | Residential |  | Annual | [5 empty] | 10 | 0.89 |  |  |  | 0 | 0 | 1.6 | 0 | 0 | 0 | 0 | 0 | 0 | 0 | 0 | 0 | 2006 Qtr 1: 0; 2006 Qtr 2: 0; 2006 Qtr 3: 0; 2006 Qtr 4: 0; 2007 Qtr 1: 0; 2007 Qtr 2: 0; 2007 Qtr 3: 1.6; 2007 Qtr 4: 0; 2008 Qtr 1: 0; 2008 Qtr 2: 0; 2008 Qtr 3: 0; 2008 Qtr 4: 0 | 1.6
0 | 255004-Low Flow Showerheads |  | 7 | Residential | 04-DMO-ResidentialMobileHome–DoubleWide-WAT_HEAT | 0 |  |  |  |  | 47.4375 | 0 | 0 | 0 | 34.6125 | 12.825 | 0 |  | kWh | 0 | 7.4 | Residential |  | Annual | [5 empty] | 10 | 0.89 |  |  |  | 0 | 0 | 1.6 | 0 | 0 | 0 | 0 | 0 | 0 | 0 | 0 | 0 | 2006 Qtr 1: 0; 2006 Qtr 2: 0; 2006 Qtr 3: 0; 2006 Qtr 4: 0; 2007 Qtr 1: 0; 2007 Qtr 2: 0; 2007 Qtr 3: 1.6; 2007 Qtr 4: 0; 2008 Qtr 1: 0; 2008 Qtr 2: 0; 2008 Qtr 3: 0; 2008 Qtr 4: 0 | 1.6
0 | 255004-Low Flow Showerheads |  | 10 | Residential | 04-DMO-ResidentialMobileHome–DoubleWide-WAT_HEAT | 0 |  |  |  |  | 47.4375 | 0 | 0 | 0 | 34.6125 | 12.825 | 0 |  | kWh | 0 | 7.4 | Residential |  | Annual | [5 empty] | 10 | 0.89 |  |  |  | 0 | 0 | 0.8 | 0 | 0 | 0 | 0 | 0 | 0 | 0 | 0 | 0 | 2006 Qtr 1: 0; 2006 Qtr 2: 0; 2006 Qtr 3: 0; 2006 Qtr 4: 0; 2007 Qtr 1: 0; 2007 Qtr 2: 0; 2007 Qtr 3: 0.8; 2007 Qtr 4: 0; 2008 Qtr 1: 0; 2008 Qtr 2: 0; 2008 Qtr 3: 0; 2008 Qtr 4: 0 | 0.8
0 | 255004-Low Flow Showerheads |  | 10 | Residential | 04-DMO-ResidentialMobileHome–DoubleWide-WAT_HEAT | 0 |  |  |  |  | 47.4375 | 0 | 0 | 0 | 34.6125 | 12.825 | 0 |  | kWh | 0 | 7.4 | Residential |  | Annual | [5 empty] | 10 | 0.89 |  |  |  | 0 | 0 | 1.6 | 0 | 0 | 0 | 0 | 0 | 0 | 0 | 0 | 0 | 2006 Qtr 1: 0; 2006 Qtr 2: 0; 2006 Qtr 3: 0; 2006 Qtr 4: 0; 2007 Qtr 1: 0; 2007 Qtr 2: 0; 2007 Qtr 3: 1.6; 2007 Qtr 4: 0; 2008 Qtr 1: 0; 2008 Qtr 2: 0; 2008 Qtr 3: 0; 2008 Qtr 4: 0 | 1.6
0 | 255004-Low Flow Showerheads |  | 10 | Residential | 04-DMO-ResidentialMobileHome–DoubleWide-WAT_HEAT | 0 |  |  |  |  | 47.4375 | 0 | 0 | 0 | 34.6125 | 12.825 | 0 |  | kWh | 0 | 7.4 | Residential |  | Annual | [5 empty] | 10 | 0.89 |  |  |  | 0 | 0 | 0.8 | 0 | 0 | 0 | 0 | 0 | 0 | 0 | 0 | 0 | 2006 Qtr 1: 0; 2006 Qtr 2: 0; 2006 Qtr 3: 0; 2006 Qtr 4: 0; 2007 Qtr 1: 0; 2007 Qtr 2: 0; 2007 Qtr 3: 0.8; 2007 Qtr 4: 0; 2008 Qtr 1: 0; 2008 Qtr 2: 0; 2008 Qtr 3: 0; 2008 Qtr 4: 0 | 0.8
0 | 255004-Low Flow Showerheads |  | 7 | Residential | 04-DMO-ResidentialMobileHome–DoubleWide-WAT_HEAT | 0 |  |  |  |  | 47.4375 | 0 | 0 | 0 | 34.6125 | 12.825 | 0 |  | kWh | 0 | 7.4 | Residential |  | Annual | [5 empty] | 10 | 0.89 |  |  |  | 0 | 0 | 0.8 | 0 | 0 | 0 | 0 | 0 | 0 | 0 | 0 | 0 | 2006 Qtr 1: 0; 2006 Qtr 2: 0; 2006 Qtr 3: 0; 2006 Qtr 4: 0; 2007 Qtr 1: 0; 2007 Qtr 2: 0; 2007 Qtr 3: 0.8; 2007 Qtr 4: 0; 2008 Qtr 1: 0; 2008 Qtr 2: 0; 2008 Qtr 3: 0; 2008 Qtr 4: 0 | 0.8
0 | 255004-Low Flow Showerheads |  | 7 | Residential | 04-DMO-ResidentialMobileHome–DoubleWide-WAT_HEAT | 0 |  |  |  |  | 47.4375 | 0 | 0 | 0 | 34.6125 | 12.825 | 0 |  | kWh | 0 | 7.4 | Residential |  | Annual | [5 empty] | 10 | 0.89 |  |  |  | 0 | 0 | 1.6 | 0 | 0 | 0 | 0 | 0 | 0 | 0 | 0 | 0 | 2006 Qtr 1: 0; 2006 Qtr 2: 0; 2006 Qtr 3: 0; 2006 Qtr 4: 0; 2007 Qtr 1: 0; 2007 Qtr 2: 0; 2007 Qtr 3: 1.6; 2007 Qtr 4: 0; 2008 Qtr 1: 0; 2008 Qtr 2: 0; 2008 Qtr 3: 0; 2008 Qtr 4: 0 | 1.6
0 | 255004-Low Flow Showerheads |  | 10 | Residential | 04-DMO-ResidentialMobileHome–DoubleWide-WAT_HEAT | 0 |  |  |  |  | 47.4375 | 0 | 0 | 0 | 34.6125 | 12.825 | 0 |  | kWh | 0 | 7.4 | Residential |  | Annual | [5 empty] | 10 | 0.89 |  |  |  | 0 | 0 | 1.6 | 0 | 0 | 0 | 0 | 0 | 0 | 0 | 0 | 0 | 2006 Qtr 1: 0; 2006 Qtr 2: 0; 2006 Qtr 3: 0; 2006 Qtr 4: 0; 2007 Qtr 1: 0; 2007 Qtr 2: 0; 2007 Qtr 3: 1.6; 2007 Qtr 4: 0; 2008 Qtr 1: 0; 2008 Qtr 2: 0; 2008 Qtr 3: 0; 2008 Qtr 4: 0 | 1.6
0 | 255004-Low Flow Showerheads |  | 10 | Residential | 04-DMO-ResidentialMobileHome–DoubleWide-WAT_HEAT | 0 |  |  |  |  | 47.4375 | 0 | 0 | 0 | 34.6125 | 12.825 | 0 |  | kWh | 0 | 7.4 | Residential |  | Annual | [5 empty] | 10 | 0.89 |  |  |  | 0 | 0 | 1.6 | 0 | 0 | 0 | 0 | 0 | 0 | 0 | 0 | 0 | 2006 Qtr 1: 0; 2006 Qtr 2: 0; 2006 Qtr 3: 0; 2006 Qtr 4: 0; 2007 Qtr 1: 0; 2007 Qtr 2: 0; 2007 Qtr 3: 1.6; 2007 Qtr 4: 0; 2008 Qtr 1: 0; 2008 Qtr 2: 0; 2008 Qtr 3: 0; 2008 Qtr 4: 0 | 1.6
0 | 255004-Low Flow Showerheads |  | System | Residential | 04-DMO-ResidentialMobileHome–DoubleWide-WAT_HEAT | 0 |  |  |  |  | 47.4375 | 0 | 0 | 0 | 34.6125 | 12.825 | 0 |  | kWh | 0 | 7.4 | Residential |  | Annual | [5 empty] | 10 | 0.89 |  |  |  | 0 | 0 | 1.6 | 0 | 0 | 0 | 0 | 0 | 0 | 0 | 0 | 0 | 2006 Qtr 1: 0; 2006 Qtr 2: 0; 2006 Qtr 3: 0; 2006 Qtr 4: 0; 2007 Qtr 1: 0; 2007 Qtr 2: 0; 2007 Qtr 3: 1.6; 2007 Qtr 4: 0; 2008 Qtr 1: 0; 2008 Qtr 2: 0; 2008 Qtr 3: 0; 2008 Qtr 4: 0 | 1.6
0 | 255004-Low Flow Showerheads |  | 10 | Residential | 04-DMO-ResidentialMobileHome–DoubleWide-WAT_HEAT | 0 |  |  |  |  | 47.4375 | 0 | 0 | 0 | 34.6125 | 12.825 | 0 |  | kWh | 0 | 7.4 | Residential |  | Annual | [5 empty] | 10 | 0.89 |  |  |  | 0 | 0 | 0.8 | 0 | 0 | 0 | 0 | 0 | 0 | 0 | 0 | 0 | 2006 Qtr 1: 0; 2006 Qtr 2: 0; 2006 Qtr 3: 0; 2006 Qtr 4: 0; 2007 Qtr 1: 0; 2007 Qtr 2: 0; 2007 Qtr 3: 0.8; 2007 Qtr 4: 0; 2008 Qtr 1: 0; 2008 Qtr 2: 0; 2008 Qtr 3: 0; 2008 Qtr 4: 0 | 0.8
0 | 255004-Low Flow Showerheads |  | 10 | Residential | 04-DMO-ResidentialMobileHome–DoubleWide-WAT_HEAT | 0 |  |  |  |  | 47.4375 | 0 | 0 | 0 | 34.6125 | 12.825 | 0 |  | kWh | 0 | 7.4 | Residential |  | Annual | [5 empty] | 10 | 0.89 |  |  |  | 0 | 0 | 0.8 | 0 | 0 | 0 | 0 | 0 | 0 | 0 | 0 | 0 | 2006 Qtr 1: 0; 2006 Qtr 2: 0; 2006 Qtr 3: 0; 2006 Qtr 4: 0; 2007 Qtr 1: 0; 2007 Qtr 2: 0; 2007 Qtr 3: 0.8; 2007 Qtr 4: 0; 2008 Qtr 1: 0; 2008 Qtr 2: 0; 2008 Qtr 3: 0; 2008 Qtr 4: 0 | 0.8
0 | 255004-Low Flow Showerheads |  | 7 | Residential | 04-DMO-ResidentialMobileHome–DoubleWide-WAT_HEAT | 0 |  |  |  |  | 47.4375 | 0 | 0 | 0 | 34.6125 | 12.825 | 0 |  | kWh | 0 | 7.4 | Residential |  | Annual | [5 empty] | 10 | 0.89 |  |  |  | 0 | 0 | 0.8 | 0 | 0 | 0 | 0 | 0 | 0 | 0 | 0 | 0 | 2006 Qtr 1: 0; 2006 Qtr 2: 0; 2006 Qtr 3: 0; 2006 Qtr 4: 0; 2007 Qtr 1: 0; 2007 Qtr 2: 0; 2007 Qtr 3: 0.8; 2007 Qtr 4: 0; 2008 Qtr 1: 0; 2008 Qtr 2: 0; 2008 Qtr 3: 0; 2008 Qtr 4: 0 | 0.8
0 | 255004-Low Flow Showerheads |  | 7 | Residential | 04-DMO-ResidentialMobileHome–DoubleWide-WAT_HEAT | 0 |  |  |  |  | 47.4375 | 0 | 0 | 0 | 34.6125 | 12.825 | 0 |  | kWh | 0 | 7.4 | Residential |  | Annual | [5 empty] | 10 | 0.89 |  |  |  | 0 | 0 | 0.8 | 0 | 0 | 0 | 0 | 0 | 0 | 0 | 0 | 0 | 2006 Qtr 1: 0; 2006 Qtr 2: 0; 2006 Qtr 3: 0; 2006 Qtr 4: 0; 2007 Qtr 1: 0; 2007 Qtr 2: 0; 2007 Qtr 3: 0.8; 2007 Qtr 4: 0; 2008 Qtr 1: 0; 2008 Qtr 2: 0; 2008 Qtr 3: 0; 2008 Qtr 4: 0 | 0.8
0 | 255004-Low Flow Showerheads |  | 7 | Residential | 04-DMO-ResidentialMobileHome–DoubleWide-WAT_HEAT | 0 |  |  |  |  | 47.4375 | 0 | 0 | 0 | 34.6125 | 12.825 | 0 |  | kWh | 0 | 7.4 | Residential |  | Annual | [5 empty] | 10 | 0.89 |  |  |  | 0 | 0 | 1.6 | 0 | 0 | 0 | 0 | 0 | 0 | 0 | 0 | 0 | 2006 Qtr 1: 0; 2006 Qtr 2: 0; 2006 Qtr 3: 0; 2006 Qtr 4: 0; 2007 Qtr 1: 0; 2007 Qtr 2: 0; 2007 Qtr 3: 1.6; 2007 Qtr 4: 0; 2008 Qtr 1: 0; 2008 Qtr 2: 0; 2008 Qtr 3: 0; 2008 Qtr 4: 0 | 1.6
0 | 255004-Low Flow Showerheads |  | 10 | Residential | 04-DMO-ResidentialMobileHome–DoubleWide-WAT_HEAT | 0 |  |  |  |  | 47.4375 | 0 | 0 | 0 | 34.6125 | 12.825 | 0 |  | kWh | 0 | 7.4 | Residential |  | Annual | [5 empty] | 10 | 0.89 |  |  |  | 0 | 0 | 0.8 | 0 | 0 | 0 | 0 | 0 | 0 | 0 | 0 | 0 | 2006 Qtr 1: 0; 2006 Qtr 2: 0; 2006 Qtr 3: 0; 2006 Qtr 4: 0; 2007 Qtr 1: 0; 2007 Qtr 2: 0; 2007 Qtr 3: 0.8; 2007 Qtr 4: 0; 2008 Qtr 1: 0; 2008 Qtr 2: 0; 2008 Qtr 3: 0; 2008 Qtr 4: 0 | 0.8
0 | 255004-Low Flow Showerheads |  | 7 | Residential | 04-DMO-ResidentialMobileHome–DoubleWide-WAT_HEAT | 0 |  |  |  |  | 47.4375 | 0 | 0 | 0 | 34.6125 | 12.825 | 0 |  | kWh | 0 | 7.4 | Residential |  | Annual | [5 empty] | 10 | 0.89 |  |  |  | 0 | 0 | 0.8 | 0 | 0 | 0 | 0 | 0 | 0 | 0 | 0 | 0 | 2006 Qtr 1: 0; 2006 Qtr 2: 0; 2006 Qtr 3: 0; 2006 Qtr 4: 0; 2007 Qtr 1: 0; 2007 Qtr 2: 0; 2007 Qtr 3: 0.8; 2007 Qtr 4: 0; 2008 Qtr 1: 0; 2008 Qtr 2: 0; 2008 Qtr 3: 0; 2008 Qtr 4: 0 | 0.8
0 | 255004-Low Flow Showerheads |  | 7 | Residential | 04-DMO-ResidentialMobileHome–DoubleWide-WAT_HEAT | 0 |  |  |  |  | 47.4375 | 0 | 0 | 0 | 34.6125 | 12.825 | 0 |  | kWh | 0 | 7.4 | Residential |  | Annual | [5 empty] | 10 | 0.89 |  |  |  | 0 | 0 | 1.6 | 0 | 0 | 0 | 0 | 0 | 0 | 0 | 0 | 0 | 2006 Qtr 1: 0; 2006 Qtr 2: 0; 2006 Qtr 3: 0; 2006 Qtr 4: 0; 2007 Qtr 1: 0; 2007 Qtr 2: 0; 2007 Qtr 3: 1.6; 2007 Qtr 4: 0; 2008 Qtr 1: 0; 2008 Qtr 2: 0; 2008 Qtr 3: 0; 2008 Qtr 4: 0 | 1.6
0 | 255004-Low Flow Showerheads |  | 10 | Residential | 04-DMO-ResidentialMobileHome–DoubleWide-WAT_HEAT | 0 |  |  |  |  | 47.4375 | 0 | 0 | 0 | 34.6125 | 12.825 | 0 |  | kWh | 0 | 7.4 | Residential |  | Annual | [5 empty] | 10 | 0.89 |  |  |  | 0 | 0 | 0.8 | 0 | 0 | 0 | 0 | 0 | 0 | 0 | 0 | 0 | 2006 Qtr 1: 0; 2006 Qtr 2: 0; 2006 Qtr 3: 0; 2006 Qtr 4: 0; 2007 Qtr 1: 0; 2007 Qtr 2: 0; 2007 Qtr 3: 0.8; 2007 Qtr 4: 0; 2008 Qtr 1: 0; 2008 Qtr 2: 0; 2008 Qtr 3: 0; 2008 Qtr 4: 0 | 0.8
0 | 255004-Low Flow Showerheads |  | 10 | Residential | 04-DMO-ResidentialMobileHome–DoubleWide-WAT_HEAT | 0 |  |  |  |  | 47.4375 | 0 | 0 | 0 | 34.6125 | 12.825 | 0 |  | kWh | 0 | 7.4 | Residential |  | Annual | [5 empty] | 10 | 0.89 |  |  |  | 0 | 0 | 0.8 | 0 | 0 | 0 | 0 | 0 | 0 | 0 | 0 | 0 | 2006 Qtr 1: 0; 2006 Qtr 2: 0; 2006 Qtr 3: 0; 2006 Qtr 4: 0; 2007 Qtr 1: 0; 2007 Qtr 2: 0; 2007 Qtr 3: 0.8; 2007 Qtr 4: 0; 2008 Qtr 1: 0; 2008 Qtr 2: 0; 2008 Qtr 3: 0; 2008 Qtr 4: 0 | 0.8
0 | 255004-Low Flow Showerheads |  | 10 | Residential | 04-DMO-ResidentialMobileHome–DoubleWide-WAT_HEAT | 0 |  |  |  |  | 47.4375 | 0 | 0 | 0 | 34.6125 | 12.825 | 0 |  | kWh | 0 | 7.4 | Residential |  | Annual | [5 empty] | 10 | 0.89 |  |  |  | 0 | 0 | 1.6 | 0 | 0 | 0 | 0 | 0 | 0 | 0 | 0 | 0 | 2006 Qtr 1: 0; 2006 Qtr 2: 0; 2006 Qtr 3: 0; 2006 Qtr 4: 0; 2007 Qtr 1: 0; 2007 Qtr 2: 0; 2007 Qtr 3: 1.6; 2007 Qtr 4: 0; 2008 Qtr 1: 0; 2008 Qtr 2: 0; 2008 Qtr 3: 0; 2008 Qtr 4: 0 | 1.6
0 | 255004-Low Flow Showerheads |  | 10 | Residential | 04-DMO-ResidentialMobileHome–DoubleWide-WAT_HEAT | 0 |  |  |  |  | 47.4375 | 0 | 0 | 0 | 34.6125 | 12.825 | 0 |  | kWh | 0 | 7.4 | Residential |  | Annual | [5 empty] | 10 | 0.89 |  |  |  | 0 | 0 | 1.6 | 0 | 0 | 0 | 0 | 0 | 0 | 0 | 0 | 0 | 2006 Qtr 1: 0; 2006 Qtr 2: 0; 2006 Qtr 3: 0; 2006 Qtr 4: 0; 2007 Qtr 1: 0; 2007 Qtr 2: 0; 2007 Qtr 3: 1.6; 2007 Qtr 4: 0; 2008 Qtr 1: 0; 2008 Qtr 2: 0; 2008 Qtr 3: 0; 2008 Qtr 4: 0 | 1.6
0 | 255004-Low Flow Showerheads |  | 7 | Residential | 04-DMO-ResidentialMobileHome–DoubleWide-WAT_HEAT | 0 |  |  |  |  | 47.4375 | 0 | 0 | 0 | 34.6125 | 12.825 | 0 |  | kWh | 0 | 7.4 | Residential |  | Annual | [5 empty] | 10 | 0.89 |  |  |  | 0 | 0 | 0.8 | 0 | 0 | 0 | 0 | 0 | 0 | 0 | 0 | 0 | 2006 Qtr 1: 0; 2006 Qtr 2: 0; 2006 Qtr 3: 0; 2006 Qtr 4: 0; 2007 Qtr 1: 0; 2007 Qtr 2: 0; 2007 Qtr 3: 0.8; 2007 Qtr 4: 0; 2008 Qtr 1: 0; 2008 Qtr 2: 0; 2008 Qtr 3: 0; 2008 Qtr 4: 0 | 0.8
0 | 255004-Low Flow Showerheads |  | 7 | Residential | 04-DMO-ResidentialMobileHome–DoubleWide-WAT_HEAT | 0 |  |  |  |  | 47.4375 | 0 | 0 | 0 | 34.6125 | 12.825 | 0 |  | kWh | 0 | 7.4 | Residential |  | Annual | [5 empty] | 10 | 0.89 |  |  |  | 0 | 0 | 0.8 | 0 | 0 | 0 | 0 | 0 | 0 | 0 | 0 | 0 | 2006 Qtr 1: 0; 2006 Qtr 2: 0; 2006 Qtr 3: 0; 2006 Qtr 4: 0; 2007 Qtr 1: 0; 2007 Qtr 2: 0; 2007 Qtr 3: 0.8; 2007 Qtr 4: 0; 2008 Qtr 1: 0; 2008 Qtr 2: 0; 2008 Qtr 3: 0; 2008 Qtr 4: 0 | 0.8
0 | 255004-Low Flow Showerheads |  | 10 | Residential | 04-DMO-ResidentialMobileHome–DoubleWide-WAT_HEAT | 0 |  |  |  |  | 47.4375 | 0 | 0 | 0 | 34.6125 | 12.825 | 0 |  | kWh | 0 | 7.4 | Residential |  | Annual | [5 empty] | 10 | 0.89 |  |  |  | 0 | 0 | 1.6 | 0 | 0 | 0 | 0 | 0 | 0 | 0 | 0 | 0 | 2006 Qtr 1: 0; 2006 Qtr 2: 0; 2006 Qtr 3: 0; 2006 Qtr 4: 0; 2007 Qtr 1: 0; 2007 Qtr 2: 0; 2007 Qtr 3: 1.6; 2007 Qtr 4: 0; 2008 Qtr 1: 0; 2008 Qtr 2: 0; 2008 Qtr 3: 0; 2008 Qtr 4: 0 | 1.6
0 | 255004-Low Flow Showerheads |  | 10 | Residential | 04-DMO-ResidentialMobileHome–DoubleWide-WAT_HEAT | 0 |  |  |  |  | 47.4375 | 0 | 0 | 0 | 34.6125 | 12.825 | 0 |  | kWh | 0 | 7.4 | Residential |  | Annual | [5 empty] | 10 | 0.89 |  |  |  | 0 | 0 | 1.6 | 0 | 0 | 0 | 0 | 0 | 0 | 0 | 0 | 0 | 2006 Qtr 1: 0; 2006 Qtr 2: 0; 2006 Qtr 3: 0; 2006 Qtr 4: 0; 2007 Qtr 1: 0; 2007 Qtr 2: 0; 2007 Qtr 3: 1.6; 2007 Qtr 4: 0; 2008 Qtr 1: 0; 2008 Qtr 2: 0; 2008 Qtr 3: 0; 2008 Qtr 4: 0 | 1.6
0 | 255004-Low Flow Showerheads |  | 10 | Residential | 04-DMO-ResidentialMobileHome–DoubleWide-WAT_HEAT | 0 |  |  |  |  | 47.4375 | 0 | 0 | 0 | 34.6125 | 12.825 | 0 |  | kWh | 0 | 7.4 | Residential |  | Annual | [5 empty] | 10 | 0.89 |  |  |  | 0 | 0 | 1.6 | 0 | 0 | 0 | 0 | 0 | 0 | 0 | 0 | 0 | 2006 Qtr 1: 0; 2006 Qtr 2: 0; 2006 Qtr 3: 0; 2006 Qtr 4: 0; 2007 Qtr 1: 0; 2007 Qtr 2: 0; 2007 Qtr 3: 1.6; 2007 Qtr 4: 0; 2008 Qtr 1: 0; 2008 Qtr 2: 0; 2008 Qtr 3: 0; 2008 Qtr 4: 0 | 1.6
0 | 255004-Low Flow Showerheads |  | 7 | Residential | 04-DMO-ResidentialMobileHome–DoubleWide-WAT_HEAT | 0 |  |  |  |  | 47.4375 | 0 | 0 | 0 | 34.6125 | 12.825 | 0 |  | kWh | 0 | 7.4 | Residential |  | Annual | [5 empty] | 10 | 0.89 |  |  |  | 0 | 0 | 0.8 | 0 | 0 | 0 | 0 | 0 | 0 | 0 | 0 | 0 | 2006 Qtr 1: 0; 2006 Qtr 2: 0; 2006 Qtr 3: 0; 2006 Qtr 4: 0; 2007 Qtr 1: 0; 2007 Qtr 2: 0; 2007 Qtr 3: 0.8; 2007 Qtr 4: 0; 2008 Qtr 1: 0; 2008 Qtr 2: 0; 2008 Qtr 3: 0; 2008 Qtr 4: 0 | 0.8
0 | 255004-Low Flow Showerheads |  | 7 | Residential | 04-DMO-ResidentialMobileHome–DoubleWide-WAT_HEAT | 0 |  |  |  |  | 47.4375 | 0 | 0 | 0 | 34.6125 | 12.825 | 0 |  | kWh | 0 | 7.4 | Residential |  | Annual | [5 empty] | 10 | 0.89 |  |  |  | 0 | 0 | 0.8 | 0 | 0 | 0 | 0 | 0 | 0 | 0 | 0 | 0 | 2006 Qtr 1: 0; 2006 Qtr 2: 0; 2006 Qtr 3: 0; 2006 Qtr 4: 0; 2007 Qtr 1: 0; 2007 Qtr 2: 0; 2007 Qtr 3: 0.8; 2007 Qtr 4: 0; 2008 Qtr 1: 0; 2008 Qtr 2: 0; 2008 Qtr 3: 0; 2008 Qtr 4: 0 | 0.8
0 | 255004-Low Flow Showerheads |  | 10 | Residential | 04-DMO-ResidentialMobileHome–DoubleWide-WAT_HEAT | 0 |  |  |  |  | 47.4375 | 0 | 0 | 0 | 34.6125 | 12.825 | 0 |  | kWh | 0 | 7.4 | Residential |  | Annual | [5 empty] | 10 | 0.89 |  |  |  | 0 | 0 | 0.8 | 0 | 0 | 0 | 0 | 0 | 0 | 0 | 0 | 0 | 2006 Qtr 1: 0; 2006 Qtr 2: 0; 2006 Qtr 3: 0; 2006 Qtr 4: 0; 2007 Qtr 1: 0; 2007 Qtr 2: 0; 2007 Qtr 3: 0.8; 2007 Qtr 4: 0; 2008 Qtr 1: 0; 2008 Qtr 2: 0; 2008 Qtr 3: 0; 2008 Qtr 4: 0 | 0.8
0 | 255004-Low Flow Showerheads |  | System | Residential | 04-DMO-ResidentialMobileHome–DoubleWide-WAT_HEAT | 0 |  |  |  |  | 47.4375 | 0 | 0 | 0 | 34.6125 | 12.825 | 0 |  | kWh | 0 | 7.4 | Residential |  | Annual | [5 empty] | 10 | 0.89 |  |  |  | 0 | 0 | 1.6 | 0 | 0 | 0 | 0 | 0 | 0 | 0 | 0 | 0 | 2006 Qtr 1: 0; 2006 Qtr 2: 0; 2006 Qtr 3: 0; 2006 Qtr 4: 0; 2007 Qtr 1: 0; 2007 Qtr 2: 0; 2007 Qtr 3: 1.6; 2007 Qtr 4: 0; 2008 Qtr 1: 0; 2008 Qtr 2: 0; 2008 Qtr 3: 0; 2008 Qtr 4: 0 | 1.6
0 | 255004-Low Flow Showerheads |  | 10 | Residential | 04-DMO-ResidentialMobileHome–DoubleWide-WAT_HEAT | 0 |  |  |  |  | 47.4375 | 0 | 0 | 0 | 34.6125 | 12.825 | 0 |  | kWh | 0 | 7.4 | Residential |  | Annual | [5 empty] | 10 | 0.89 |  |  |  | 0 | 0 | 1.6 | 0 | 0 | 0 | 0 | 0 | 0 | 0 | 0 | 0 | 2006 Qtr 1: 0; 2006 Qtr 2: 0; 2006 Qtr 3: 0; 2006 Qtr 4: 0; 2007 Qtr 1: 0; 2007 Qtr 2: 0; 2007 Qtr 3: 1.6; 2007 Qtr 4: 0; 2008 Qtr 1: 0; 2008 Qtr 2: 0; 2008 Qtr 3: 0; 2008 Qtr 4: 0 | 1.6
0 | 255004-Low Flow Showerheads |  | 10 | Residential | 04-DMO-ResidentialMobileHome–DoubleWide-WAT_HEAT | 0 |  |  |  |  | 47.4375 | 0 | 0 | 0 | 34.6125 | 12.825 | 0 |  | kWh | 0 | 7.4 | Residential |  | Annual | [5 empty] | 10 | 0.89 |  |  |  | 0 | 0 | 1.6 | 0 | 0 | 0 | 0 | 0 | 0 | 0 | 0 | 0 | 2006 Qtr 1: 0; 2006 Qtr 2: 0; 2006 Qtr 3: 0; 2006 Qtr 4: 0; 2007 Qtr 1: 0; 2007 Qtr 2: 0; 2007 Qtr 3: 1.6; 2007 Qtr 4: 0; 2008 Qtr 1: 0; 2008 Qtr 2: 0; 2008 Qtr 3: 0; 2008 Qtr 4: 0 | 1.6
0 | 255004-Low Flow Showerheads |  | 10 | Residential | 04-DMO-ResidentialMobileHome–DoubleWide-WAT_HEAT | 0 |  |  |  |  | 47.4375 | 0 | 0 | 0 | 34.6125 | 12.825 | 0 |  | kWh | 0 | 7.4 | Residential |  | Annual | [5 empty] | 10 | 0.89 |  |  |  | 0 | 0 | 1.6 | 0 | 0 | 0 | 0 | 0 | 0 | 0 | 0 | 0 | 2006 Qtr 1: 0; 2006 Qtr 2: 0; 2006 Qtr 3: 0; 2006 Qtr 4: 0; 2007 Qtr 1: 0; 2007 Qtr 2: 0; 2007 Qtr 3: 1.6; 2007 Qtr 4: 0; 2008 Qtr 1: 0; 2008 Qtr 2: 0; 2008 Qtr 3: 0; 2008 Qtr 4: 0 | 1.6
0 | 255004-Low Flow Showerheads |  | 10 | Residential | 04-DMO-ResidentialMobileHome–DoubleWide-WAT_HEAT | 0 |  |  |  |  | 47.4375 | 0 | 0 | 0 | 34.6125 | 12.825 | 0 |  | kWh | 0 | 7.4 | Residential |  | Annual | [5 empty] | 10 | 0.89 |  |  |  | 0 | 0 | 0.8 | 0 | 0 | 0 | 0 | 0 | 0 | 0 | 0 | 0 | 2006 Qtr 1: 0; 2006 Qtr 2: 0; 2006 Qtr 3: 0; 2006 Qtr 4: 0; 2007 Qtr 1: 0; 2007 Qtr 2: 0; 2007 Qtr 3: 0.8; 2007 Qtr 4: 0; 2008 Qtr 1: 0; 2008 Qtr 2: 0; 2008 Qtr 3: 0; 2008 Qtr 4: 0 | 0.8
0 | 255004-Low Flow Showerheads |  | 10 | Residential | 04-DMO-ResidentialMobileHome–DoubleWide-WAT_HEAT | 0 |  |  |  |  | 47.4375 | 0 | 0 | 0 | 34.6125 | 12.825 | 0 |  | kWh | 0 | 7.4 | Residential |  | Annual | [5 empty] | 10 | 0.89 |  |  |  | 0 | 0 | 0.8 | 0 | 0 | 0 | 0 | 0 | 0 | 0 | 0 | 0 | 2006 Qtr 1: 0; 2006 Qtr 2: 0; 2006 Qtr 3: 0; 2006 Qtr 4: 0; 2007 Qtr 1: 0; 2007 Qtr 2: 0; 2007 Qtr 3: 0.8; 2007 Qtr 4: 0; 2008 Qtr 1: 0; 2008 Qtr 2: 0; 2008 Qtr 3: 0; 2008 Qtr 4: 0 | 0.8
0 | 255004-Low Flow Showerheads |  | 10 | Residential | 04-DMO-ResidentialMobileHome–DoubleWide-WAT_HEAT | 0 |  |  |  |  | 47.4375 | 0 | 0 | 0 | 34.6125 | 12.825 | 0 |  | kWh | 0 | 7.4 | Residential |  | Annual | [5 empty] | 10 | 0.89 |  |  |  | 0 | 0 | 1.6 | 0 | 0 | 0 | 0 | 0 | 0 | 0 | 0 | 0 | 2006 Qtr 1: 0; 2006 Qtr 2: 0; 2006 Qtr 3: 0; 2006 Qtr 4: 0; 2007 Qtr 1: 0; 2007 Qtr 2: 0; 2007 Qtr 3: 1.6; 2007 Qtr 4: 0; 2008 Qtr 1: 0; 2008 Qtr 2: 0; 2008 Qtr 3: 0; 2008 Qtr 4: 0 | 1.6
0 | 255004-Low Flow Showerheads |  | 10 | Residential | 04-DMO-ResidentialMobileHome–DoubleWide-WAT_HEAT | 0 |  |  |  |  | 47.4375 | 0 | 0 | 0 | 34.6125 | 12.825 | 0 |  | kWh | 0 | 7.4 | Residential |  | Annual | [5 empty] | 10 | 0.89 |  |  |  | 0 | 0 | 0.8 | 0 | 0 | 0 | 0 | 0 | 0 | 0 | 0 | 0 | 2006 Qtr 1: 0; 2006 Qtr 2: 0; 2006 Qtr 3: 0; 2006 Qtr 4: 0; 2007 Qtr 1: 0; 2007 Qtr 2: 0; 2007 Qtr 3: 0.8; 2007 Qtr 4: 0; 2008 Qtr 1: 0; 2008 Qtr 2: 0; 2008 Qtr 3: 0; 2008 Qtr 4: 0 | 0.8
0 | 255004-Low Flow Showerheads |  | System | Residential | 04-DMO-ResidentialMobileHome–DoubleWide-WAT_HEAT | 0 |  |  |  |  | 47.4375 | 0 | 0 | 0 | 34.6125 | 12.825 | 0 |  | kWh | 0 | 7.4 | Residential |  | Annual | [5 empty] | 10 | 0.89 |  |  |  | 0 | 0 | 1.6 | 0 | 0 | 0 | 0 | 0 | 0 | 0 | 0 | 0 | 2006 Qtr 1: 0; 2006 Qtr 2: 0; 2006 Qtr 3: 0; 2006 Qtr 4: 0; 2007 Qtr 1: 0; 2007 Qtr 2: 0; 2007 Qtr 3: 1.6; 2007 Qtr 4: 0; 2008 Qtr 1: 0; 2008 Qtr 2: 0; 2008 Qtr 3: 0; 2008 Qtr 4: 0 | 1.6
0 | 255004-Low Flow Showerheads |  | 10 | Residential | 04-DMO-ResidentialMobileHome–DoubleWide-WAT_HEAT | 0 |  |  |  |  | 47.4375 | 0 | 0 | 0 | 34.6125 | 12.825 | 0 |  | kWh | 0 | 7.4 | Residential |  | Annual | [5 empty] | 10 | 0.89 |  |  |  | 0 | 0 | 1.6 | 0 | 0 | 0 | 0 | 0 | 0 | 0 | 0 | 0 | 2006 Qtr 1: 0; 2006 Qtr 2: 0; 2006 Qtr 3: 0; 2006 Qtr 4: 0; 2007 Qtr 1: 0; 2007 Qtr 2: 0; 2007 Qtr 3: 1.6; 2007 Qtr 4: 0; 2008 Qtr 1: 0; 2008 Qtr 2: 0; 2008 Qtr 3: 0; 2008 Qtr 4: 0 | 1.6
0 | 255004-Low Flow Showerheads |  | 10 | Residential | 04-DMO-ResidentialMobileHome–DoubleWide-WAT_HEAT | 0 |  |  |  |  | 47.4375 | 0 | 0 | 0 | 34.6125 | 12.825 | 0 |  | kWh | 0 | 7.4 | Residential |  | Annual | [5 empty] | 10 | 0.89 |  |  |  | 0 | 0 | 1.6 | 0 | 0 | 0 | 0 | 0 | 0 | 0 | 0 | 0 | 2006 Qtr 1: 0; 2006 Qtr 2: 0; 2006 Qtr 3: 0; 2006 Qtr 4: 0; 2007 Qtr 1: 0; 2007 Qtr 2: 0; 2007 Qtr 3: 1.6; 2007 Qtr 4: 0; 2008 Qtr 1: 0; 2008 Qtr 2: 0; 2008 Qtr 3: 0; 2008 Qtr 4: 0 | 1.6
0 | 255004-Low Flow Showerheads |  | 10 | Residential | 04-DMO-ResidentialMobileHome–DoubleWide-WAT_HEAT | 0 |  |  |  |  | 47.4375 | 0 | 0 | 0 | 34.6125 | 12.825 | 0 |  | kWh | 0 | 7.4 | Residential |  | Annual | [5 empty] | 10 | 0.89 |  |  |  | 0 | 0 | 1.6 | 0 | 0 | 0 | 0 | 0 | 0 | 0 | 0 | 0 | 2006 Qtr 1: 0; 2006 Qtr 2: 0; 2006 Qtr 3: 0; 2006 Qtr 4: 0; 2007 Qtr 1: 0; 2007 Qtr 2: 0; 2007 Qtr 3: 1.6; 2007 Qtr 4: 0; 2008 Qtr 1: 0; 2008 Qtr 2: 0; 2008 Qtr 3: 0; 2008 Qtr 4: 0 | 1.6
0 | 255004-Low Flow Showerheads |  | 10 | Residential | 04-DMO-ResidentialMobileHome–DoubleWide-WAT_HEAT | 0 |  |  |  |  | 47.4375 | 0 | 0 | 0 | 34.6125 | 12.825 | 0 |  | kWh | 0 | 7.4 | Residential |  | Annual | [5 empty] | 10 | 0.89 |  |  |  | 0 | 0 | 0.8 | 0 | 0 | 0 | 0 | 0 | 0 | 0 | 0 | 0 | 2006 Qtr 1: 0; 2006 Qtr 2: 0; 2006 Qtr 3: 0; 2006 Qtr 4: 0; 2007 Qtr 1: 0; 2007 Qtr 2: 0; 2007 Qtr 3: 0.8; 2007 Qtr 4: 0; 2008 Qtr 1: 0; 2008 Qtr 2: 0; 2008 Qtr 3: 0; 2008 Qtr 4: 0 | 0.8
0 | 255004-Low Flow Showerheads |  | System | Residential | 04-DMO-ResidentialMobileHome–DoubleWide-WAT_HEAT | 0 |  |  |  |  | 47.4375 | 0 | 0 | 0 | 34.6125 | 12.825 | 0 |  | kWh | 0 | 7.4 | Residential |  | Annual | [5 empty] | 10 | 0.89 |  |  |  | 0 | 0 | 1.6 | 0 | 0 | 0 | 0 | 0 | 0 | 0 | 0 | 0 | 2006 Qtr 1: 0; 2006 Qtr 2: 0; 2006 Qtr 3: 0; 2006 Qtr 4: 0; 2007 Qtr 1: 0; 2007 Qtr 2: 0; 2007 Qtr 3: 1.6; 2007 Qtr 4: 0; 2008 Qtr 1: 0; 2008 Qtr 2: 0; 2008 Qtr 3: 0; 2008 Qtr 4: 0 | 1.6
0 | 255004-Low Flow Showerheads |  | 10 | Residential | 04-DMO-ResidentialMobileHome–DoubleWide-WAT_HEAT | 0 |  |  |  |  | 47.4375 | 0 | 0 | 0 | 34.6125 | 12.825 | 0 |  | kWh | 0 | 7.4 | Residential |  | Annual | [5 empty] | 10 | 0.89 |  |  |  | 0 | 0 | 0.8 | 0 | 0 | 0 | 0 | 0 | 0 | 0 | 0 | 0 | 2006 Qtr 1: 0; 2006 Qtr 2: 0; 2006 Qtr 3: 0; 2006 Qtr 4: 0; 2007 Qtr 1: 0; 2007 Qtr 2: 0; 2007 Qtr 3: 0.8; 2007 Qtr 4: 0; 2008 Qtr 1: 0; 2008 Qtr 2: 0; 2008 Qtr 3: 0; 2008 Qtr 4: 0 | 0.8
0 | 255004-Low Flow Showerheads |  | System | Residential | 04-DMO-ResidentialMobileHome–DoubleWide-WAT_HEAT | 0 |  |  |  |  | 47.4375 | 0 | 0 | 0 | 34.6125 | 12.825 | 0 |  | kWh | 0 | 7.4 | Residential |  | Annual | [5 empty] | 10 | 0.89 |  |  |  | 0 | 0 | 0.8 | 0 | 0 | 0 | 0 | 0 | 0 | 0 | 0 | 0 | 2006 Qtr 1: 0; 2006 Qtr 2: 0; 2006 Qtr 3: 0; 2006 Qtr 4: 0; 2007 Qtr 1: 0; 2007 Qtr 2: 0; 2007 Qtr 3: 0.8; 2007 Qtr 4: 0; 2008 Qtr 1: 0; 2008 Qtr 2: 0; 2008 Qtr 3: 0; 2008 Qtr 4: 0 | 0.8
0 | 255004-Low Flow Showerheads |  | 10 | Residential | 04-DMO-ResidentialMobileHome–DoubleWide-WAT_HEAT | 0 |  |  |  |  | 47.4375 | 0 | 0 | 0 | 34.6125 | 12.825 | 0 |  | kWh | 0 | 7.4 | Residential |  | Annual | [5 empty] | 10 | 0.89 |  |  |  | 0 | 0 | 0.8 | 0 | 0 | 0 | 0 | 0 | 0 | 0 | 0 | 0 | 2006 Qtr 1: 0; 2006 Qtr 2: 0; 2006 Qtr 3: 0; 2006 Qtr 4: 0; 2007 Qtr 1: 0; 2007 Qtr 2: 0; 2007 Qtr 3: 0.8; 2007 Qtr 4: 0; 2008 Qtr 1: 0; 2008 Qtr 2: 0; 2008 Qtr 3: 0; 2008 Qtr 4: 0 | 0.8
0 | 255004-Low Flow Showerheads |  | 10 | Residential | 04-DMO-ResidentialMobileHome–DoubleWide-WAT_HEAT | 0 |  |  |  |  | 47.4375 | 0 | 0 | 0 | 34.6125 | 12.825 | 0 |  | kWh | 0 | 7.4 | Residential |  | Annual | [5 empty] | 10 | 0.89 |  |  |  | 0 | 0 | 1.6 | 0 | 0 | 0 | 0 | 0 | 0 | 0 | 0 | 0 | 2006 Qtr 1: 0; 2006 Qtr 2: 0; 2006 Qtr 3: 0; 2006 Qtr 4: 0; 2007 Qtr 1: 0; 2007 Qtr 2: 0; 2007 Qtr 3: 1.6; 2007 Qtr 4: 0; 2008 Qtr 1: 0; 2008 Qtr 2: 0; 2008 Qtr 3: 0; 2008 Qtr 4: 0 | 1.6
0 | 255004-Low Flow Showerheads |  | 7 | Residential | 04-DMO-ResidentialMobileHome–DoubleWide-WAT_HEAT | 0 |  |  |  |  | 47.4375 | 0 | 0 | 0 | 34.6125 | 12.825 | 0 |  | kWh | 0 | 7.4 | Residential |  | Annual | [5 empty] | 10 | 0.89 |  |  |  | 0 | 0 | 0.8 | 0 | 0 | 0 | 0 | 0 | 0 | 0 | 0 | 0 | 2006 Qtr 1: 0; 2006 Qtr 2: 0; 2006 Qtr 3: 0; 2006 Qtr 4: 0; 2007 Qtr 1: 0; 2007 Qtr 2: 0; 2007 Qtr 3: 0.8; 2007 Qtr 4: 0; 2008 Qtr 1: 0; 2008 Qtr 2: 0; 2008 Qtr 3: 0; 2008 Qtr 4: 0 | 0.8
0 | 255004-Low Flow Showerheads |  | 7 | Residential | 04-DMO-ResidentialMobileHome–DoubleWide-WAT_HEAT | 0 |  |  |  |  | 47.4375 | 0 | 0 | 0 | 34.6125 | 12.825 | 0 |  | kWh | 0 | 7.4 | Residential |  | Annual | [5 empty] | 10 | 0.89 |  |  |  | 0 | 0 | 0.8 | 0 | 0 | 0 | 0 | 0 | 0 | 0 | 0 | 0 | 2006 Qtr 1: 0; 2006 Qtr 2: 0; 2006 Qtr 3: 0; 2006 Qtr 4: 0; 2007 Qtr 1: 0; 2007 Qtr 2: 0; 2007 Qtr 3: 0.8; 2007 Qtr 4: 0; 2008 Qtr 1: 0; 2008 Qtr 2: 0; 2008 Qtr 3: 0; 2008 Qtr 4: 0 | 0.8
0 | 255004-Low Flow Showerheads |  | 10 | Residential | 04-DMO-ResidentialMobileHome–DoubleWide-WAT_HEAT | 0 |  |  |  |  | 47.4375 | 0 | 0 | 0 | 34.6125 | 12.825 | 0 |  | kWh | 0 | 7.4 | Residential |  | Annual | [5 empty] | 10 | 0.89 |  |  |  | 0 | 0 | 0.8 | 0 | 0 | 0 | 0 | 0 | 0 | 0 | 0 | 0 | 2006 Qtr 1: 0; 2006 Qtr 2: 0; 2006 Qtr 3: 0; 2006 Qtr 4: 0; 2007 Qtr 1: 0; 2007 Qtr 2: 0; 2007 Qtr 3: 0.8; 2007 Qtr 4: 0; 2008 Qtr 1: 0; 2008 Qtr 2: 0; 2008 Qtr 3: 0; 2008 Qtr 4: 0 | 0.8
0 | 255004-Low Flow Showerheads |  | 7 | Residential | 04-DMO-ResidentialMobileHome–DoubleWide-WAT_HEAT | 0 |  |  |  |  | 47.4375 | 0 | 0 | 0 | 34.6125 | 12.825 | 0 |  | kWh | 0 | 7.4 | Residential |  | Annual | [5 empty] | 10 | 0.89 |  |  |  | 0 | 0 | 0.8 | 0 | 0 | 0 | 0 | 0 | 0 | 0 | 0 | 0 | 2006 Qtr 1: 0; 2006 Qtr 2: 0; 2006 Qtr 3: 0; 2006 Qtr 4: 0; 2007 Qtr 1: 0; 2007 Qtr 2: 0; 2007 Qtr 3: 0.8; 2007 Qtr 4: 0; 2008 Qtr 1: 0; 2008 Qtr 2: 0; 2008 Qtr 3: 0; 2008 Qtr 4: 0 | 0.8
0 | 255004-Low Flow Showerheads |  | 10 | Residential | 04-DMO-ResidentialMobileHome–DoubleWide-WAT_HEAT | 0 |  |  |  |  | 47.4375 | 0 | 0 | 0 | 34.6125 | 12.825 | 0 |  | kWh | 0 | 7.4 | Residential |  | Annual | [5 empty] | 10 | 0.89 |  |  |  | 0 | 0 | 1.6 | 0 | 0 | 0 | 0 | 0 | 0 | 0 | 0 | 0 | 2006 Qtr 1: 0; 2006 Qtr 2: 0; 2006 Qtr 3: 0; 2006 Qtr 4: 0; 2007 Qtr 1: 0; 2007 Qtr 2: 0; 2007 Qtr 3: 1.6; 2007 Qtr 4: 0; 2008 Qtr 1: 0; 2008 Qtr 2: 0; 2008 Qtr 3: 0; 2008 Qtr 4: 0 | 1.6
0 | 255004-Low Flow Showerheads |  | 10 | Residential | 04-DMO-ResidentialMobileHome–DoubleWide-WAT_HEAT | 0 |  |  |  |  | 47.4375 | 0 | 0 | 0 | 34.6125 | 12.825 | 0 |  | kWh | 0 | 7.4 | Residential |  | Annual | [5 empty] | 10 | 0.89 |  |  |  | 0 | 0 | 1.6 | 0 | 0 | 0 | 0 | 0 | 0 | 0 | 0 | 0 | 2006 Qtr 1: 0; 2006 Qtr 2: 0; 2006 Qtr 3: 0; 2006 Qtr 4: 0; 2007 Qtr 1: 0; 2007 Qtr 2: 0; 2007 Qtr 3: 1.6; 2007 Qtr 4: 0; 2008 Qtr 1: 0; 2008 Qtr 2: 0; 2008 Qtr 3: 0; 2008 Qtr 4: 0 | 1.6
0 | 255004-Low Flow Showerheads |  | 10 | Residential | 04-DMO-ResidentialMobileHome–DoubleWide-WAT_HEAT | 0 |  |  |  |  | 47.4375 | 0 | 0 | 0 | 34.6125 | 12.825 | 0 |  | kWh | 0 | 7.4 | Residential |  | Annual | [5 empty] | 10 | 0.89 |  |  |  | 0 | 0 | 1.6 | 0 | 0 | 0 | 0 | 0 | 0 | 0 | 0 | 0 | 2006 Qtr 1: 0; 2006 Qtr 2: 0; 2006 Qtr 3: 0; 2006 Qtr 4: 0; 2007 Qtr 1: 0; 2007 Qtr 2: 0; 2007 Qtr 3: 1.6; 2007 Qtr 4: 0; 2008 Qtr 1: 0; 2008 Qtr 2: 0; 2008 Qtr 3: 0; 2008 Qtr 4: 0 | 1.6
0 | 255004-Low Flow Showerheads |  | 10 | Residential | 04-DMO-ResidentialMobileHome–DoubleWide-WAT_HEAT | 0 |  |  |  |  | 47.4375 | 0 | 0 | 0 | 34.6125 | 12.825 | 0 |  | kWh | 0 | 7.4 | Residential |  | Annual | [5 empty] | 10 | 0.89 |  |  |  | 0 | 0 | 1.6 | 0 | 0 | 0 | 0 | 0 | 0 | 0 | 0 | 0 | 2006 Qtr 1: 0; 2006 Qtr 2: 0; 2006 Qtr 3: 0; 2006 Qtr 4: 0; 2007 Qtr 1: 0; 2007 Qtr 2: 0; 2007 Qtr 3: 1.6; 2007 Qtr 4: 0; 2008 Qtr 1: 0; 2008 Qtr 2: 0; 2008 Qtr 3: 0; 2008 Qtr 4: 0 | 1.6
0 | 255004-Low Flow Showerheads |  | 10 | Residential | 04-DMO-ResidentialMobileHome–DoubleWide-WAT_HEAT | 0 |  |  |  |  | 47.4375 | 0 | 0 | 0 | 34.6125 | 12.825 | 0 |  | kWh | 0 | 7.4 | Residential |  | Annual | [5 empty] | 10 | 0.89 |  |  |  | 0 | 0 | 1.6 | 0 | 0 | 0 | 0 | 0 | 0 | 0 | 0 | 0 | 2006 Qtr 1: 0; 2006 Qtr 2: 0; 2006 Qtr 3: 0; 2006 Qtr 4: 0; 2007 Qtr 1: 0; 2007 Qtr 2: 0; 2007 Qtr 3: 1.6; 2007 Qtr 4: 0; 2008 Qtr 1: 0; 2008 Qtr 2: 0; 2008 Qtr 3: 0; 2008 Qtr 4: 0 | 1.6
0 | 255004-Low Flow Showerheads |  | 10 | Residential | 04-DMO-ResidentialMobileHome–DoubleWide-WAT_HEAT | 0 |  |  |  |  | 47.4375 | 0 | 0 | 0 | 34.6125 | 12.825 | 0 |  | kWh | 0 | 7.4 | Residential |  | Annual | [5 empty] | 10 | 0.89 |  |  |  | 0 | 0 | 0.8 | 0 | 0 | 0 | 0 | 0 | 0 | 0 | 0 | 0 | 2006 Qtr 1: 0; 2006 Qtr 2: 0; 2006 Qtr 3: 0; 2006 Qtr 4: 0; 2007 Qtr 1: 0; 2007 Qtr 2: 0; 2007 Qtr 3: 0.8; 2007 Qtr 4: 0; 2008 Qtr 1: 0; 2008 Qtr 2: 0; 2008 Qtr 3: 0; 2008 Qtr 4: 0 | 0.8
0 | 255004-Low Flow Showerheads |  | 10 | Residential | 04-DMO-ResidentialMobileHome–DoubleWide-WAT_HEAT | 0 |  |  |  |  | 47.4375 | 0 | 0 | 0 | 34.6125 | 12.825 | 0 |  | kWh | 0 | 7.4 | Residential |  | Annual | [5 empty] | 10 | 0.89 |  |  |  | 0 | 0 | 1.6 | 0 | 0 | 0 | 0 | 0 | 0 | 0 | 0 | 0 | 2006 Qtr 1: 0; 2006 Qtr 2: 0; 2006 Qtr 3: 0; 2006 Qtr 4: 0; 2007 Qtr 1: 0; 2007 Qtr 2: 0; 2007 Qtr 3: 1.6; 2007 Qtr 4: 0; 2008 Qtr 1: 0; 2008 Qtr 2: 0; 2008 Qtr 3: 0; 2008 Qtr 4: 0 | 1.6
0 | 255004-Low Flow Showerheads |  | 10 | Residential | 04-DMO-ResidentialMobileHome–DoubleWide-WAT_HEAT | 0 |  |  |  |  | 47.4375 | 0 | 0 | 0 | 34.6125 | 12.825 | 0 |  | kWh | 0 | 7.4 | Residential |  | Annual | [5 empty] | 10 | 0.89 |  |  |  | 0 | 0 | 1.6 | 0 | 0 | 0 | 0 | 0 | 0 | 0 | 0 | 0 | 2006 Qtr 1: 0; 2006 Qtr 2: 0; 2006 Qtr 3: 0; 2006 Qtr 4: 0; 2007 Qtr 1: 0; 2007 Qtr 2: 0; 2007 Qtr 3: 1.6; 2007 Qtr 4: 0; 2008 Qtr 1: 0; 2008 Qtr 2: 0; 2008 Qtr 3: 0; 2008 Qtr 4: 0 | 1.6
0 | 255004-Low Flow Showerheads |  | 10 | Residential | 04-DMO-ResidentialMobileHome–DoubleWide-WAT_HEAT | 0 |  |  |  |  | 47.4375 | 0 | 0 | 0 | 34.6125 | 12.825 | 0 |  | kWh | 0 | 7.4 | Residential |  | Annual | [5 empty] | 10 | 0.89 |  |  |  | 0 | 0 | 0.8 | 0 | 0 | 0 | 0 | 0 | 0 | 0 | 0 | 0 | 2006 Qtr 1: 0; 2006 Qtr 2: 0; 2006 Qtr 3: 0; 2006 Qtr 4: 0; 2007 Qtr 1: 0; 2007 Qtr 2: 0; 2007 Qtr 3: 0.8; 2007 Qtr 4: 0; 2008 Qtr 1: 0; 2008 Qtr 2: 0; 2008 Qtr 3: 0; 2008 Qtr 4: 0 | 0.8
0 | 255004-Low Flow Showerheads |  | 10 | Residential | 04-DMO-ResidentialMobileHome–DoubleWide-WAT_HEAT | 0 |  |  |  |  | 47.4375 | 0 | 0 | 0 | 34.6125 | 12.825 | 0 |  | kWh | 0 | 7.4 | Residential |  | Annual | [5 empty] | 10 | 0.89 |  |  |  | 0 | 0 | 0.8 | 0 | 0 | 0 | 0 | 0 | 0 | 0 | 0 | 0 | 2006 Qtr 1: 0; 2006 Qtr 2: 0; 2006 Qtr 3: 0; 2006 Qtr 4: 0; 2007 Qtr 1: 0; 2007 Qtr 2: 0; 2007 Qtr 3: 0.8; 2007 Qtr 4: 0; 2008 Qtr 1: 0; 2008 Qtr 2: 0; 2008 Qtr 3: 0; 2008 Qtr 4: 0 | 0.8
0 | 255004-Low Flow Showerheads |  | 10 | Residential | 04-DMO-ResidentialMobileHome–DoubleWide-WAT_HEAT | 0 |  |  |  |  | 47.4375 | 0 | 0 | 0 | 34.6125 | 12.825 | 0 |  | kWh | 0 | 7.4 | Residential |  | Annual | [5 empty] | 10 | 0.89 |  |  |  | 0 | 0 | 1.6 | 0 | 0 | 0 | 0 | 0 | 0 | 0 | 0 | 0 | 2006 Qtr 1: 0; 2006 Qtr 2: 0; 2006 Qtr 3: 0; 2006 Qtr 4: 0; 2007 Qtr 1: 0; 2007 Qtr 2: 0; 2007 Qtr 3: 1.6; 2007 Qtr 4: 0; 2008 Qtr 1: 0; 2008 Qtr 2: 0; 2008 Qtr 3: 0; 2008 Qtr 4: 0 | 1.6
0 | 255004-Low Flow Showerheads |  | 10 | Residential | 04-DMO-ResidentialMobileHome–DoubleWide-WAT_HEAT | 0 |  |  |  |  | 47.4375 | 0 | 0 | 0 | 34.6125 | 12.825 | 0 |  | kWh | 0 | 7.4 | Residential |  | Annual | [5 empty] | 10 | 0.89 |  |  |  | 0 | 0 | 0.8 | 0 | 0 | 0 | 0 | 0 | 0 | 0 | 0 | 0 | 2006 Qtr 1: 0; 2006 Qtr 2: 0; 2006 Qtr 3: 0; 2006 Qtr 4: 0; 2007 Qtr 1: 0; 2007 Qtr 2: 0; 2007 Qtr 3: 0.8; 2007 Qtr 4: 0; 2008 Qtr 1: 0; 2008 Qtr 2: 0; 2008 Qtr 3: 0; 2008 Qtr 4: 0 | 0.8
0 | 255004-Low Flow Showerheads |  | 10 | Residential | 04-DMO-ResidentialMobileHome–DoubleWide-WAT_HEAT | 0 |  |  |  |  | 47.4375 | 0 | 0 | 0 | 34.6125 | 12.825 | 0 |  | kWh | 0 | 7.4 | Residential |  | Annual | [5 empty] | 10 | 0.89 |  |  |  | 0 | 0 | 0.8 | 0 | 0 | 0 | 0 | 0 | 0 | 0 | 0 | 0 | 2006 Qtr 1: 0; 2006 Qtr 2: 0; 2006 Qtr 3: 0; 2006 Qtr 4: 0; 2007 Qtr 1: 0; 2007 Qtr 2: 0; 2007 Qtr 3: 0.8; 2007 Qtr 4: 0; 2008 Qtr 1: 0; 2008 Qtr 2: 0; 2008 Qtr 3: 0; 2008 Qtr 4: 0 | 0.8
0 | 255004-Low Flow Showerheads |  | 7 | Residential | 04-DMO-ResidentialMobileHome–DoubleWide-WAT_HEAT | 0 |  |  |  |  | 47.4375 | 0 | 0 | 0 | 34.6125 | 12.825 | 0 |  | kWh | 0 | 7.4 | Residential |  | Annual | [5 empty] | 10 | 0.89 |  |  |  | 0 | 0 | 0.8 | 0 | 0 | 0 | 0 | 0 | 0 | 0 | 0 | 0 | 2006 Qtr 1: 0; 2006 Qtr 2: 0; 2006 Qtr 3: 0; 2006 Qtr 4: 0; 2007 Qtr 1: 0; 2007 Qtr 2: 0; 2007 Qtr 3: 0.8; 2007 Qtr 4: 0; 2008 Qtr 1: 0; 2008 Qtr 2: 0; 2008 Qtr 3: 0; 2008 Qtr 4: 0 | 0.8
0 | 255004-Low Flow Showerheads |  | 10 | Residential | 04-DMO-ResidentialMobileHome–DoubleWide-WAT_HEAT | 0 |  |  |  |  | 47.4375 | 0 | 0 | 0 | 34.6125 | 12.825 | 0 |  | kWh | 0 | 7.4 | Residential |  | Annual | [5 empty] | 10 | 0.89 |  |  |  | 0 | 0 | 0.8 | 0 | 0 | 0 | 0 | 0 | 0 | 0 | 0 | 0 | 2006 Qtr 1: 0; 2006 Qtr 2: 0; 2006 Qtr 3: 0; 2006 Qtr 4: 0; 2007 Qtr 1: 0; 2007 Qtr 2: 0; 2007 Qtr 3: 0.8; 2007 Qtr 4: 0; 2008 Qtr 1: 0; 2008 Qtr 2: 0; 2008 Qtr 3: 0; 2008 Qtr 4: 0 | 0.8
0 | 255004-Low Flow Showerheads |  | 10 | Residential | 04-DMO-ResidentialMobileHome–DoubleWide-WAT_HEAT | 0 |  |  |  |  | 47.4375 | 0 | 0 | 0 | 34.6125 | 12.825 | 0 |  | kWh | 0 | 7.4 | Residential |  | Annual | [5 empty] | 10 | 0.89 |  |  |  | 0 | 0 | 1.6 | 0 | 0 | 0 | 0 | 0 | 0 | 0 | 0 | 0 | 2006 Qtr 1: 0; 2006 Qtr 2: 0; 2006 Qtr 3: 0; 2006 Qtr 4: 0; 2007 Qtr 1: 0; 2007 Qtr 2: 0; 2007 Qtr 3: 1.6; 2007 Qtr 4: 0; 2008 Qtr 1: 0; 2008 Qtr 2: 0; 2008 Qtr 3: 0; 2008 Qtr 4: 0 | 1.6
0 | 255004-Low Flow Showerheads |  | 7 | Residential | 04-DMO-ResidentialMobileHome–DoubleWide-WAT_HEAT | 0 |  |  |  |  | 47.4375 | 0 | 0 | 0 | 34.6125 | 12.825 | 0 |  | kWh | 0 | 7.4 | Residential |  | Annual | [5 empty] | 10 | 0.89 |  |  |  | 0 | 0 | 0.8 | 0 | 0 | 0 | 0 | 0 | 0 | 0 | 0 | 0 | 2006 Qtr 1: 0; 2006 Qtr 2: 0; 2006 Qtr 3: 0; 2006 Qtr 4: 0; 2007 Qtr 1: 0; 2007 Qtr 2: 0; 2007 Qtr 3: 0.8; 2007 Qtr 4: 0; 2008 Qtr 1: 0; 2008 Qtr 2: 0; 2008 Qtr 3: 0; 2008 Qtr 4: 0 | 0.8
0 | 255004-Low Flow Showerheads |  | 10 | Residential | 04-DMO-ResidentialMobileHome–DoubleWide-WAT_HEAT | 0 |  |  |  |  | 47.4375 | 0 | 0 | 0 | 34.6125 | 12.825 | 0 |  | kWh | 0 | 7.4 | Residential |  | Annual | [5 empty] | 10 | 0.89 |  |  |  | 0 | 0 | 0.8 | 0 | 0 | 0 | 0 | 0 | 0 | 0 | 0 | 0 | 2006 Qtr 1: 0; 2006 Qtr 2: 0; 2006 Qtr 3: 0; 2006 Qtr 4: 0; 2007 Qtr 1: 0; 2007 Qtr 2: 0; 2007 Qtr 3: 0.8; 2007 Qtr 4: 0; 2008 Qtr 1: 0; 2008 Qtr 2: 0; 2008 Qtr 3: 0; 2008 Qtr 4: 0 | 0.8
0 | 255004-Low Flow Showerheads |  | 10 | Residential | 04-DMO-ResidentialMobileHome–DoubleWide-WAT_HEAT | 0 |  |  |  |  | 47.4375 | 0 | 0 | 0 | 34.6125 | 12.825 | 0 |  | kWh | 0 | 7.4 | Residential |  | Annual | [5 empty] | 10 | 0.89 |  |  |  | 0 | 0 | 0.8 | 0 | 0 | 0 | 0 | 0 | 0 | 0 | 0 | 0 | 2006 Qtr 1: 0; 2006 Qtr 2: 0; 2006 Qtr 3: 0; 2006 Qtr 4: 0; 2007 Qtr 1: 0; 2007 Qtr 2: 0; 2007 Qtr 3: 0.8; 2007 Qtr 4: 0; 2008 Qtr 1: 0; 2008 Qtr 2: 0; 2008 Qtr 3: 0; 2008 Qtr 4: 0 | 0.8
0 | 255004-Low Flow Showerheads |  | 10 | Residential | 04-DMO-ResidentialMobileHome–DoubleWide-WAT_HEAT | 0 |  |  |  |  | 47.4375 | 0 | 0 | 0 | 34.6125 | 12.825 | 0 |  | kWh | 0 | 7.4 | Residential |  | Annual | [5 empty] | 10 | 0.89 |  |  |  | 0 | 0 | 1.6 | 0 | 0 | 0 | 0 | 0 | 0 | 0 | 0 | 0 | 2006 Qtr 1: 0; 2006 Qtr 2: 0; 2006 Qtr 3: 0; 2006 Qtr 4: 0; 2007 Qtr 1: 0; 2007 Qtr 2: 0; 2007 Qtr 3: 1.6; 2007 Qtr 4: 0; 2008 Qtr 1: 0; 2008 Qtr 2: 0; 2008 Qtr 3: 0; 2008 Qtr 4: 0 | 1.6
0 | 255004-Low Flow Showerheads |  | 10 | Residential | 04-DMO-ResidentialMobileHome–DoubleWide-WAT_HEAT | 0 |  |  |  |  | 47.4375 | 0 | 0 | 0 | 34.6125 | 12.825 | 0 |  | kWh | 0 | 7.4 | Residential |  | Annual | [5 empty] | 10 | 0.89 |  |  |  | 0 | 0 | 0.8 | 0 | 0 | 0 | 0 | 0 | 0 | 0 | 0 | 0 | 2006 Qtr 1: 0; 2006 Qtr 2: 0; 2006 Qtr 3: 0; 2006 Qtr 4: 0; 2007 Qtr 1: 0; 2007 Qtr 2: 0; 2007 Qtr 3: 0.8; 2007 Qtr 4: 0; 2008 Qtr 1: 0; 2008 Qtr 2: 0; 2008 Qtr 3: 0; 2008 Qtr 4: 0 | 0.8
0 | 255004-Low Flow Showerheads |  | 7 | Residential | 04-DMO-ResidentialMobileHome–DoubleWide-WAT_HEAT | 0 |  |  |  |  | 47.4375 | 0 | 0 | 0 | 34.6125 | 12.825 | 0 |  | kWh | 0 | 7.4 | Residential |  | Annual | [5 empty] | 10 | 0.89 |  |  |  | 0 | 0 | 0.8 | 0 | 0 | 0 | 0 | 0 | 0 | 0 | 0 | 0 | 2006 Qtr 1: 0; 2006 Qtr 2: 0; 2006 Qtr 3: 0; 2006 Qtr 4: 0; 2007 Qtr 1: 0; 2007 Qtr 2: 0; 2007 Qtr 3: 0.8; 2007 Qtr 4: 0; 2008 Qtr 1: 0; 2008 Qtr 2: 0; 2008 Qtr 3: 0; 2008 Qtr 4: 0 | 0.8
0 | 255004-Low Flow Showerheads |  | System | Residential | 04-DMO-ResidentialMobileHome–DoubleWide-WAT_HEAT | 0 |  |  |  |  | 47.4375 | 0 | 0 | 0 | 34.6125 | 12.825 | 0 |  | kWh | 0 | 7.4 | Residential |  | Annual | [5 empty] | 10 | 0.89 |  |  |  | 0 | 0 | 0.8 | 0 | 0 | 0 | 0 | 0 | 0 | 0 | 0 | 0 | 2006 Qtr 1: 0; 2006 Qtr 2: 0; 2006 Qtr 3: 0; 2006 Qtr 4: 0; 2007 Qtr 1: 0; 2007 Qtr 2: 0; 2007 Qtr 3: 0.8; 2007 Qtr 4: 0; 2008 Qtr 1: 0; 2008 Qtr 2: 0; 2008 Qtr 3: 0; 2008 Qtr 4: 0 | 0.8
0 | 255004-Low Flow Showerheads |  | 7 | Residential | 04-DMO-ResidentialMobileHome–DoubleWide-WAT_HEAT | 0 |  |  |  |  | 47.4375 | 0 | 0 | 0 | 34.6125 | 12.825 | 0 |  | kWh | 0 | 7.4 | Residential |  | Annual | [5 empty] | 10 | 0.89 |  |  |  | 0 | 0 | 1.6 | 0 | 0 | 0 | 0 | 0 | 0 | 0 | 0 | 0 | 2006 Qtr 1: 0; 2006 Qtr 2: 0; 2006 Qtr 3: 0; 2006 Qtr 4: 0; 2007 Qtr 1: 0; 2007 Qtr 2: 0; 2007 Qtr 3: 1.6; 2007 Qtr 4: 0; 2008 Qtr 1: 0; 2008 Qtr 2: 0; 2008 Qtr 3: 0; 2008 Qtr 4: 0 | 1.6
0 | 255004-Low Flow Showerheads |  | 10 | Residential | 04-DMO-ResidentialMobileHome–DoubleWide-WAT_HEAT | 0 |  |  |  |  | 47.4375 | 0 | 0 | 0 | 34.6125 | 12.825 | 0 |  | kWh | 0 | 7.4 | Residential |  | Annual | [5 empty] | 10 | 0.89 |  |  |  | 0 | 0 | 1.6 | 0 | 0 | 0 | 0 | 0 | 0 | 0 | 0 | 0 | 2006 Qtr 1: 0; 2006 Qtr 2: 0; 2006 Qtr 3: 0; 2006 Qtr 4: 0; 2007 Qtr 1: 0; 2007 Qtr 2: 0; 2007 Qtr 3: 1.6; 2007 Qtr 4: 0; 2008 Qtr 1: 0; 2008 Qtr 2: 0; 2008 Qtr 3: 0; 2008 Qtr 4: 0 | 1.6
0 | 255004-Low Flow Showerheads |  | 10 | Residential | 04-DMO-ResidentialMobileHome–DoubleWide-WAT_HEAT | 0 |  |  |  |  | 47.4375 | 0 | 0 | 0 | 34.6125 | 12.825 | 0 |  | kWh | 0 | 7.4 | Residential |  | Annual | [5 empty] | 10 | 0.89 |  |  |  | 0 | 0 | 1.6 | 0 | 0 | 0 | 0 | 0 | 0 | 0 | 0 | 0 | 2006 Qtr 1: 0; 2006 Qtr 2: 0; 2006 Qtr 3: 0; 2006 Qtr 4: 0; 2007 Qtr 1: 0; 2007 Qtr 2: 0; 2007 Qtr 3: 1.6; 2007 Qtr 4: 0; 2008 Qtr 1: 0; 2008 Qtr 2: 0; 2008 Qtr 3: 0; 2008 Qtr 4: 0 | 1.6
0 | 255004-Low Flow Showerheads |  | 7 | Residential | 04-DMO-ResidentialMobileHome–DoubleWide-WAT_HEAT | 0 |  |  |  |  | 47.4375 | 0 | 0 | 0 | 34.6125 | 12.825 | 0 |  | kWh | 0 | 7.4 | Residential |  | Annual | [5 empty] | 10 | 0.89 |  |  |  | 0 | 0 | 0.8 | 0 | 0 | 0 | 0 | 0 | 0 | 0 | 0 | 0 | 2006 Qtr 1: 0; 2006 Qtr 2: 0; 2006 Qtr 3: 0; 2006 Qtr 4: 0; 2007 Qtr 1: 0; 2007 Qtr 2: 0; 2007 Qtr 3: 0.8; 2007 Qtr 4: 0; 2008 Qtr 1: 0; 2008 Qtr 2: 0; 2008 Qtr 3: 0; 2008 Qtr 4: 0 | 0.8
0 | 255004-Low Flow Showerheads |  | 10 | Residential | 04-DMO-ResidentialMobileHome–DoubleWide-WAT_HEAT | 0 |  |  |  |  | 47.4375 | 0 | 0 | 0 | 34.6125 | 12.825 | 0 |  | kWh | 0 | 7.4 | Residential |  | Annual | [5 empty] | 10 | 0.89 |  |  |  | 0 | 0 | 1.6 | 0 | 0 | 0 | 0 | 0 | 0 | 0 | 0 | 0 | 2006 Qtr 1: 0; 2006 Qtr 2: 0; 2006 Qtr 3: 0; 2006 Qtr 4: 0; 2007 Qtr 1: 0; 2007 Qtr 2: 0; 2007 Qtr 3: 1.6; 2007 Qtr 4: 0; 2008 Qtr 1: 0; 2008 Qtr 2: 0; 2008 Qtr 3: 0; 2008 Qtr 4: 0 | 1.6
0 | 255004-Low Flow Showerheads |  | 7 | Residential | 04-DMO-ResidentialMobileHome–DoubleWide-WAT_HEAT | 0 |  |  |  |  | 47.4375 | 0 | 0 | 0 | 34.6125 | 12.825 | 0 |  | kWh | 0 | 7.4 | Residential |  | Annual | [5 empty] | 10 | 0.89 |  |  |  | 0 | 0 | 0.8 | 0 | 0 | 0 | 0 | 0 | 0 | 0 | 0 | 0 | 2006 Qtr 1: 0; 2006 Qtr 2: 0; 2006 Qtr 3: 0; 2006 Qtr 4: 0; 2007 Qtr 1: 0; 2007 Qtr 2: 0; 2007 Qtr 3: 0.8; 2007 Qtr 4: 0; 2008 Qtr 1: 0; 2008 Qtr 2: 0; 2008 Qtr 3: 0; 2008 Qtr 4: 0 | 0.8
0 | 255004-Low Flow Showerheads |  | 10 | Residential | 04-DMO-ResidentialMobileHome–DoubleWide-WAT_HEAT | 0 |  |  |  |  | 47.4375 | 0 | 0 | 0 | 34.6125 | 12.825 | 0 |  | kWh | 0 | 7.4 | Residential |  | Annual | [5 empty] | 10 | 0.89 |  |  |  | 0 | 0 | 1.6 | 0 | 0 | 0 | 0 | 0 | 0 | 0 | 0 | 0 | 2006 Qtr 1: 0; 2006 Qtr 2: 0; 2006 Qtr 3: 0; 2006 Qtr 4: 0; 2007 Qtr 1: 0; 2007 Qtr 2: 0; 2007 Qtr 3: 1.6; 2007 Qtr 4: 0; 2008 Qtr 1: 0; 2008 Qtr 2: 0; 2008 Qtr 3: 0; 2008 Qtr 4: 0 | 1.6
0 | 255004-Low Flow Showerheads |  | 10 | Residential | 04-DMO-ResidentialMobileHome–DoubleWide-WAT_HEAT | 0 |  |  |  |  | 47.4375 | 0 | 0 | 0 | 34.6125 | 12.825 | 0 |  | kWh | 0 | 7.4 | Residential |  | Annual | [5 empty] | 10 | 0.89 |  |  |  | 0 | 0 | 1.6 | 0 | 0 | 0 | 0 | 0 | 0 | 0 | 0 | 0 | 2006 Qtr 1: 0; 2006 Qtr 2: 0; 2006 Qtr 3: 0; 2006 Qtr 4: 0; 2007 Qtr 1: 0; 2007 Qtr 2: 0; 2007 Qtr 3: 1.6; 2007 Qtr 4: 0; 2008 Qtr 1: 0; 2008 Qtr 2: 0; 2008 Qtr 3: 0; 2008 Qtr 4: 0 | 1.6
0 | 255004-Low Flow Showerheads |  | 7 | Residential | 04-DMO-ResidentialMobileHome–DoubleWide-WAT_HEAT | 0 |  |  |  |  | 47.4375 | 0 | 0 | 0 | 34.6125 | 12.825 | 0 |  | kWh | 0 | 7.4 | Residential |  | Annual | [5 empty] | 10 | 0.89 |  |  |  | 0 | 0 | 0.8 | 0 | 0 | 0 | 0 | 0 | 0 | 0 | 0 | 0 | 2006 Qtr 1: 0; 2006 Qtr 2: 0; 2006 Qtr 3: 0; 2006 Qtr 4: 0; 2007 Qtr 1: 0; 2007 Qtr 2: 0; 2007 Qtr 3: 0.8; 2007 Qtr 4: 0; 2008 Qtr 1: 0; 2008 Qtr 2: 0; 2008 Qtr 3: 0; 2008 Qtr 4: 0 | 0.8
0 | 255004-Low Flow Showerheads |  | 7 | Residential | 04-DMO-ResidentialMobileHome–DoubleWide-WAT_HEAT | 0 |  |  |  |  | 47.4375 | 0 | 0 | 0 | 34.6125 | 12.825 | 0 |  | kWh | 0 | 7.4 | Residential |  | Annual | [5 empty] | 10 | 0.89 |  |  |  | 0 | 0 | 0.8 | 0 | 0 | 0 | 0 | 0 | 0 | 0 | 0 | 0 | 2006 Qtr 1: 0; 2006 Qtr 2: 0; 2006 Qtr 3: 0; 2006 Qtr 4: 0; 2007 Qtr 1: 0; 2007 Qtr 2: 0; 2007 Qtr 3: 0.8; 2007 Qtr 4: 0; 2008 Qtr 1: 0; 2008 Qtr 2: 0; 2008 Qtr 3: 0; 2008 Qtr 4: 0 | 0.8
0 | 255004-Low Flow Showerheads |  | System | Residential | 04-DMO-ResidentialMobileHome–DoubleWide-WAT_HEAT | 0 |  |  |  |  | 47.4375 | 0 | 0 | 0 | 34.6125 | 12.825 | 0 |  | kWh | 0 | 7.4 | Residential |  | Annual | [5 empty] | 10 | 0.89 |  |  |  | 0 | 0 | 1.6 | 0 | 0 | 0 | 0 | 0 | 0 | 0 | 0 | 0 | 2006 Qtr 1: 0; 2006 Qtr 2: 0; 2006 Qtr 3: 0; 2006 Qtr 4: 0; 2007 Qtr 1: 0; 2007 Qtr 2: 0; 2007 Qtr 3: 1.6; 2007 Qtr 4: 0; 2008 Qtr 1: 0; 2008 Qtr 2: 0; 2008 Qtr 3: 0; 2008 Qtr 4: 0 | 1.6
0 | 255004-Low Flow Showerheads |  | 10 | Residential | 04-DMO-ResidentialMobileHome–DoubleWide-WAT_HEAT | 0 |  |  |  |  | 47.4375 | 0 | 0 | 0 | 34.6125 | 12.825 | 0 |  | kWh | 0 | 7.4 | Residential |  | Annual | [5 empty] | 10 | 0.89 |  |  |  | 0 | 0 | 1.6 | 0 | 0 | 0 | 0 | 0 | 0 | 0 | 0 | 0 | 2006 Qtr 1: 0; 2006 Qtr 2: 0; 2006 Qtr 3: 0; 2006 Qtr 4: 0; 2007 Qtr 1: 0; 2007 Qtr 2: 0; 2007 Qtr 3: 1.6; 2007 Qtr 4: 0; 2008 Qtr 1: 0; 2008 Qtr 2: 0; 2008 Qtr 3: 0; 2008 Qtr 4: 0 | 1.6
0 | 255004-Low Flow Showerheads |  | 10 | Residential | 04-DMO-ResidentialMobileHome–DoubleWide-WAT_HEAT | 0 |  |  |  |  | 47.4375 | 0 | 0 | 0 | 34.6125 | 12.825 | 0 |  | kWh | 0 | 7.4 | Residential |  | Annual | [5 empty] | 10 | 0.89 |  |  |  | 0 | 0 | 0.8 | 0 | 0 | 0 | 0 | 0 | 0 | 0 | 0 | 0 | 2006 Qtr 1: 0; 2006 Qtr 2: 0; 2006 Qtr 3: 0; 2006 Qtr 4: 0; 2007 Qtr 1: 0; 2007 Qtr 2: 0; 2007 Qtr 3: 0.8; 2007 Qtr 4: 0; 2008 Qtr 1: 0; 2008 Qtr 2: 0; 2008 Qtr 3: 0; 2008 Qtr 4: 0 | 0.8
0 | 255004-Low Flow Showerheads |  | 10 | Residential | 04-DMO-ResidentialMobileHome–DoubleWide-WAT_HEAT | 0 |  |  |  |  | 47.4375 | 0 | 0 | 0 | 34.6125 | 12.825 | 0 |  | kWh | 0 | 7.4 | Residential |  | Annual | [5 empty] | 10 | 0.89 |  |  |  | 0 | 0 | 0.8 | 0 | 0 | 0 | 0 | 0 | 0 | 0 | 0 | 0 | 2006 Qtr 1: 0; 2006 Qtr 2: 0; 2006 Qtr 3: 0; 2006 Qtr 4: 0; 2007 Qtr 1: 0; 2007 Qtr 2: 0; 2007 Qtr 3: 0.8; 2007 Qtr 4: 0; 2008 Qtr 1: 0; 2008 Qtr 2: 0; 2008 Qtr 3: 0; 2008 Qtr 4: 0 | 0.8
0 | 255004-Low Flow Showerheads |  | 10 | Residential | 04-DMO-ResidentialMobileHome–DoubleWide-WAT_HEAT | 0 |  |  |  |  | 47.4375 | 0 | 0 | 0 | 34.6125 | 12.825 | 0 |  | kWh | 0 | 7.4 | Residential |  | Annual | [5 empty] | 10 | 0.89 |  |  |  | 0 | 0 | 0.8 | 0 | 0 | 0 | 0 | 0 | 0 | 0 | 0 | 0 | 2006 Qtr 1: 0; 2006 Qtr 2: 0; 2006 Qtr 3: 0; 2006 Qtr 4: 0; 2007 Qtr 1: 0; 2007 Qtr 2: 0; 2007 Qtr 3: 0.8; 2007 Qtr 4: 0; 2008 Qtr 1: 0; 2008 Qtr 2: 0; 2008 Qtr 3: 0; 2008 Qtr 4: 0 | 0.8
0 | 255004-Low Flow Showerheads |  | 10 | Residential | 04-DMO-ResidentialMobileHome–DoubleWide-WAT_HEAT | 0 |  |  |  |  | 47.4375 | 0 | 0 | 0 | 34.6125 | 12.825 | 0 |  | kWh | 0 | 7.4 | Residential |  | Annual | [5 empty] | 10 | 0.89 |  |  |  | 0 | 0 | 1.6 | 0 | 0 | 0 | 0 | 0 | 0 | 0 | 0 | 0 | 2006 Qtr 1: 0; 2006 Qtr 2: 0; 2006 Qtr 3: 0; 2006 Qtr 4: 0; 2007 Qtr 1: 0; 2007 Qtr 2: 0; 2007 Qtr 3: 1.6; 2007 Qtr 4: 0; 2008 Qtr 1: 0; 2008 Qtr 2: 0; 2008 Qtr 3: 0; 2008 Qtr 4: 0 | 1.6
0 | 255004-Low Flow Showerheads |  | System | Residential | 04-DMO-ResidentialMobileHome–DoubleWide-WAT_HEAT | 0 |  |  |  |  | 47.4375 | 0 | 0 | 0 | 34.6125 | 12.825 | 0 |  | kWh | 0 | 7.4 | Residential |  | Annual | [5 empty] | 10 | 0.89 |  |  |  | 0 | 0 | 0.8 | 0 | 0 | 0 | 0 | 0 | 0 | 0 | 0 | 0 | 2006 Qtr 1: 0; 2006 Qtr 2: 0; 2006 Qtr 3: 0; 2006 Qtr 4: 0; 2007 Qtr 1: 0; 2007 Qtr 2: 0; 2007 Qtr 3: 0.8; 2007 Qtr 4: 0; 2008 Qtr 1: 0; 2008 Qtr 2: 0; 2008 Qtr 3: 0; 2008 Qtr 4: 0 | 0.8
0 | 255004-Low Flow Showerheads |  | 10 | Residential | 04-DMO-ResidentialMobileHome–DoubleWide-WAT_HEAT | 0 |  |  |  |  | 47.4375 | 0 | 0 | 0 | 34.6125 | 12.825 | 0 |  | kWh | 0 | 7.4 | Residential |  | Annual | [5 empty] | 10 | 0.89 |  |  |  | 0 | 0 | 0.8 | 0 | 0 | 0 | 0 | 0 | 0 | 0 | 0 | 0 | 2006 Qtr 1: 0; 2006 Qtr 2: 0; 2006 Qtr 3: 0; 2006 Qtr 4: 0; 2007 Qtr 1: 0; 2007 Qtr 2: 0; 2007 Qtr 3: 0.8; 2007 Qtr 4: 0; 2008 Qtr 1: 0; 2008 Qtr 2: 0; 2008 Qtr 3: 0; 2008 Qtr 4: 0 | 0.8
0 | 255004-Low Flow Showerheads |  | 10 | Residential | 04-DMO-ResidentialMobileHome–DoubleWide-WAT_HEAT | 0 |  |  |  |  | 47.4375 | 0 | 0 | 0 | 34.6125 | 12.825 | 0 |  | kWh | 0 | 7.4 | Residential |  | Annual | [5 empty] | 10 | 0.89 |  |  |  | 0 | 0 | 0.8 | 0 | 0 | 0 | 0 | 0 | 0 | 0 | 0 | 0 | 2006 Qtr 1: 0; 2006 Qtr 2: 0; 2006 Qtr 3: 0; 2006 Qtr 4: 0; 2007 Qtr 1: 0; 2007 Qtr 2: 0; 2007 Qtr 3: 0.8; 2007 Qtr 4: 0; 2008 Qtr 1: 0; 2008 Qtr 2: 0; 2008 Qtr 3: 0; 2008 Qtr 4: 0 | 0.8
0 | 255004-Low Flow Showerheads |  | 10 | Residential | 04-DMO-ResidentialMobileHome–DoubleWide-WAT_HEAT | 0 |  |  |  |  | 47.4375 | 0 | 0 | 0 | 34.6125 | 12.825 | 0 |  | kWh | 0 | 7.4 | Residential |  | Annual | [5 empty] | 10 | 0.89 |  |  |  | 0 | 0 | 0.8 | 0 | 0 | 0 | 0 | 0 | 0 | 0 | 0 | 0 | 2006 Qtr 1: 0; 2006 Qtr 2: 0; 2006 Qtr 3: 0; 2006 Qtr 4: 0; 2007 Qtr 1: 0; 2007 Qtr 2: 0; 2007 Qtr 3: 0.8; 2007 Qtr 4: 0; 2008 Qtr 1: 0; 2008 Qtr 2: 0; 2008 Qtr 3: 0; 2008 Qtr 4: 0 | 0.8
0 | 255004-Low Flow Showerheads |  | System | Residential | 04-DMO-ResidentialMobileHome–DoubleWide-WAT_HEAT | 0 |  |  |  |  | 47.4375 | 0 | 0 | 0 | 34.6125 | 12.825 | 0 |  | kWh | 0 | 7.4 | Residential |  | Annual | [5 empty] | 10 | 0.89 |  |  |  | 0 | 0 | 1.6 | 0 | 0 | 0 | 0 | 0 | 0 | 0 | 0 | 0 | 2006 Qtr 1: 0; 2006 Qtr 2: 0; 2006 Qtr 3: 0; 2006 Qtr 4: 0; 2007 Qtr 1: 0; 2007 Qtr 2: 0; 2007 Qtr 3: 1.6; 2007 Qtr 4: 0; 2008 Qtr 1: 0; 2008 Qtr 2: 0; 2008 Qtr 3: 0; 2008 Qtr 4: 0 | 1.6
0 | 255004-Low Flow Showerheads |  | 10 | Residential | 04-DMO-ResidentialMobileHome–DoubleWide-WAT_HEAT | 0 |  |  |  |  | 47.4375 | 0 | 0 | 0 | 34.6125 | 12.825 | 0 |  | kWh | 0 | 7.4 | Residential |  | Annual | [5 empty] | 10 | 0.89 |  |  |  | 0 | 0 | 0.8 | 0 | 0 | 0 | 0 | 0 | 0 | 0 | 0 | 0 | 2006 Qtr 1: 0; 2006 Qtr 2: 0; 2006 Qtr 3: 0; 2006 Qtr 4: 0; 2007 Qtr 1: 0; 2007 Qtr 2: 0; 2007 Qtr 3: 0.8; 2007 Qtr 4: 0; 2008 Qtr 1: 0; 2008 Qtr 2: 0; 2008 Qtr 3: 0; 2008 Qtr 4: 0 | 0.8
0 | 255004-Low Flow Showerheads |  | 10 | Residential | 04-DMO-ResidentialMobileHome–DoubleWide-WAT_HEAT | 0 |  |  |  |  | 47.4375 | 0 | 0 | 0 | 34.6125 | 12.825 | 0 |  | kWh | 0 | 7.4 | Residential |  | Annual | [5 empty] | 10 | 0.89 |  |  |  | 0 | 0 | 1.6 | 0 | 0 | 0 | 0 | 0 | 0 | 0 | 0 | 0 | 2006 Qtr 1: 0; 2006 Qtr 2: 0; 2006 Qtr 3: 0; 2006 Qtr 4: 0; 2007 Qtr 1: 0; 2007 Qtr 2: 0; 2007 Qtr 3: 1.6; 2007 Qtr 4: 0; 2008 Qtr 1: 0; 2008 Qtr 2: 0; 2008 Qtr 3: 0; 2008 Qtr 4: 0 | 1.6
0 | 255004-Low Flow Showerheads |  | 10 | Residential | 04-DMO-ResidentialMobileHome–DoubleWide-WAT_HEAT | 0 |  |  |  |  | 47.4375 | 0 | 0 | 0 | 34.6125 | 12.825 | 0 |  | kWh | 0 | 7.4 | Residential |  | Annual | [5 empty] | 10 | 0.89 |  |  |  | 0 | 0 | 1.6 | 0 | 0 | 0 | 0 | 0 | 0 | 0 | 0 | 0 | 2006 Qtr 1: 0; 2006 Qtr 2: 0; 2006 Qtr 3: 0; 2006 Qtr 4: 0; 2007 Qtr 1: 0; 2007 Qtr 2: 0; 2007 Qtr 3: 1.6; 2007 Qtr 4: 0; 2008 Qtr 1: 0; 2008 Qtr 2: 0; 2008 Qtr 3: 0; 2008 Qtr 4: 0 | 1.6
0 | 255004-Low Flow Showerheads |  | System | Residential | 04-DMO-ResidentialMobileHome–DoubleWide-WAT_HEAT | 0 |  |  |  |  | 47.4375 | 0 | 0 | 0 | 34.6125 | 12.825 | 0 |  | kWh | 0 | 7.4 | Residential |  | Annual | [5 empty] | 10 | 0.89 |  |  |  | 0 | 0 | 1.6 | 0 | 0 | 0 | 0 | 0 | 0 | 0 | 0 | 0 | 2006 Qtr 1: 0; 2006 Qtr 2: 0; 2006 Qtr 3: 0; 2006 Qtr 4: 0; 2007 Qtr 1: 0; 2007 Qtr 2: 0; 2007 Qtr 3: 1.6; 2007 Qtr 4: 0; 2008 Qtr 1: 0; 2008 Qtr 2: 0; 2008 Qtr 3: 0; 2008 Qtr 4: 0 | 1.6
0 | 255004-Low Flow Showerheads |  | 10 | Residential | 04-DMO-ResidentialMobileHome–DoubleWide-WAT_HEAT | 0 |  |  |  |  | 47.4375 | 0 | 0 | 0 | 34.6125 | 12.825 | 0 |  | kWh | 0 | 7.4 | Residential |  | Annual | [5 empty] | 10 | 0.89 |  |  |  | 0 | 0 | 1.6 | 0 | 0 | 0 | 0 | 0 | 0 | 0 | 0 | 0 | 2006 Qtr 1: 0; 2006 Qtr 2: 0; 2006 Qtr 3: 0; 2006 Qtr 4: 0; 2007 Qtr 1: 0; 2007 Qtr 2: 0; 2007 Qtr 3: 1.6; 2007 Qtr 4: 0; 2008 Qtr 1: 0; 2008 Qtr 2: 0; 2008 Qtr 3: 0; 2008 Qtr 4: 0 | 1.6
0 | 255004-Low Flow Showerheads |  | 10 | Residential | 04-DMO-ResidentialMobileHome–DoubleWide-WAT_HEAT | 0 |  |  |  |  | 47.4375 | 0 | 0 | 0 | 34.6125 | 12.825 | 0 |  | kWh | 0 | 7.4 | Residential |  | Annual | [5 empty] | 10 | 0.89 |  |  |  | 0 | 0 | 1.6 | 0 | 0 | 0 | 0 | 0 | 0 | 0 | 0 | 0 | 2006 Qtr 1: 0; 2006 Qtr 2: 0; 2006 Qtr 3: 0; 2006 Qtr 4: 0; 2007 Qtr 1: 0; 2007 Qtr 2: 0; 2007 Qtr 3: 1.6; 2007 Qtr 4: 0; 2008 Qtr 1: 0; 2008 Qtr 2: 0; 2008 Qtr 3: 0; 2008 Qtr 4: 0 | 1.6
0 | 255004-Low Flow Showerheads |  | 10 | Residential | 04-DMO-ResidentialMobileHome–DoubleWide-WAT_HEAT | 0 |  |  |  |  | 47.4375 | 0 | 0 | 0 | 34.6125 | 12.825 | 0 |  | kWh | 0 | 7.4 | Residential |  | Annual | [5 empty] | 10 | 0.89 |  |  |  | 0 | 0 | 0.8 | 0 | 0 | 0 | 0 | 0 | 0 | 0 | 0 | 0 | 2006 Qtr 1: 0; 2006 Qtr 2: 0; 2006 Qtr 3: 0; 2006 Qtr 4: 0; 2007 Qtr 1: 0; 2007 Qtr 2: 0; 2007 Qtr 3: 0.8; 2007 Qtr 4: 0; 2008 Qtr 1: 0; 2008 Qtr 2: 0; 2008 Qtr 3: 0; 2008 Qtr 4: 0 | 0.8
0 | 255004-Low Flow Showerheads |  | System | Residential | 04-DMO-ResidentialMobileHome–DoubleWide-WAT_HEAT | 0 |  |  |  |  | 47.4375 | 0 | 0 | 0 | 34.6125 | 12.825 | 0 |  | kWh | 0 | 7.4 | Residential |  | Annual | [5 empty] | 10 | 0.89 |  |  |  | 0 | 0 | 1.6 | 0 | 0 | 0 | 0 | 0 | 0 | 0 | 0 | 0 | 2006 Qtr 1: 0; 2006 Qtr 2: 0; 2006 Qtr 3: 0; 2006 Qtr 4: 0; 2007 Qtr 1: 0; 2007 Qtr 2: 0; 2007 Qtr 3: 1.6; 2007 Qtr 4: 0; 2008 Qtr 1: 0; 2008 Qtr 2: 0; 2008 Qtr 3: 0; 2008 Qtr 4: 0 | 1.6
0 | 255004-Low Flow Showerheads |  | 7 | Residential | 04-DMO-ResidentialMobileHome–DoubleWide-WAT_HEAT | 0 |  |  |  |  | 47.4375 | 0 | 0 | 0 | 34.6125 | 12.825 | 0 |  | kWh | 0 | 7.4 | Residential |  | Annual | [5 empty] | 10 | 0.89 |  |  |  | 0 | 0 | 0.8 | 0 | 0 | 0 | 0 | 0 | 0 | 0 | 0 | 0 | 2006 Qtr 1: 0; 2006 Qtr 2: 0; 2006 Qtr 3: 0; 2006 Qtr 4: 0; 2007 Qtr 1: 0; 2007 Qtr 2: 0; 2007 Qtr 3: 0.8; 2007 Qtr 4: 0; 2008 Qtr 1: 0; 2008 Qtr 2: 0; 2008 Qtr 3: 0; 2008 Qtr 4: 0 | 0.8
0 | 255004-Low Flow Showerheads |  | 10 | Residential | 04-DMO-ResidentialMobileHome–DoubleWide-WAT_HEAT | 0 |  |  |  |  | 47.4375 | 0 | 0 | 0 | 34.6125 | 12.825 | 0 |  | kWh | 0 | 7.4 | Residential |  | Annual | [5 empty] | 10 | 0.89 |  |  |  | 0 | 0 | 0.8 | 0 | 0 | 0 | 0 | 0 | 0 | 0 | 0 | 0 | 2006 Qtr 1: 0; 2006 Qtr 2: 0; 2006 Qtr 3: 0; 2006 Qtr 4: 0; 2007 Qtr 1: 0; 2007 Qtr 2: 0; 2007 Qtr 3: 0.8; 2007 Qtr 4: 0; 2008 Qtr 1: 0; 2008 Qtr 2: 0; 2008 Qtr 3: 0; 2008 Qtr 4: 0 | 0.8
0 | 255004-Low Flow Showerheads |  | 10 | Residential | 04-DMO-ResidentialMobileHome–DoubleWide-WAT_HEAT | 0 |  |  |  |  | 47.4375 | 0 | 0 | 0 | 34.6125 | 12.825 | 0 |  | kWh | 0 | 7.4 | Residential |  | Annual | [5 empty] | 10 | 0.89 |  |  |  | 0 | 0 | 1.6 | 0 | 0 | 0 | 0 | 0 | 0 | 0 | 0 | 0 | 2006 Qtr 1: 0; 2006 Qtr 2: 0; 2006 Qtr 3: 0; 2006 Qtr 4: 0; 2007 Qtr 1: 0; 2007 Qtr 2: 0; 2007 Qtr 3: 1.6; 2007 Qtr 4: 0; 2008 Qtr 1: 0; 2008 Qtr 2: 0; 2008 Qtr 3: 0; 2008 Qtr 4: 0 | 1.6
0 | 255004-Low Flow Showerheads |  | System | Residential | 04-DMO-ResidentialMobileHome–DoubleWide-WAT_HEAT | 0 |  |  |  |  | 47.4375 | 0 | 0 | 0 | 34.6125 | 12.825 | 0 |  | kWh | 0 | 7.4 | Residential |  | Annual | [5 empty] | 10 | 0.89 |  |  |  | 0 | 0 | 1.6 | 0 | 0 | 0 | 0 | 0 | 0 | 0 | 0 | 0 | 2006 Qtr 1: 0; 2006 Qtr 2: 0; 2006 Qtr 3: 0; 2006 Qtr 4: 0; 2007 Qtr 1: 0; 2007 Qtr 2: 0; 2007 Qtr 3: 1.6; 2007 Qtr 4: 0; 2008 Qtr 1: 0; 2008 Qtr 2: 0; 2008 Qtr 3: 0; 2008 Qtr 4: 0 | 1.6
0 | 255004-Low Flow Showerheads |  | 10 | Residential | 04-DMO-ResidentialMobileHome–DoubleWide-WAT_HEAT | 0 |  |  |  |  | 47.4375 | 0 | 0 | 0 | 34.6125 | 12.825 | 0 |  | kWh | 0 | 7.4 | Residential |  | Annual | [5 empty] | 10 | 0.89 |  |  |  | 0 | 0 | 1.6 | 0 | 0 | 0 | 0 | 0 | 0 | 0 | 0 | 0 | 2006 Qtr 1: 0; 2006 Qtr 2: 0; 2006 Qtr 3: 0; 2006 Qtr 4: 0; 2007 Qtr 1: 0; 2007 Qtr 2: 0; 2007 Qtr 3: 1.6; 2007 Qtr 4: 0; 2008 Qtr 1: 0; 2008 Qtr 2: 0; 2008 Qtr 3: 0; 2008 Qtr 4: 0 | 1.6
0 | 255004-Low Flow Showerheads |  | 7 | Residential | 04-DMO-ResidentialMobileHome–DoubleWide-WAT_HEAT | 0 |  |  |  |  | 47.4375 | 0 | 0 | 0 | 34.6125 | 12.825 | 0 |  | kWh | 0 | 7.4 | Residential |  | Annual | [5 empty] | 10 | 0.89 |  |  |  | 0 | 0 | 0.8 | 0 | 0 | 0 | 0 | 0 | 0 | 0 | 0 | 0 | 2006 Qtr 1: 0; 2006 Qtr 2: 0; 2006 Qtr 3: 0; 2006 Qtr 4: 0; 2007 Qtr 1: 0; 2007 Qtr 2: 0; 2007 Qtr 3: 0.8; 2007 Qtr 4: 0; 2008 Qtr 1: 0; 2008 Qtr 2: 0; 2008 Qtr 3: 0; 2008 Qtr 4: 0 | 0.8
0 | 255004-Low Flow Showerheads |  | 10 | Residential | 04-DMO-ResidentialMobileHome–DoubleWide-WAT_HEAT | 0 |  |  |  |  | 47.4375 | 0 | 0 | 0 | 34.6125 | 12.825 | 0 |  | kWh | 0 | 7.4 | Residential |  | Annual | [5 empty] | 10 | 0.89 |  |  |  | 0 | 0 | 1.6 | 0 | 0 | 0 | 0 | 0 | 0 | 0 | 0 | 0 | 2006 Qtr 1: 0; 2006 Qtr 2: 0; 2006 Qtr 3: 0; 2006 Qtr 4: 0; 2007 Qtr 1: 0; 2007 Qtr 2: 0; 2007 Qtr 3: 1.6; 2007 Qtr 4: 0; 2008 Qtr 1: 0; 2008 Qtr 2: 0; 2008 Qtr 3: 0; 2008 Qtr 4: 0 | 1.6
0 | 255004-Low Flow Showerheads |  | 10 | Residential | 04-DMO-ResidentialMobileHome–DoubleWide-WAT_HEAT | 0 |  |  |  |  | 47.4375 | 0 | 0 | 0 | 34.6125 | 12.825 | 0 |  | kWh | 0 | 7.4 | Residential |  | Annual | [5 empty] | 10 | 0.89 |  |  |  | 0 | 0 | 0.8 | 0 | 0 | 0 | 0 | 0 | 0 | 0 | 0 | 0 | 2006 Qtr 1: 0; 2006 Qtr 2: 0; 2006 Qtr 3: 0; 2006 Qtr 4: 0; 2007 Qtr 1: 0; 2007 Qtr 2: 0; 2007 Qtr 3: 0.8; 2007 Qtr 4: 0; 2008 Qtr 1: 0; 2008 Qtr 2: 0; 2008 Qtr 3: 0; 2008 Qtr 4: 0 | 0.8
0 | 255004-Low Flow Showerheads |  | 10 | Residential | 04-DMO-ResidentialMobileHome–DoubleWide-WAT_HEAT | 0 |  |  |  |  | 47.4375 | 0 | 0 | 0 | 34.6125 | 12.825 | 0 |  | kWh | 0 | 7.4 | Residential |  | Annual | [5 empty] | 10 | 0.89 |  |  |  | 0 | 0 | 1.6 | 0 | 0 | 0 | 0 | 0 | 0 | 0 | 0 | 0 | 2006 Qtr 1: 0; 2006 Qtr 2: 0; 2006 Qtr 3: 0; 2006 Qtr 4: 0; 2007 Qtr 1: 0; 2007 Qtr 2: 0; 2007 Qtr 3: 1.6; 2007 Qtr 4: 0; 2008 Qtr 1: 0; 2008 Qtr 2: 0; 2008 Qtr 3: 0; 2008 Qtr 4: 0 | 1.6
0 | 255004-Low Flow Showerheads |  | System | Residential | 04-DMO-ResidentialMobileHome–DoubleWide-WAT_HEAT | 0 |  |  |  |  | 47.4375 | 0 | 0 | 0 | 34.6125 | 12.825 | 0 |  | kWh | 0 | 7.4 | Residential |  | Annual | [5 empty] | 10 | 0.89 |  |  |  | 0 | 0 | 1.6 | 0 | 0 | 0 | 0 | 0 | 0 | 0 | 0 | 0 | 2006 Qtr 1: 0; 2006 Qtr 2: 0; 2006 Qtr 3: 0; 2006 Qtr 4: 0; 2007 Qtr 1: 0; 2007 Qtr 2: 0; 2007 Qtr 3: 1.6; 2007 Qtr 4: 0; 2008 Qtr 1: 0; 2008 Qtr 2: 0; 2008 Qtr 3: 0; 2008 Qtr 4: 0 | 1.6
0 | 255004-Low Flow Showerheads |  | 7 | Residential | 04-DMO-ResidentialMobileHome–DoubleWide-WAT_HEAT | 0 |  |  |  |  | 47.4375 | 0 | 0 | 0 | 34.6125 | 12.825 | 0 |  | kWh | 0 | 7.4 | Residential |  | Annual | [5 empty] | 10 | 0.89 |  |  |  | 0 | 0 | 0.8 | 0 | 0 | 0 | 0 | 0 | 0 | 0 | 0 | 0 | 2006 Qtr 1: 0; 2006 Qtr 2: 0; 2006 Qtr 3: 0; 2006 Qtr 4: 0; 2007 Qtr 1: 0; 2007 Qtr 2: 0; 2007 Qtr 3: 0.8; 2007 Qtr 4: 0; 2008 Qtr 1: 0; 2008 Qtr 2: 0; 2008 Qtr 3: 0; 2008 Qtr 4: 0 | 0.8
0 | 255004-Low Flow Showerheads |  | 10 | Residential | 04-DMO-ResidentialMobileHome–DoubleWide-WAT_HEAT | 0 |  |  |  |  | 47.4375 | 0 | 0 | 0 | 34.6125 | 12.825 | 0 |  | kWh | 0 | 7.4 | Residential |  | Annual | [5 empty] | 10 | 0.89 |  |  |  | 0 | 0 | 1.6 | 0 | 0 | 0 | 0 | 0 | 0 | 0 | 0 | 0 | 2006 Qtr 1: 0; 2006 Qtr 2: 0; 2006 Qtr 3: 0; 2006 Qtr 4: 0; 2007 Qtr 1: 0; 2007 Qtr 2: 0; 2007 Qtr 3: 1.6; 2007 Qtr 4: 0; 2008 Qtr 1: 0; 2008 Qtr 2: 0; 2008 Qtr 3: 0; 2008 Qtr 4: 0 | 1.6
0 | 255004-Low Flow Showerheads |  | System | Residential | 04-DMO-ResidentialMobileHome–DoubleWide-WAT_HEAT | 0 |  |  |  |  | 47.4375 | 0 | 0 | 0 | 34.6125 | 12.825 | 0 |  | kWh | 0 | 7.4 | Residential |  | Annual | [5 empty] | 10 | 0.89 |  |  |  | 0 | 0 | 1.6 | 0 | 0 | 0 | 0 | 0 | 0 | 0 | 0 | 0 | 2006 Qtr 1: 0; 2006 Qtr 2: 0; 2006 Qtr 3: 0; 2006 Qtr 4: 0; 2007 Qtr 1: 0; 2007 Qtr 2: 0; 2007 Qtr 3: 1.6; 2007 Qtr 4: 0; 2008 Qtr 1: 0; 2008 Qtr 2: 0; 2008 Qtr 3: 0; 2008 Qtr 4: 0 | 1.6
0 | 255004-Low Flow Showerheads |  | 10 | Residential | 04-DMO-ResidentialMobileHome–DoubleWide-WAT_HEAT | 0 |  |  |  |  | 47.4375 | 0 | 0 | 0 | 34.6125 | 12.825 | 0 |  | kWh | 0 | 7.4 | Residential |  | Annual | [5 empty] | 10 | 0.89 |  |  |  | 0 | 0 | 1.6 | 0 | 0 | 0 | 0 | 0 | 0 | 0 | 0 | 0 | 2006 Qtr 1: 0; 2006 Qtr 2: 0; 2006 Qtr 3: 0; 2006 Qtr 4: 0; 2007 Qtr 1: 0; 2007 Qtr 2: 0; 2007 Qtr 3: 1.6; 2007 Qtr 4: 0; 2008 Qtr 1: 0; 2008 Qtr 2: 0; 2008 Qtr 3: 0; 2008 Qtr 4: 0 | 1.6
0 | 255004-Low Flow Showerheads |  | 10 | Residential | 04-DMO-ResidentialMobileHome–DoubleWide-WAT_HEAT | 0 |  |  |  |  | 47.4375 | 0 | 0 | 0 | 34.6125 | 12.825 | 0 |  | kWh | 0 | 7.4 | Residential |  | Annual | [5 empty] | 10 | 0.89 |  |  |  | 0 | 0 | 1.6 | 0 | 0 | 0 | 0 | 0 | 0 | 0 | 0 | 0 | 2006 Qtr 1: 0; 2006 Qtr 2: 0; 2006 Qtr 3: 0; 2006 Qtr 4: 0; 2007 Qtr 1: 0; 2007 Qtr 2: 0; 2007 Qtr 3: 1.6; 2007 Qtr 4: 0; 2008 Qtr 1: 0; 2008 Qtr 2: 0; 2008 Qtr 3: 0; 2008 Qtr 4: 0 | 1.6
0 | 255004-Low Flow Showerheads |  | 10 | Residential | 04-DMO-ResidentialMobileHome–DoubleWide-WAT_HEAT | 0 |  |  |  |  | 47.4375 | 0 | 0 | 0 | 34.6125 | 12.825 | 0 |  | kWh | 0 | 7.4 | Residential |  | Annual | [5 empty] | 10 | 0.89 |  |  |  | 0 | 0 | 1.6 | 0 | 0 | 0 | 0 | 0 | 0 | 0 | 0 | 0 | 2006 Qtr 1: 0; 2006 Qtr 2: 0; 2006 Qtr 3: 0; 2006 Qtr 4: 0; 2007 Qtr 1: 0; 2007 Qtr 2: 0; 2007 Qtr 3: 1.6; 2007 Qtr 4: 0; 2008 Qtr 1: 0; 2008 Qtr 2: 0; 2008 Qtr 3: 0; 2008 Qtr 4: 0 | 1.6
0 | 255004-Low Flow Showerheads |  | 10 | Residential | 04-DMO-ResidentialMobileHome–DoubleWide-WAT_HEAT | 0 |  |  |  |  | 47.4375 | 0 | 0 | 0 | 34.6125 | 12.825 | 0 |  | kWh | 0 | 7.4 | Residential |  | Annual | [5 empty] | 10 | 0.89 |  |  |  | 0 | 0 | 0.8 | 0 | 0 | 0 | 0 | 0 | 0 | 0 | 0 | 0 | 2006 Qtr 1: 0; 2006 Qtr 2: 0; 2006 Qtr 3: 0; 2006 Qtr 4: 0; 2007 Qtr 1: 0; 2007 Qtr 2: 0; 2007 Qtr 3: 0.8; 2007 Qtr 4: 0; 2008 Qtr 1: 0; 2008 Qtr 2: 0; 2008 Qtr 3: 0; 2008 Qtr 4: 0 | 0.8
0 | 255004-Low Flow Showerheads |  | 10 | Residential | 04-DMO-ResidentialMobileHome–DoubleWide-WAT_HEAT | 0 |  |  |  |  | 47.4375 | 0 | 0 | 0 | 34.6125 | 12.825 | 0 |  | kWh | 0 | 7.4 | Residential |  | Annual | [5 empty] | 10 | 0.89 |  |  |  | 0 | 0 | 0.8 | 0 | 0 | 0 | 0 | 0 | 0 | 0 | 0 | 0 | 2006 Qtr 1: 0; 2006 Qtr 2: 0; 2006 Qtr 3: 0; 2006 Qtr 4: 0; 2007 Qtr 1: 0; 2007 Qtr 2: 0; 2007 Qtr 3: 0.8; 2007 Qtr 4: 0; 2008 Qtr 1: 0; 2008 Qtr 2: 0; 2008 Qtr 3: 0; 2008 Qtr 4: 0 | 0.8
0 | 255004-Low Flow Showerheads |  | 10 | Residential | 04-DMO-ResidentialMobileHome–DoubleWide-WAT_HEAT | 0 |  |  |  |  | 47.4375 | 0 | 0 | 0 | 34.6125 | 12.825 | 0 |  | kWh | 0 | 7.4 | Residential |  | Annual | [5 empty] | 10 | 0.89 |  |  |  | 0 | 0 | 0.8 | 0 | 0 | 0 | 0 | 0 | 0 | 0 | 0 | 0 | 2006 Qtr 1: 0; 2006 Qtr 2: 0; 2006 Qtr 3: 0; 2006 Qtr 4: 0; 2007 Qtr 1: 0; 2007 Qtr 2: 0; 2007 Qtr 3: 0.8; 2007 Qtr 4: 0; 2008 Qtr 1: 0; 2008 Qtr 2: 0; 2008 Qtr 3: 0; 2008 Qtr 4: 0 | 0.8
0 | 255004-Low Flow Showerheads |  | System | Residential | 04-DMO-ResidentialMobileHome–DoubleWide-WAT_HEAT | 0 |  |  |  |  | 47.4375 | 0 | 0 | 0 | 34.6125 | 12.825 | 0 |  | kWh | 0 | 7.4 | Residential |  | Annual | [5 empty] | 10 | 0.89 |  |  |  | 0 | 0 | 0.8 | 0 | 0 | 0 | 0 | 0 | 0 | 0 | 0 | 0 | 2006 Qtr 1: 0; 2006 Qtr 2: 0; 2006 Qtr 3: 0; 2006 Qtr 4: 0; 2007 Qtr 1: 0; 2007 Qtr 2: 0; 2007 Qtr 3: 0.8; 2007 Qtr 4: 0; 2008 Qtr 1: 0; 2008 Qtr 2: 0; 2008 Qtr 3: 0; 2008 Qtr 4: 0 | 0.8
0 | 255004-Low Flow Showerheads |  | 10 | Residential | 04-DMO-ResidentialMobileHome–DoubleWide-WAT_HEAT | 0 |  |  |  |  | 47.4375 | 0 | 0 | 0 | 34.6125 | 12.825 | 0 |  | kWh | 0 | 7.4 | Residential |  | Annual | [5 empty] | 10 | 0.89 |  |  |  | 0 | 0 | 0.8 | 0 | 0 | 0 | 0 | 0 | 0 | 0 | 0 | 0 | 2006 Qtr 1: 0; 2006 Qtr 2: 0; 2006 Qtr 3: 0; 2006 Qtr 4: 0; 2007 Qtr 1: 0; 2007 Qtr 2: 0; 2007 Qtr 3: 0.8; 2007 Qtr 4: 0; 2008 Qtr 1: 0; 2008 Qtr 2: 0; 2008 Qtr 3: 0; 2008 Qtr 4: 0 | 0.8
0 | 255004-Low Flow Showerheads |  | 10 | Residential | 04-DMO-ResidentialMobileHome–DoubleWide-WAT_HEAT | 0 |  |  |  |  | 47.4375 | 0 | 0 | 0 | 34.6125 | 12.825 | 0 |  | kWh | 0 | 7.4 | Residential |  | Annual | [5 empty] | 10 | 0.89 |  |  |  | 0 | 0 | 1.6 | 0 | 0 | 0 | 0 | 0 | 0 | 0 | 0 | 0 | 2006 Qtr 1: 0; 2006 Qtr 2: 0; 2006 Qtr 3: 0; 2006 Qtr 4: 0; 2007 Qtr 1: 0; 2007 Qtr 2: 0; 2007 Qtr 3: 1.6; 2007 Qtr 4: 0; 2008 Qtr 1: 0; 2008 Qtr 2: 0; 2008 Qtr 3: 0; 2008 Qtr 4: 0 | 1.6
0 | 255004-Low Flow Showerheads |  | 7 | Residential | 04-DMO-ResidentialMobileHome–DoubleWide-WAT_HEAT | 0 |  |  |  |  | 47.4375 | 0 | 0 | 0 | 34.6125 | 12.825 | 0 |  | kWh | 0 | 7.4 | Residential |  | Annual | [5 empty] | 10 | 0.89 |  |  |  | 0 | 0 | 0.8 | 0 | 0 | 0 | 0 | 0 | 0 | 0 | 0 | 0 | 2006 Qtr 1: 0; 2006 Qtr 2: 0; 2006 Qtr 3: 0; 2006 Qtr 4: 0; 2007 Qtr 1: 0; 2007 Qtr 2: 0; 2007 Qtr 3: 0.8; 2007 Qtr 4: 0; 2008 Qtr 1: 0; 2008 Qtr 2: 0; 2008 Qtr 3: 0; 2008 Qtr 4: 0 | 0.8
0 | 255004-Low Flow Showerheads |  | 10 | Residential | 04-DMO-ResidentialMobileHome–DoubleWide-WAT_HEAT | 0 |  |  |  |  | 47.4375 | 0 | 0 | 0 | 34.6125 | 12.825 | 0 |  | kWh | 0 | 7.4 | Residential |  | Annual | [5 empty] | 10 | 0.89 |  |  |  | 0 | 0 | 1.6 | 0 | 0 | 0 | 0 | 0 | 0 | 0 | 0 | 0 | 2006 Qtr 1: 0; 2006 Qtr 2: 0; 2006 Qtr 3: 0; 2006 Qtr 4: 0; 2007 Qtr 1: 0; 2007 Qtr 2: 0; 2007 Qtr 3: 1.6; 2007 Qtr 4: 0; 2008 Qtr 1: 0; 2008 Qtr 2: 0; 2008 Qtr 3: 0; 2008 Qtr 4: 0 | 1.6
0 | 255004-Low Flow Showerheads |  | 10 | Residential | 04-DMO-ResidentialMobileHome–DoubleWide-WAT_HEAT | 0 |  |  |  |  | 47.4375 | 0 | 0 | 0 | 34.6125 | 12.825 | 0 |  | kWh | 0 | 7.4 | Residential |  | Annual | [5 empty] | 10 | 0.89 |  |  |  | 0 | 0 | 1.6 | 0 | 0 | 0 | 0 | 0 | 0 | 0 | 0 | 0 | 2006 Qtr 1: 0; 2006 Qtr 2: 0; 2006 Qtr 3: 0; 2006 Qtr 4: 0; 2007 Qtr 1: 0; 2007 Qtr 2: 0; 2007 Qtr 3: 1.6; 2007 Qtr 4: 0; 2008 Qtr 1: 0; 2008 Qtr 2: 0; 2008 Qtr 3: 0; 2008 Qtr 4: 0 | 1.6
0 | 255004-Low Flow Showerheads |  | 10 | Residential | 04-DMO-ResidentialMobileHome–DoubleWide-WAT_HEAT | 0 |  |  |  |  | 47.4375 | 0 | 0 | 0 | 34.6125 | 12.825 | 0 |  | kWh | 0 | 7.4 | Residential |  | Annual | [5 empty] | 10 | 0.89 |  |  |  | 0 | 0 | 1.6 | 0 | 0 | 0 | 0 | 0 | 0 | 0 | 0 | 0 | 2006 Qtr 1: 0; 2006 Qtr 2: 0; 2006 Qtr 3: 0; 2006 Qtr 4: 0; 2007 Qtr 1: 0; 2007 Qtr 2: 0; 2007 Qtr 3: 1.6; 2007 Qtr 4: 0; 2008 Qtr 1: 0; 2008 Qtr 2: 0; 2008 Qtr 3: 0; 2008 Qtr 4: 0 | 1.6
0 | 255004-Low Flow Showerheads |  | System | Residential | 04-DMO-ResidentialMobileHome–DoubleWide-WAT_HEAT | 0 |  |  |  |  | 47.4375 | 0 | 0 | 0 | 34.6125 | 12.825 | 0 |  | kWh | 0 | 7.4 | Residential |  | Annual | [5 empty] | 10 | 0.89 |  |  |  | 0 | 0 | 0.8 | 0 | 0 | 0 | 0 | 0 | 0 | 0 | 0 | 0 | 2006 Qtr 1: 0; 2006 Qtr 2: 0; 2006 Qtr 3: 0; 2006 Qtr 4: 0; 2007 Qtr 1: 0; 2007 Qtr 2: 0; 2007 Qtr 3: 0.8; 2007 Qtr 4: 0; 2008 Qtr 1: 0; 2008 Qtr 2: 0; 2008 Qtr 3: 0; 2008 Qtr 4: 0 | 0.8
0 | 255004-Low Flow Showerheads |  | 10 | Residential | 04-DMO-ResidentialMobileHome–DoubleWide-WAT_HEAT | 0 |  |  |  |  | 47.4375 | 0 | 0 | 0 | 34.6125 | 12.825 | 0 |  | kWh | 0 | 7.4 | Residential |  | Annual | [5 empty] | 10 | 0.89 |  |  |  | 0 | 0 | 0.8 | 0 | 0 | 0 | 0 | 0 | 0 | 0 | 0 | 0 | 2006 Qtr 1: 0; 2006 Qtr 2: 0; 2006 Qtr 3: 0; 2006 Qtr 4: 0; 2007 Qtr 1: 0; 2007 Qtr 2: 0; 2007 Qtr 3: 0.8; 2007 Qtr 4: 0; 2008 Qtr 1: 0; 2008 Qtr 2: 0; 2008 Qtr 3: 0; 2008 Qtr 4: 0 | 0.8
0 | 255004-Low Flow Showerheads |  | 10 | Residential | 04-DMO-ResidentialMobileHome–DoubleWide-WAT_HEAT | 0 |  |  |  |  | 47.4375 | 0 | 0 | 0 | 34.6125 | 12.825 | 0 |  | kWh | 0 | 7.4 | Residential |  | Annual | [5 empty] | 10 | 0.89 |  |  |  | 0 | 0 | 0.8 | 0 | 0 | 0 | 0 | 0 | 0 | 0 | 0 | 0 | 2006 Qtr 1: 0; 2006 Qtr 2: 0; 2006 Qtr 3: 0; 2006 Qtr 4: 0; 2007 Qtr 1: 0; 2007 Qtr 2: 0; 2007 Qtr 3: 0.8; 2007 Qtr 4: 0; 2008 Qtr 1: 0; 2008 Qtr 2: 0; 2008 Qtr 3: 0; 2008 Qtr 4: 0 | 0.8
0 | 255004-Low Flow Showerheads |  | 10 | Residential | 04-DMO-ResidentialMobileHome–DoubleWide-WAT_HEAT | 0 |  |  |  |  | 47.4375 | 0 | 0 | 0 | 34.6125 | 12.825 | 0 |  | kWh | 0 | 7.4 | Residential |  | Annual | [5 empty] | 10 | 0.89 |  |  |  | 0 | 0 | 0.8 | 0 | 0 | 0 | 0 | 0 | 0 | 0 | 0 | 0 | 2006 Qtr 1: 0; 2006 Qtr 2: 0; 2006 Qtr 3: 0; 2006 Qtr 4: 0; 2007 Qtr 1: 0; 2007 Qtr 2: 0; 2007 Qtr 3: 0.8; 2007 Qtr 4: 0; 2008 Qtr 1: 0; 2008 Qtr 2: 0; 2008 Qtr 3: 0; 2008 Qtr 4: 0 | 0.8
0 | 255004-Low Flow Showerheads |  | 10 | Residential | 04-DMO-ResidentialMobileHome–DoubleWide-WAT_HEAT | 0 |  |  |  |  | 47.4375 | 0 | 0 | 0 | 34.6125 | 12.825 | 0 |  | kWh | 0 | 7.4 | Residential |  | Annual | [5 empty] | 10 | 0.89 |  |  |  | 0 | 0 | 0.8 | 0 | 0 | 0 | 0 | 0 | 0 | 0 | 0 | 0 | 2006 Qtr 1: 0; 2006 Qtr 2: 0; 2006 Qtr 3: 0; 2006 Qtr 4: 0; 2007 Qtr 1: 0; 2007 Qtr 2: 0; 2007 Qtr 3: 0.8; 2007 Qtr 4: 0; 2008 Qtr 1: 0; 2008 Qtr 2: 0; 2008 Qtr 3: 0; 2008 Qtr 4: 0 | 0.8
0 | 255004-Low Flow Showerheads |  | 7 | Residential | 04-DMO-ResidentialMobileHome–DoubleWide-WAT_HEAT | 0 |  |  |  |  | 47.4375 | 0 | 0 | 0 | 34.6125 | 12.825 | 0 |  | kWh | 0 | 7.4 | Residential |  | Annual | [5 empty] | 10 | 0.89 |  |  |  | 0 | 0 | 0.8 | 0 | 0 | 0 | 0 | 0 | 0 | 0 | 0 | 0 | 2006 Qtr 1: 0; 2006 Qtr 2: 0; 2006 Qtr 3: 0; 2006 Qtr 4: 0; 2007 Qtr 1: 0; 2007 Qtr 2: 0; 2007 Qtr 3: 0.8; 2007 Qtr 4: 0; 2008 Qtr 1: 0; 2008 Qtr 2: 0; 2008 Qtr 3: 0; 2008 Qtr 4: 0 | 0.8
0 | 255004-Low Flow Showerheads |  | 10 | Residential | 04-DMO-ResidentialMobileHome–DoubleWide-WAT_HEAT | 0 |  |  |  |  | 47.4375 | 0 | 0 | 0 | 34.6125 | 12.825 | 0 |  | kWh | 0 | 7.4 | Residential |  | Annual | [5 empty] | 10 | 0.89 |  |  |  | 0 | 0 | 0.8 | 0 | 0 | 0 | 0 | 0 | 0 | 0 | 0 | 0 | 2006 Qtr 1: 0; 2006 Qtr 2: 0; 2006 Qtr 3: 0; 2006 Qtr 4: 0; 2007 Qtr 1: 0; 2007 Qtr 2: 0; 2007 Qtr 3: 0.8; 2007 Qtr 4: 0; 2008 Qtr 1: 0; 2008 Qtr 2: 0; 2008 Qtr 3: 0; 2008 Qtr 4: 0 | 0.8
0 | 255004-Low Flow Showerheads |  | 7 | Residential | 04-DMO-ResidentialMobileHome–DoubleWide-WAT_HEAT | 0 |  |  |  |  | 47.4375 | 0 | 0 | 0 | 34.6125 | 12.825 | 0 |  | kWh | 0 | 7.4 | Residential |  | Annual | [5 empty] | 10 | 0.89 |  |  |  | 0 | 0 | 1.6 | 0 | 0 | 0 | 0 | 0 | 0 | 0 | 0 | 0 | 2006 Qtr 1: 0; 2006 Qtr 2: 0; 2006 Qtr 3: 0; 2006 Qtr 4: 0; 2007 Qtr 1: 0; 2007 Qtr 2: 0; 2007 Qtr 3: 1.6; 2007 Qtr 4: 0; 2008 Qtr 1: 0; 2008 Qtr 2: 0; 2008 Qtr 3: 0; 2008 Qtr 4: 0 | 1.6
0 | 255004-Low Flow Showerheads |  | System | Residential | 04-DMO-ResidentialMobileHome–DoubleWide-WAT_HEAT | 0 |  |  |  |  | 47.4375 | 0 | 0 | 0 | 34.6125 | 12.825 | 0 |  | kWh | 0 | 7.4 | Residential |  | Annual | [5 empty] | 10 | 0.89 |  |  |  | 0 | 0 | 1.6 | 0 | 0 | 0 | 0 | 0 | 0 | 0 | 0 | 0 | 2006 Qtr 1: 0; 2006 Qtr 2: 0; 2006 Qtr 3: 0; 2006 Qtr 4: 0; 2007 Qtr 1: 0; 2007 Qtr 2: 0; 2007 Qtr 3: 1.6; 2007 Qtr 4: 0; 2008 Qtr 1: 0; 2008 Qtr 2: 0; 2008 Qtr 3: 0; 2008 Qtr 4: 0 | 1.6
0 | 255004-Low Flow Showerheads |  | 10 | Residential | 04-DMO-ResidentialMobileHome–DoubleWide-WAT_HEAT | 0 |  |  |  |  | 47.4375 | 0 | 0 | 0 | 34.6125 | 12.825 | 0 |  | kWh | 0 | 7.4 | Residential |  | Annual | [5 empty] | 10 | 0.89 |  |  |  | 0 | 0 | 0.8 | 0 | 0 | 0 | 0 | 0 | 0 | 0 | 0 | 0 | 2006 Qtr 1: 0; 2006 Qtr 2: 0; 2006 Qtr 3: 0; 2006 Qtr 4: 0; 2007 Qtr 1: 0; 2007 Qtr 2: 0; 2007 Qtr 3: 0.8; 2007 Qtr 4: 0; 2008 Qtr 1: 0; 2008 Qtr 2: 0; 2008 Qtr 3: 0; 2008 Qtr 4: 0 | 0.8
0 | 255004-Low Flow Showerheads |  | 10 | Residential | 04-DMO-ResidentialMobileHome–DoubleWide-WAT_HEAT | 0 |  |  |  |  | 47.4375 | 0 | 0 | 0 | 34.6125 | 12.825 | 0 |  | kWh | 0 | 7.4 | Residential |  | Annual | [5 empty] | 10 | 0.89 |  |  |  | 0 | 0 | 1.6 | 0 | 0 | 0 | 0 | 0 | 0 | 0 | 0 | 0 | 2006 Qtr 1: 0; 2006 Qtr 2: 0; 2006 Qtr 3: 0; 2006 Qtr 4: 0; 2007 Qtr 1: 0; 2007 Qtr 2: 0; 2007 Qtr 3: 1.6; 2007 Qtr 4: 0; 2008 Qtr 1: 0; 2008 Qtr 2: 0; 2008 Qtr 3: 0; 2008 Qtr 4: 0 | 1.6
0 | 255004-Low Flow Showerheads |  | 10 | Residential | 04-DMO-ResidentialMobileHome–DoubleWide-WAT_HEAT | 0 |  |  |  |  | 47.4375 | 0 | 0 | 0 | 34.6125 | 12.825 | 0 |  | kWh | 0 | 7.4 | Residential |  | Annual | [5 empty] | 10 | 0.89 |  |  |  | 0 | 0 | 1.6 | 0 | 0 | 0 | 0 | 0 | 0 | 0 | 0 | 0 | 2006 Qtr 1: 0; 2006 Qtr 2: 0; 2006 Qtr 3: 0; 2006 Qtr 4: 0; 2007 Qtr 1: 0; 2007 Qtr 2: 0; 2007 Qtr 3: 1.6; 2007 Qtr 4: 0; 2008 Qtr 1: 0; 2008 Qtr 2: 0; 2008 Qtr 3: 0; 2008 Qtr 4: 0 | 1.6
0 | 255004-Low Flow Showerheads |  | 7 | Residential | 04-DMO-ResidentialMobileHome–DoubleWide-WAT_HEAT | 0 |  |  |  |  | 47.4375 | 0 | 0 | 0 | 34.6125 | 12.825 | 0 |  | kWh | 0 | 7.4 | Residential |  | Annual | [5 empty] | 10 | 0.89 |  |  |  | 0 | 0 | 0.8 | 0 | 0 | 0 | 0 | 0 | 0 | 0 | 0 | 0 | 2006 Qtr 1: 0; 2006 Qtr 2: 0; 2006 Qtr 3: 0; 2006 Qtr 4: 0; 2007 Qtr 1: 0; 2007 Qtr 2: 0; 2007 Qtr 3: 0.8; 2007 Qtr 4: 0; 2008 Qtr 1: 0; 2008 Qtr 2: 0; 2008 Qtr 3: 0; 2008 Qtr 4: 0 | 0.8
0 | 255004-Low Flow Showerheads |  | 10 | Residential | 04-DMO-ResidentialMobileHome–DoubleWide-WAT_HEAT | 0 |  |  |  |  | 47.4375 | 0 | 0 | 0 | 34.6125 | 12.825 | 0 |  | kWh | 0 | 7.4 | Residential |  | Annual | [5 empty] | 10 | 0.89 |  |  |  | 0 | 0 | 0.8 | 0 | 0 | 0 | 0 | 0 | 0 | 0 | 0 | 0 | 2006 Qtr 1: 0; 2006 Qtr 2: 0; 2006 Qtr 3: 0; 2006 Qtr 4: 0; 2007 Qtr 1: 0; 2007 Qtr 2: 0; 2007 Qtr 3: 0.8; 2007 Qtr 4: 0; 2008 Qtr 1: 0; 2008 Qtr 2: 0; 2008 Qtr 3: 0; 2008 Qtr 4: 0 | 0.8
0 | 255004-Low Flow Showerheads |  | 10 | Residential | 04-DMO-ResidentialMobileHome–DoubleWide-WAT_HEAT | 0 |  |  |  |  | 47.4375 | 0 | 0 | 0 | 34.6125 | 12.825 | 0 |  | kWh | 0 | 7.4 | Residential |  | Annual | [5 empty] | 10 | 0.89 |  |  |  | 0 | 0 | 1.6 | 0 | 0 | 0 | 0 | 0 | 0 | 0 | 0 | 0 | 2006 Qtr 1: 0; 2006 Qtr 2: 0; 2006 Qtr 3: 0; 2006 Qtr 4: 0; 2007 Qtr 1: 0; 2007 Qtr 2: 0; 2007 Qtr 3: 1.6; 2007 Qtr 4: 0; 2008 Qtr 1: 0; 2008 Qtr 2: 0; 2008 Qtr 3: 0; 2008 Qtr 4: 0 | 1.6
0 | 255004-Low Flow Showerheads |  | 10 | Residential | 04-DMO-ResidentialMobileHome–DoubleWide-WAT_HEAT | 0 |  |  |  |  | 47.4375 | 0 | 0 | 0 | 34.6125 | 12.825 | 0 |  | kWh | 0 | 7.4 | Residential |  | Annual | [5 empty] | 10 | 0.89 |  |  |  | 0 | 0 | 0.8 | 0 | 0 | 0 | 0 | 0 | 0 | 0 | 0 | 0 | 2006 Qtr 1: 0; 2006 Qtr 2: 0; 2006 Qtr 3: 0; 2006 Qtr 4: 0; 2007 Qtr 1: 0; 2007 Qtr 2: 0; 2007 Qtr 3: 0.8; 2007 Qtr 4: 0; 2008 Qtr 1: 0; 2008 Qtr 2: 0; 2008 Qtr 3: 0; 2008 Qtr 4: 0 | 0.8
0 | 255004-Low Flow Showerheads |  | 10 | Residential | 04-DMO-ResidentialMobileHome–DoubleWide-WAT_HEAT | 0 |  |  |  |  | 47.4375 | 0 | 0 | 0 | 34.6125 | 12.825 | 0 |  | kWh | 0 | 7.4 | Residential |  | Annual | [5 empty] | 10 | 0.89 |  |  |  | 0 | 0 | 1.6 | 0 | 0 | 0 | 0 | 0 | 0 | 0 | 0 | 0 | 2006 Qtr 1: 0; 2006 Qtr 2: 0; 2006 Qtr 3: 0; 2006 Qtr 4: 0; 2007 Qtr 1: 0; 2007 Qtr 2: 0; 2007 Qtr 3: 1.6; 2007 Qtr 4: 0; 2008 Qtr 1: 0; 2008 Qtr 2: 0; 2008 Qtr 3: 0; 2008 Qtr 4: 0 | 1.6
0 | 255004-Low Flow Showerheads |  | 10 | Residential | 04-DMO-ResidentialMobileHome–DoubleWide-WAT_HEAT | 0 |  |  |  |  | 47.4375 | 0 | 0 | 0 | 34.6125 | 12.825 | 0 |  | kWh | 0 | 7.4 | Residential |  | Annual | [5 empty] | 10 | 0.89 |  |  |  | 0 | 0 | 0.8 | 0 | 0 | 0 | 0 | 0 | 0 | 0 | 0 | 0 | 2006 Qtr 1: 0; 2006 Qtr 2: 0; 2006 Qtr 3: 0; 2006 Qtr 4: 0; 2007 Qtr 1: 0; 2007 Qtr 2: 0; 2007 Qtr 3: 0.8; 2007 Qtr 4: 0; 2008 Qtr 1: 0; 2008 Qtr 2: 0; 2008 Qtr 3: 0; 2008 Qtr 4: 0 | 0.8
0 | 255004-Low Flow Showerheads |  | System | Residential | 04-DMO-ResidentialMobileHome–DoubleWide-WAT_HEAT | 0 |  |  |  |  | 47.4375 | 0 | 0 | 0 | 34.6125 | 12.825 | 0 |  | kWh | 0 | 7.4 | Residential |  | Annual | [5 empty] | 10 | 0.89 |  |  |  | 0 | 0 | 1.6 | 0 | 0 | 0 | 0 | 0 | 0 | 0 | 0 | 0 | 2006 Qtr 1: 0; 2006 Qtr 2: 0; 2006 Qtr 3: 0; 2006 Qtr 4: 0; 2007 Qtr 1: 0; 2007 Qtr 2: 0; 2007 Qtr 3: 1.6; 2007 Qtr 4: 0; 2008 Qtr 1: 0; 2008 Qtr 2: 0; 2008 Qtr 3: 0; 2008 Qtr 4: 0 | 1.6
0 | 255004-Low Flow Showerheads |  | 7 | Residential | 04-DMO-ResidentialMobileHome–DoubleWide-WAT_HEAT | 0 |  |  |  |  | 47.4375 | 0 | 0 | 0 | 34.6125 | 12.825 | 0 |  | kWh | 0 | 7.4 | Residential |  | Annual | [5 empty] | 10 | 0.89 |  |  |  | 0 | 0 | 1.6 | 0 | 0 | 0 | 0 | 0 | 0 | 0 | 0 | 0 | 2006 Qtr 1: 0; 2006 Qtr 2: 0; 2006 Qtr 3: 0; 2006 Qtr 4: 0; 2007 Qtr 1: 0; 2007 Qtr 2: 0; 2007 Qtr 3: 1.6; 2007 Qtr 4: 0; 2008 Qtr 1: 0; 2008 Qtr 2: 0; 2008 Qtr 3: 0; 2008 Qtr 4: 0 | 1.6
0 | 255004-Low Flow Showerheads |  | 10 | Residential | 04-DMO-ResidentialMobileHome–DoubleWide-WAT_HEAT | 0 |  |  |  |  | 47.4375 | 0 | 0 | 0 | 34.6125 | 12.825 | 0 |  | kWh | 0 | 7.4 | Residential |  | Annual | [5 empty] | 10 | 0.89 |  |  |  | 0 | 0 | 1.6 | 0 | 0 | 0 | 0 | 0 | 0 | 0 | 0 | 0 | 2006 Qtr 1: 0; 2006 Qtr 2: 0; 2006 Qtr 3: 0; 2006 Qtr 4: 0; 2007 Qtr 1: 0; 2007 Qtr 2: 0; 2007 Qtr 3: 1.6; 2007 Qtr 4: 0; 2008 Qtr 1: 0; 2008 Qtr 2: 0; 2008 Qtr 3: 0; 2008 Qtr 4: 0 | 1.6
0 | 255004-Low Flow Showerheads |  | 10 | Residential | 04-DMO-ResidentialMobileHome–DoubleWide-WAT_HEAT | 0 |  |  |  |  | 47.4375 | 0 | 0 | 0 | 34.6125 | 12.825 | 0 |  | kWh | 0 | 7.4 | Residential |  | Annual | [5 empty] | 10 | 0.89 |  |  |  | 0 | 0 | 0.8 | 0 | 0 | 0 | 0 | 0 | 0 | 0 | 0 | 0 | 2006 Qtr 1: 0; 2006 Qtr 2: 0; 2006 Qtr 3: 0; 2006 Qtr 4: 0; 2007 Qtr 1: 0; 2007 Qtr 2: 0; 2007 Qtr 3: 0.8; 2007 Qtr 4: 0; 2008 Qtr 1: 0; 2008 Qtr 2: 0; 2008 Qtr 3: 0; 2008 Qtr 4: 0 | 0.8
0 | 255004-Low Flow Showerheads |  | 7 | Residential | 04-DMO-ResidentialMobileHome–DoubleWide-WAT_HEAT | 0 |  |  |  |  | 47.4375 | 0 | 0 | 0 | 34.6125 | 12.825 | 0 |  | kWh | 0 | 7.4 | Residential |  | Annual | [5 empty] | 10 | 0.89 |  |  |  | 0 | 0 | 1.6 | 0 | 0 | 0 | 0 | 0 | 0 | 0 | 0 | 0 | 2006 Qtr 1: 0; 2006 Qtr 2: 0; 2006 Qtr 3: 0; 2006 Qtr 4: 0; 2007 Qtr 1: 0; 2007 Qtr 2: 0; 2007 Qtr 3: 1.6; 2007 Qtr 4: 0; 2008 Qtr 1: 0; 2008 Qtr 2: 0; 2008 Qtr 3: 0; 2008 Qtr 4: 0 | 1.6
0 | 255004-Low Flow Showerheads |  | 10 | Residential | 04-DMO-ResidentialMobileHome–DoubleWide-WAT_HEAT | 0 |  |  |  |  | 47.4375 | 0 | 0 | 0 | 34.6125 | 12.825 | 0 |  | kWh | 0 | 7.4 | Residential |  | Annual | [5 empty] | 10 | 0.89 |  |  |  | 0 | 0 | 1.6 | 0 | 0 | 0 | 0 | 0 | 0 | 0 | 0 | 0 | 2006 Qtr 1: 0; 2006 Qtr 2: 0; 2006 Qtr 3: 0; 2006 Qtr 4: 0; 2007 Qtr 1: 0; 2007 Qtr 2: 0; 2007 Qtr 3: 1.6; 2007 Qtr 4: 0; 2008 Qtr 1: 0; 2008 Qtr 2: 0; 2008 Qtr 3: 0; 2008 Qtr 4: 0 | 1.6
0 | 255004-Low Flow Showerheads |  | System | Residential | 04-DMO-ResidentialMobileHome–DoubleWide-WAT_HEAT | 0 |  |  |  |  | 47.4375 | 0 | 0 | 0 | 34.6125 | 12.825 | 0 |  | kWh | 0 | 7.4 | Residential |  | Annual | [5 empty] | 10 | 0.89 |  |  |  | 0 | 0 | 0.8 | 0 | 0 | 0 | 0 | 0 | 0 | 0 | 0 | 0 | 2006 Qtr 1: 0; 2006 Qtr 2: 0; 2006 Qtr 3: 0; 2006 Qtr 4: 0; 2007 Qtr 1: 0; 2007 Qtr 2: 0; 2007 Qtr 3: 0.8; 2007 Qtr 4: 0; 2008 Qtr 1: 0; 2008 Qtr 2: 0; 2008 Qtr 3: 0; 2008 Qtr 4: 0 | 0.8
0 | 255004-Low Flow Showerheads |  | 10 | Residential | 04-DMO-ResidentialMobileHome–DoubleWide-WAT_HEAT | 0 |  |  |  |  | 47.4375 | 0 | 0 | 0 | 34.6125 | 12.825 | 0 |  | kWh | 0 | 7.4 | Residential |  | Annual | [5 empty] | 10 | 0.89 |  |  |  | 0 | 0 | 0.8 | 0 | 0 | 0 | 0 | 0 | 0 | 0 | 0 | 0 | 2006 Qtr 1: 0; 2006 Qtr 2: 0; 2006 Qtr 3: 0; 2006 Qtr 4: 0; 2007 Qtr 1: 0; 2007 Qtr 2: 0; 2007 Qtr 3: 0.8; 2007 Qtr 4: 0; 2008 Qtr 1: 0; 2008 Qtr 2: 0; 2008 Qtr 3: 0; 2008 Qtr 4: 0 | 0.8
0 | 255004-Low Flow Showerheads |  | System | Residential | 04-DMO-ResidentialMobileHome–DoubleWide-WAT_HEAT | 0 |  |  |  |  | 47.4375 | 0 | 0 | 0 | 34.6125 | 12.825 | 0 |  | kWh | 0 | 7.4 | Residential |  | Annual | [5 empty] | 10 | 0.89 |  |  |  | 0 | 0 | 0.8 | 0 | 0 | 0 | 0 | 0 | 0 | 0 | 0 | 0 | 2006 Qtr 1: 0; 2006 Qtr 2: 0; 2006 Qtr 3: 0; 2006 Qtr 4: 0; 2007 Qtr 1: 0; 2007 Qtr 2: 0; 2007 Qtr 3: 0.8; 2007 Qtr 4: 0; 2008 Qtr 1: 0; 2008 Qtr 2: 0; 2008 Qtr 3: 0; 2008 Qtr 4: 0 | 0.8
0 | 255004-Low Flow Showerheads |  | 10 | Residential | 04-DMO-ResidentialMobileHome–DoubleWide-WAT_HEAT | 0 |  |  |  |  | 47.4375 | 0 | 0 | 0 | 34.6125 | 12.825 | 0 |  | kWh | 0 | 7.4 | Residential |  | Annual | [5 empty] | 10 | 0.89 |  |  |  | 0 | 0 | 1.6 | 0 | 0 | 0 | 0 | 0 | 0 | 0 | 0 | 0 | 2006 Qtr 1: 0; 2006 Qtr 2: 0; 2006 Qtr 3: 0; 2006 Qtr 4: 0; 2007 Qtr 1: 0; 2007 Qtr 2: 0; 2007 Qtr 3: 1.6; 2007 Qtr 4: 0; 2008 Qtr 1: 0; 2008 Qtr 2: 0; 2008 Qtr 3: 0; 2008 Qtr 4: 0 | 1.6
0 | 255004-Low Flow Showerheads |  | System | Residential | 04-DMO-ResidentialMobileHome–DoubleWide-WAT_HEAT | 0 |  |  |  |  | 47.4375 | 0 | 0 | 0 | 34.6125 | 12.825 | 0 |  | kWh | 0 | 7.4 | Residential |  | Annual | [5 empty] | 10 | 0.89 |  |  |  | 0 | 0 | 1.6 | 0 | 0 | 0 | 0 | 0 | 0 | 0 | 0 | 0 | 2006 Qtr 1: 0; 2006 Qtr 2: 0; 2006 Qtr 3: 0; 2006 Qtr 4: 0; 2007 Qtr 1: 0; 2007 Qtr 2: 0; 2007 Qtr 3: 1.6; 2007 Qtr 4: 0; 2008 Qtr 1: 0; 2008 Qtr 2: 0; 2008 Qtr 3: 0; 2008 Qtr 4: 0 | 1.6
0 | 255004-Low Flow Showerheads |  | 10 | Residential | 04-DMO-ResidentialMobileHome–DoubleWide-WAT_HEAT | 0 |  |  |  |  | 47.4375 | 0 | 0 | 0 | 34.6125 | 12.825 | 0 |  | kWh | 0 | 7.4 | Residential |  | Annual | [5 empty] | 10 | 0.89 |  |  |  | 0 | 0 | 0.8 | 0 | 0 | 0 | 0 | 0 | 0 | 0 | 0 | 0 | 2006 Qtr 1: 0; 2006 Qtr 2: 0; 2006 Qtr 3: 0; 2006 Qtr 4: 0; 2007 Qtr 1: 0; 2007 Qtr 2: 0; 2007 Qtr 3: 0.8; 2007 Qtr 4: 0; 2008 Qtr 1: 0; 2008 Qtr 2: 0; 2008 Qtr 3: 0; 2008 Qtr 4: 0 | 0.8
0 | 255004-Low Flow Showerheads |  | 10 | Residential | 04-DMO-ResidentialMobileHome–DoubleWide-WAT_HEAT | 0 |  |  |  |  | 47.4375 | 0 | 0 | 0 | 34.6125 | 12.825 | 0 |  | kWh | 0 | 7.4 | Residential |  | Annual | [5 empty] | 10 | 0.89 |  |  |  | 0 | 0 | 0.8 | 0 | 0 | 0 | 0 | 0 | 0 | 0 | 0 | 0 | 2006 Qtr 1: 0; 2006 Qtr 2: 0; 2006 Qtr 3: 0; 2006 Qtr 4: 0; 2007 Qtr 1: 0; 2007 Qtr 2: 0; 2007 Qtr 3: 0.8; 2007 Qtr 4: 0; 2008 Qtr 1: 0; 2008 Qtr 2: 0; 2008 Qtr 3: 0; 2008 Qtr 4: 0 | 0.8
0 | 255004-Low Flow Showerheads |  | 7 | Residential | 04-DMO-ResidentialMobileHome–DoubleWide-WAT_HEAT | 0 |  |  |  |  | 47.4375 | 0 | 0 | 0 | 34.6125 | 12.825 | 0 |  | kWh | 0 | 7.4 | Residential |  | Annual | [5 empty] | 10 | 0.89 |  |  |  | 0 | 0 | 1.6 | 0 | 0 | 0 | 0 | 0 | 0 | 0 | 0 | 0 | 2006 Qtr 1: 0; 2006 Qtr 2: 0; 2006 Qtr 3: 0; 2006 Qtr 4: 0; 2007 Qtr 1: 0; 2007 Qtr 2: 0; 2007 Qtr 3: 1.6; 2007 Qtr 4: 0; 2008 Qtr 1: 0; 2008 Qtr 2: 0; 2008 Qtr 3: 0; 2008 Qtr 4: 0 | 1.6
0 | 255004-Low Flow Showerheads |  | 10 | Residential | 04-DMO-ResidentialMobileHome–DoubleWide-WAT_HEAT | 0 |  |  |  |  | 47.4375 | 0 | 0 | 0 | 34.6125 | 12.825 | 0 |  | kWh | 0 | 7.4 | Residential |  | Annual | [5 empty] | 10 | 0.89 |  |  |  | 0 | 0 | 0.8 | 0 | 0 | 0 | 0 | 0 | 0 | 0 | 0 | 0 | 2006 Qtr 1: 0; 2006 Qtr 2: 0; 2006 Qtr 3: 0; 2006 Qtr 4: 0; 2007 Qtr 1: 0; 2007 Qtr 2: 0; 2007 Qtr 3: 0.8; 2007 Qtr 4: 0; 2008 Qtr 1: 0; 2008 Qtr 2: 0; 2008 Qtr 3: 0; 2008 Qtr 4: 0 | 0.8
0 | 255004-Low Flow Showerheads |  | 10 | Residential | 04-DMO-ResidentialMobileHome–DoubleWide-WAT_HEAT | 0 |  |  |  |  | 47.4375 | 0 | 0 | 0 | 34.6125 | 12.825 | 0 |  | kWh | 0 | 7.4 | Residential |  | Annual | [5 empty] | 10 | 0.89 |  |  |  | 0 | 0 | 0.8 | 0 | 0 | 0 | 0 | 0 | 0 | 0 | 0 | 0 | 2006 Qtr 1: 0; 2006 Qtr 2: 0; 2006 Qtr 3: 0; 2006 Qtr 4: 0; 2007 Qtr 1: 0; 2007 Qtr 2: 0; 2007 Qtr 3: 0.8; 2007 Qtr 4: 0; 2008 Qtr 1: 0; 2008 Qtr 2: 0; 2008 Qtr 3: 0; 2008 Qtr 4: 0 | 0.8
0 | 255004-Low Flow Showerheads |  | 10 | Residential | 04-DMO-ResidentialMobileHome–DoubleWide-WAT_HEAT | 0 |  |  |  |  | 47.4375 | 0 | 0 | 0 | 34.6125 | 12.825 | 0 |  | kWh | 0 | 7.4 | Residential |  | Annual | [5 empty] | 10 | 0.89 |  |  |  | 0 | 0 | 1.6 | 0 | 0 | 0 | 0 | 0 | 0 | 0 | 0 | 0 | 2006 Qtr 1: 0; 2006 Qtr 2: 0; 2006 Qtr 3: 0; 2006 Qtr 4: 0; 2007 Qtr 1: 0; 2007 Qtr 2: 0; 2007 Qtr 3: 1.6; 2007 Qtr 4: 0; 2008 Qtr 1: 0; 2008 Qtr 2: 0; 2008 Qtr 3: 0; 2008 Qtr 4: 0 | 1.6
0 | 255004-Low Flow Showerheads |  | 7 | Residential | 04-DMO-ResidentialMobileHome–DoubleWide-WAT_HEAT | 0 |  |  |  |  | 47.4375 | 0 | 0 | 0 | 34.6125 | 12.825 | 0 |  | kWh | 0 | 7.4 | Residential |  | Annual | [5 empty] | 10 | 0.89 |  |  |  | 0 | 0 | 1.6 | 0 | 0 | 0 | 0 | 0 | 0 | 0 | 0 | 0 | 2006 Qtr 1: 0; 2006 Qtr 2: 0; 2006 Qtr 3: 0; 2006 Qtr 4: 0; 2007 Qtr 1: 0; 2007 Qtr 2: 0; 2007 Qtr 3: 1.6; 2007 Qtr 4: 0; 2008 Qtr 1: 0; 2008 Qtr 2: 0; 2008 Qtr 3: 0; 2008 Qtr 4: 0 | 1.6
0 | 255004-Low Flow Showerheads |  | 10 | Residential | 04-DMO-ResidentialMobileHome–DoubleWide-WAT_HEAT | 0 |  |  |  |  | 47.4375 | 0 | 0 | 0 | 34.6125 | 12.825 | 0 |  | kWh | 0 | 7.4 | Residential |  | Annual | [5 empty] | 10 | 0.89 |  |  |  | 0 | 0 | 1.6 | 0 | 0 | 0 | 0 | 0 | 0 | 0 | 0 | 0 | 2006 Qtr 1: 0; 2006 Qtr 2: 0; 2006 Qtr 3: 0; 2006 Qtr 4: 0; 2007 Qtr 1: 0; 2007 Qtr 2: 0; 2007 Qtr 3: 1.6; 2007 Qtr 4: 0; 2008 Qtr 1: 0; 2008 Qtr 2: 0; 2008 Qtr 3: 0; 2008 Qtr 4: 0 | 1.6
0 | 255004-Low Flow Showerheads |  | 10 | Residential | 04-DMO-ResidentialMobileHome–DoubleWide-WAT_HEAT | 0 |  |  |  |  | 47.4375 | 0 | 0 | 0 | 34.6125 | 12.825 | 0 |  | kWh | 0 | 7.4 | Residential |  | Annual | [5 empty] | 10 | 0.89 |  |  |  | 0 | 0 | 0.8 | 0 | 0 | 0 | 0 | 0 | 0 | 0 | 0 | 0 | 2006 Qtr 1: 0; 2006 Qtr 2: 0; 2006 Qtr 3: 0; 2006 Qtr 4: 0; 2007 Qtr 1: 0; 2007 Qtr 2: 0; 2007 Qtr 3: 0.8; 2007 Qtr 4: 0; 2008 Qtr 1: 0; 2008 Qtr 2: 0; 2008 Qtr 3: 0; 2008 Qtr 4: 0 | 0.8
0 | 255004-Low Flow Showerheads |  | 10 | Residential | 04-DMO-ResidentialMobileHome–DoubleWide-WAT_HEAT | 0 |  |  |  |  | 47.4375 | 0 | 0 | 0 | 34.6125 | 12.825 | 0 |  | kWh | 0 | 7.4 | Residential |  | Annual | [5 empty] | 10 | 0.89 |  |  |  | 0 | 0 | 0.8 | 0 | 0 | 0 | 0 | 0 | 0 | 0 | 0 | 0 | 2006 Qtr 1: 0; 2006 Qtr 2: 0; 2006 Qtr 3: 0; 2006 Qtr 4: 0; 2007 Qtr 1: 0; 2007 Qtr 2: 0; 2007 Qtr 3: 0.8; 2007 Qtr 4: 0; 2008 Qtr 1: 0; 2008 Qtr 2: 0; 2008 Qtr 3: 0; 2008 Qtr 4: 0 | 0.8
0 | 255004-Low Flow Showerheads |  | 7 | Residential | 04-DMO-ResidentialMobileHome–DoubleWide-WAT_HEAT | 0 |  |  |  |  | 47.4375 | 0 | 0 | 0 | 34.6125 | 12.825 | 0 |  | kWh | 0 | 7.4 | Residential |  | Annual | [5 empty] | 10 | 0.89 |  |  |  | 0 | 0 | 1.6 | 0 | 0 | 0 | 0 | 0 | 0 | 0 | 0 | 0 | 2006 Qtr 1: 0; 2006 Qtr 2: 0; 2006 Qtr 3: 0; 2006 Qtr 4: 0; 2007 Qtr 1: 0; 2007 Qtr 2: 0; 2007 Qtr 3: 1.6; 2007 Qtr 4: 0; 2008 Qtr 1: 0; 2008 Qtr 2: 0; 2008 Qtr 3: 0; 2008 Qtr 4: 0 | 1.6
0 | 255004-Low Flow Showerheads |  | 10 | Residential | 04-DMO-ResidentialMobileHome–DoubleWide-WAT_HEAT | 0 |  |  |  |  | 47.4375 | 0 | 0 | 0 | 34.6125 | 12.825 | 0 |  | kWh | 0 | 7.4 | Residential |  | Annual | [5 empty] | 10 | 0.89 |  |  |  | 0 | 0 | 0.8 | 0 | 0 | 0 | 0 | 0 | 0 | 0 | 0 | 0 | 2006 Qtr 1: 0; 2006 Qtr 2: 0; 2006 Qtr 3: 0; 2006 Qtr 4: 0; 2007 Qtr 1: 0; 2007 Qtr 2: 0; 2007 Qtr 3: 0.8; 2007 Qtr 4: 0; 2008 Qtr 1: 0; 2008 Qtr 2: 0; 2008 Qtr 3: 0; 2008 Qtr 4: 0 | 0.8
0 | 255004-Low Flow Showerheads |  | 10 | Residential | 04-DMO-ResidentialMobileHome–DoubleWide-WAT_HEAT | 0 |  |  |  |  | 47.4375 | 0 | 0 | 0 | 34.6125 | 12.825 | 0 |  | kWh | 0 | 7.4 | Residential |  | Annual | [5 empty] | 10 | 0.89 |  |  |  | 0 | 0 | 0.8 | 0 | 0 | 0 | 0 | 0 | 0 | 0 | 0 | 0 | 2006 Qtr 1: 0; 2006 Qtr 2: 0; 2006 Qtr 3: 0; 2006 Qtr 4: 0; 2007 Qtr 1: 0; 2007 Qtr 2: 0; 2007 Qtr 3: 0.8; 2007 Qtr 4: 0; 2008 Qtr 1: 0; 2008 Qtr 2: 0; 2008 Qtr 3: 0; 2008 Qtr 4: 0 | 0.8
0 | 255004-Low Flow Showerheads |  | 10 | Residential | 04-DMO-ResidentialMobileHome–DoubleWide-WAT_HEAT | 0 |  |  |  |  | 47.4375 | 0 | 0 | 0 | 34.6125 | 12.825 | 0 |  | kWh | 0 | 7.4 | Residential |  | Annual | [5 empty] | 10 | 0.89 |  |  |  | 0 | 0 | 0.8 | 0 | 0 | 0 | 0 | 0 | 0 | 0 | 0 | 0 | 2006 Qtr 1: 0; 2006 Qtr 2: 0; 2006 Qtr 3: 0; 2006 Qtr 4: 0; 2007 Qtr 1: 0; 2007 Qtr 2: 0; 2007 Qtr 3: 0.8; 2007 Qtr 4: 0; 2008 Qtr 1: 0; 2008 Qtr 2: 0; 2008 Qtr 3: 0; 2008 Qtr 4: 0 | 0.8
0 | 255004-Low Flow Showerheads |  | 10 | Residential | 04-DMO-ResidentialMobileHome–DoubleWide-WAT_HEAT | 0 |  |  |  |  | 47.4375 | 0 | 0 | 0 | 34.6125 | 12.825 | 0 |  | kWh | 0 | 7.4 | Residential |  | Annual | [5 empty] | 10 | 0.89 |  |  |  | 0 | 0 | 0.8 | 0 | 0 | 0 | 0 | 0 | 0 | 0 | 0 | 0 | 2006 Qtr 1: 0; 2006 Qtr 2: 0; 2006 Qtr 3: 0; 2006 Qtr 4: 0; 2007 Qtr 1: 0; 2007 Qtr 2: 0; 2007 Qtr 3: 0.8; 2007 Qtr 4: 0; 2008 Qtr 1: 0; 2008 Qtr 2: 0; 2008 Qtr 3: 0; 2008 Qtr 4: 0 | 0.8
0 | 255004-Low Flow Showerheads |  | 10 | Residential | 04-DMO-ResidentialMobileHome–DoubleWide-WAT_HEAT | 0 |  |  |  |  | 47.4375 | 0 | 0 | 0 | 34.6125 | 12.825 | 0 |  | kWh | 0 | 7.4 | Residential |  | Annual | [5 empty] | 10 | 0.89 |  |  |  | 0 | 0 | 0.8 | 0 | 0 | 0 | 0 | 0 | 0 | 0 | 0 | 0 | 2006 Qtr 1: 0; 2006 Qtr 2: 0; 2006 Qtr 3: 0; 2006 Qtr 4: 0; 2007 Qtr 1: 0; 2007 Qtr 2: 0; 2007 Qtr 3: 0.8; 2007 Qtr 4: 0; 2008 Qtr 1: 0; 2008 Qtr 2: 0; 2008 Qtr 3: 0; 2008 Qtr 4: 0 | 0.8
0 | 255004-Low Flow Showerheads |  | 10 | Residential | 04-DMO-ResidentialMobileHome–DoubleWide-WAT_HEAT | 0 |  |  |  |  | 47.4375 | 0 | 0 | 0 | 34.6125 | 12.825 | 0 |  | kWh | 0 | 7.4 | Residential |  | Annual | [5 empty] | 10 | 0.89 |  |  |  | 0 | 0 | 0.8 | 0 | 0 | 0 | 0 | 0 | 0 | 0 | 0 | 0 | 2006 Qtr 1: 0; 2006 Qtr 2: 0; 2006 Qtr 3: 0; 2006 Qtr 4: 0; 2007 Qtr 1: 0; 2007 Qtr 2: 0; 2007 Qtr 3: 0.8; 2007 Qtr 4: 0; 2008 Qtr 1: 0; 2008 Qtr 2: 0; 2008 Qtr 3: 0; 2008 Qtr 4: 0 | 0.8
0 | 255004-Low Flow Showerheads |  | 10 | Residential | 04-DMO-ResidentialMobileHome–DoubleWide-WAT_HEAT | 0 |  |  |  |  | 47.4375 | 0 | 0 | 0 | 34.6125 | 12.825 | 0 |  | kWh | 0 | 7.4 | Residential |  | Annual | [5 empty] | 10 | 0.89 |  |  |  | 0 | 0 | 0.8 | 0 | 0 | 0 | 0 | 0 | 0 | 0 | 0 | 0 | 2006 Qtr 1: 0; 2006 Qtr 2: 0; 2006 Qtr 3: 0; 2006 Qtr 4: 0; 2007 Qtr 1: 0; 2007 Qtr 2: 0; 2007 Qtr 3: 0.8; 2007 Qtr 4: 0; 2008 Qtr 1: 0; 2008 Qtr 2: 0; 2008 Qtr 3: 0; 2008 Qtr 4: 0 | 0.8
0 | 255004-Low Flow Showerheads |  | 10 | Residential | 04-DMO-ResidentialMobileHome–DoubleWide-WAT_HEAT | 0 |  |  |  |  | 47.4375 | 0 | 0 | 0 | 34.6125 | 12.825 | 0 |  | kWh | 0 | 7.4 | Residential |  | Annual | [5 empty] | 10 | 0.89 |  |  |  | 0 | 0 | 1.6 | 0 | 0 | 0 | 0 | 0 | 0 | 0 | 0 | 0 | 2006 Qtr 1: 0; 2006 Qtr 2: 0; 2006 Qtr 3: 0; 2006 Qtr 4: 0; 2007 Qtr 1: 0; 2007 Qtr 2: 0; 2007 Qtr 3: 1.6; 2007 Qtr 4: 0; 2008 Qtr 1: 0; 2008 Qtr 2: 0; 2008 Qtr 3: 0; 2008 Qtr 4: 0 | 1.6
0 | 255004-Low Flow Showerheads |  | 10 | Residential | 04-DMO-ResidentialMobileHome–DoubleWide-WAT_HEAT | 0 |  |  |  |  | 47.4375 | 0 | 0 | 0 | 34.6125 | 12.825 | 0 |  | kWh | 0 | 7.4 | Residential |  | Annual | [5 empty] | 10 | 0.89 |  |  |  | 0 | 0 | 1.6 | 0 | 0 | 0 | 0 | 0 | 0 | 0 | 0 | 0 | 2006 Qtr 1: 0; 2006 Qtr 2: 0; 2006 Qtr 3: 0; 2006 Qtr 4: 0; 2007 Qtr 1: 0; 2007 Qtr 2: 0; 2007 Qtr 3: 1.6; 2007 Qtr 4: 0; 2008 Qtr 1: 0; 2008 Qtr 2: 0; 2008 Qtr 3: 0; 2008 Qtr 4: 0 | 1.6
0 | 255004-Low Flow Showerheads |  | 10 | Residential | 04-DMO-ResidentialMobileHome–DoubleWide-WAT_HEAT | 0 |  |  |  |  | 47.4375 | 0 | 0 | 0 | 34.6125 | 12.825 | 0 |  | kWh | 0 | 7.4 | Residential |  | Annual | [5 empty] | 10 | 0.89 |  |  |  | 0 | 0 | 0.8 | 0 | 0 | 0 | 0 | 0 | 0 | 0 | 0 | 0 | 2006 Qtr 1: 0; 2006 Qtr 2: 0; 2006 Qtr 3: 0; 2006 Qtr 4: 0; 2007 Qtr 1: 0; 2007 Qtr 2: 0; 2007 Qtr 3: 0.8; 2007 Qtr 4: 0; 2008 Qtr 1: 0; 2008 Qtr 2: 0; 2008 Qtr 3: 0; 2008 Qtr 4: 0 | 0.8
0 | 255004-Low Flow Showerheads |  | 10 | Residential | 04-DMO-ResidentialMobileHome–DoubleWide-WAT_HEAT | 0 |  |  |  |  | 47.4375 | 0 | 0 | 0 | 34.6125 | 12.825 | 0 |  | kWh | 0 | 7.4 | Residential |  | Annual | [5 empty] | 10 | 0.89 |  |  |  | 0 | 0 | 1.6 | 0 | 0 | 0 | 0 | 0 | 0 | 0 | 0 | 0 | 2006 Qtr 1: 0; 2006 Qtr 2: 0; 2006 Qtr 3: 0; 2006 Qtr 4: 0; 2007 Qtr 1: 0; 2007 Qtr 2: 0; 2007 Qtr 3: 1.6; 2007 Qtr 4: 0; 2008 Qtr 1: 0; 2008 Qtr 2: 0; 2008 Qtr 3: 0; 2008 Qtr 4: 0 | 1.6
0 | 255004-Low Flow Showerheads |  | 7 | Residential | 04-DMO-ResidentialMobileHome–DoubleWide-WAT_HEAT | 0 |  |  |  |  | 47.4375 | 0 | 0 | 0 | 34.6125 | 12.825 | 0 |  | kWh | 0 | 7.4 | Residential |  | Annual | [5 empty] | 10 | 0.89 |  |  |  | 0 | 0 | 0.8 | 0 | 0 | 0 | 0 | 0 | 0 | 0 | 0 | 0 | 2006 Qtr 1: 0; 2006 Qtr 2: 0; 2006 Qtr 3: 0; 2006 Qtr 4: 0; 2007 Qtr 1: 0; 2007 Qtr 2: 0; 2007 Qtr 3: 0.8; 2007 Qtr 4: 0; 2008 Qtr 1: 0; 2008 Qtr 2: 0; 2008 Qtr 3: 0; 2008 Qtr 4: 0 | 0.8
0 | 255004-Low Flow Showerheads |  | 10 | Residential | 04-DMO-ResidentialMobileHome–DoubleWide-WAT_HEAT | 0 |  |  |  |  | 47.4375 | 0 | 0 | 0 | 34.6125 | 12.825 | 0 |  | kWh | 0 | 7.4 | Residential |  | Annual | [5 empty] | 10 | 0.89 |  |  |  | 0 | 0 | 0.8 | 0 | 0 | 0 | 0 | 0 | 0 | 0 | 0 | 0 | 2006 Qtr 1: 0; 2006 Qtr 2: 0; 2006 Qtr 3: 0; 2006 Qtr 4: 0; 2007 Qtr 1: 0; 2007 Qtr 2: 0; 2007 Qtr 3: 0.8; 2007 Qtr 4: 0; 2008 Qtr 1: 0; 2008 Qtr 2: 0; 2008 Qtr 3: 0; 2008 Qtr 4: 0 | 0.8
0 | 255004-Low Flow Showerheads |  | 10 | Residential | 04-DMO-ResidentialMobileHome–DoubleWide-WAT_HEAT | 0 |  |  |  |  | 47.4375 | 0 | 0 | 0 | 34.6125 | 12.825 | 0 |  | kWh | 0 | 7.4 | Residential |  | Annual | [5 empty] | 10 | 0.89 |  |  |  | 0 | 0 | 0.8 | 0 | 0 | 0 | 0 | 0 | 0 | 0 | 0 | 0 | 2006 Qtr 1: 0; 2006 Qtr 2: 0; 2006 Qtr 3: 0; 2006 Qtr 4: 0; 2007 Qtr 1: 0; 2007 Qtr 2: 0; 2007 Qtr 3: 0.8; 2007 Qtr 4: 0; 2008 Qtr 1: 0; 2008 Qtr 2: 0; 2008 Qtr 3: 0; 2008 Qtr 4: 0 | 0.8
0 | 255004-Low Flow Showerheads |  | 10 | Residential | 04-DMO-ResidentialMobileHome–DoubleWide-WAT_HEAT | 0 |  |  |  |  | 47.4375 | 0 | 0 | 0 | 34.6125 | 12.825 | 0 |  | kWh | 0 | 7.4 | Residential |  | Annual | [5 empty] | 10 | 0.89 |  |  |  | 0 | 0 | 1.6 | 0 | 0 | 0 | 0 | 0 | 0 | 0 | 0 | 0 | 2006 Qtr 1: 0; 2006 Qtr 2: 0; 2006 Qtr 3: 0; 2006 Qtr 4: 0; 2007 Qtr 1: 0; 2007 Qtr 2: 0; 2007 Qtr 3: 1.6; 2007 Qtr 4: 0; 2008 Qtr 1: 0; 2008 Qtr 2: 0; 2008 Qtr 3: 0; 2008 Qtr 4: 0 | 1.6
0 | 255004-Low Flow Showerheads |  | 10 | Residential | 04-DMO-ResidentialMobileHome–DoubleWide-WAT_HEAT | 0 |  |  |  |  | 47.4375 | 0 | 0 | 0 | 34.6125 | 12.825 | 0 |  | kWh | 0 | 7.4 | Residential |  | Annual | [5 empty] | 10 | 0.89 |  |  |  | 0 | 0 | 0.8 | 0 | 0 | 0 | 0 | 0 | 0 | 0 | 0 | 0 | 2006 Qtr 1: 0; 2006 Qtr 2: 0; 2006 Qtr 3: 0; 2006 Qtr 4: 0; 2007 Qtr 1: 0; 2007 Qtr 2: 0; 2007 Qtr 3: 0.8; 2007 Qtr 4: 0; 2008 Qtr 1: 0; 2008 Qtr 2: 0; 2008 Qtr 3: 0; 2008 Qtr 4: 0 | 0.8
0 | 255004-Low Flow Showerheads |  | 10 | Residential | 04-DMO-ResidentialMobileHome–DoubleWide-WAT_HEAT | 0 |  |  |  |  | 47.4375 | 0 | 0 | 0 | 34.6125 | 12.825 | 0 |  | kWh | 0 | 7.4 | Residential |  | Annual | [5 empty] | 10 | 0.89 |  |  |  | 0 | 0 | 0.8 | 0 | 0 | 0 | 0 | 0 | 0 | 0 | 0 | 0 | 2006 Qtr 1: 0; 2006 Qtr 2: 0; 2006 Qtr 3: 0; 2006 Qtr 4: 0; 2007 Qtr 1: 0; 2007 Qtr 2: 0; 2007 Qtr 3: 0.8; 2007 Qtr 4: 0; 2008 Qtr 1: 0; 2008 Qtr 2: 0; 2008 Qtr 3: 0; 2008 Qtr 4: 0 | 0.8
0 | 255004-Low Flow Showerheads |  | 10 | Residential | 04-DMO-ResidentialMobileHome–DoubleWide-WAT_HEAT | 0 |  |  |  |  | 47.4375 | 0 | 0 | 0 | 34.6125 | 12.825 | 0 |  | kWh | 0 | 7.4 | Residential |  | Annual | [5 empty] | 10 | 0.89 |  |  |  | 0 | 0 | 1.6 | 0 | 0 | 0 | 0 | 0 | 0 | 0 | 0 | 0 | 2006 Qtr 1: 0; 2006 Qtr 2: 0; 2006 Qtr 3: 0; 2006 Qtr 4: 0; 2007 Qtr 1: 0; 2007 Qtr 2: 0; 2007 Qtr 3: 1.6; 2007 Qtr 4: 0; 2008 Qtr 1: 0; 2008 Qtr 2: 0; 2008 Qtr 3: 0; 2008 Qtr 4: 0 | 1.6
0 | 255004-Low Flow Showerheads |  | 10 | Residential | 04-DMO-ResidentialMobileHome–DoubleWide-WAT_HEAT | 0 |  |  |  |  | 47.4375 | 0 | 0 | 0 | 34.6125 | 12.825 | 0 |  | kWh | 0 | 7.4 | Residential |  | Annual | [5 empty] | 10 | 0.89 |  |  |  | 0 | 0 | 1.6 | 0 | 0 | 0 | 0 | 0 | 0 | 0 | 0 | 0 | 2006 Qtr 1: 0; 2006 Qtr 2: 0; 2006 Qtr 3: 0; 2006 Qtr 4: 0; 2007 Qtr 1: 0; 2007 Qtr 2: 0; 2007 Qtr 3: 1.6; 2007 Qtr 4: 0; 2008 Qtr 1: 0; 2008 Qtr 2: 0; 2008 Qtr 3: 0; 2008 Qtr 4: 0 | 1.6
0 | 255004-Low Flow Showerheads |  | 10 | Residential | 04-DMO-ResidentialMobileHome–DoubleWide-WAT_HEAT | 0 |  |  |  |  | 47.4375 | 0 | 0 | 0 | 34.6125 | 12.825 | 0 |  | kWh | 0 | 7.4 | Residential |  | Annual | [5 empty] | 10 | 0.89 |  |  |  | 0 | 0 | 0.8 | 0 | 0 | 0 | 0 | 0 | 0 | 0 | 0 | 0 | 2006 Qtr 1: 0; 2006 Qtr 2: 0; 2006 Qtr 3: 0; 2006 Qtr 4: 0; 2007 Qtr 1: 0; 2007 Qtr 2: 0; 2007 Qtr 3: 0.8; 2007 Qtr 4: 0; 2008 Qtr 1: 0; 2008 Qtr 2: 0; 2008 Qtr 3: 0; 2008 Qtr 4: 0 | 0.8
0 | 255004-Low Flow Showerheads |  | 10 | Residential | 04-DMO-ResidentialMobileHome–DoubleWide-WAT_HEAT | 0 |  |  |  |  | 47.4375 | 0 | 0 | 0 | 34.6125 | 12.825 | 0 |  | kWh | 0 | 7.4 | Residential |  | Annual | [5 empty] | 10 | 0.89 |  |  |  | 0 | 0 | 0.8 | 0 | 0 | 0 | 0 | 0 | 0 | 0 | 0 | 0 | 2006 Qtr 1: 0; 2006 Qtr 2: 0; 2006 Qtr 3: 0; 2006 Qtr 4: 0; 2007 Qtr 1: 0; 2007 Qtr 2: 0; 2007 Qtr 3: 0.8; 2007 Qtr 4: 0; 2008 Qtr 1: 0; 2008 Qtr 2: 0; 2008 Qtr 3: 0; 2008 Qtr 4: 0 | 0.8
0 | 255004-Low Flow Showerheads |  | 10 | Residential | 04-DMO-ResidentialMobileHome–DoubleWide-WAT_HEAT | 0 |  |  |  |  | 47.4375 | 0 | 0 | 0 | 34.6125 | 12.825 | 0 |  | kWh | 0 | 7.4 | Residential |  | Annual | [5 empty] | 10 | 0.89 |  |  |  | 0 | 0 | 0.8 | 0 | 0 | 0 | 0 | 0 | 0 | 0 | 0 | 0 | 2006 Qtr 1: 0; 2006 Qtr 2: 0; 2006 Qtr 3: 0; 2006 Qtr 4: 0; 2007 Qtr 1: 0; 2007 Qtr 2: 0; 2007 Qtr 3: 0.8; 2007 Qtr 4: 0; 2008 Qtr 1: 0; 2008 Qtr 2: 0; 2008 Qtr 3: 0; 2008 Qtr 4: 0 | 0.8
0 | 255004-Low Flow Showerheads |  | 10 | Residential | 04-DMO-ResidentialMobileHome–DoubleWide-WAT_HEAT | 0 |  |  |  |  | 47.4375 | 0 | 0 | 0 | 34.6125 | 12.825 | 0 |  | kWh | 0 | 7.4 | Residential |  | Annual | [5 empty] | 10 | 0.89 |  |  |  | 0 | 0 | 1.6 | 0 | 0 | 0 | 0 | 0 | 0 | 0 | 0 | 0 | 2006 Qtr 1: 0; 2006 Qtr 2: 0; 2006 Qtr 3: 0; 2006 Qtr 4: 0; 2007 Qtr 1: 0; 2007 Qtr 2: 0; 2007 Qtr 3: 1.6; 2007 Qtr 4: 0; 2008 Qtr 1: 0; 2008 Qtr 2: 0; 2008 Qtr 3: 0; 2008 Qtr 4: 0 | 1.6
0 | 255004-Low Flow Showerheads |  | 10 | Residential | 04-DMO-ResidentialMobileHome–DoubleWide-WAT_HEAT | 0 |  |  |  |  | 47.4375 | 0 | 0 | 0 | 34.6125 | 12.825 | 0 |  | kWh | 0 | 7.4 | Residential |  | Annual | [5 empty] | 10 | 0.89 |  |  |  | 0 | 0 | 1.6 | 0 | 0 | 0 | 0 | 0 | 0 | 0 | 0 | 0 | 2006 Qtr 1: 0; 2006 Qtr 2: 0; 2006 Qtr 3: 0; 2006 Qtr 4: 0; 2007 Qtr 1: 0; 2007 Qtr 2: 0; 2007 Qtr 3: 1.6; 2007 Qtr 4: 0; 2008 Qtr 1: 0; 2008 Qtr 2: 0; 2008 Qtr 3: 0; 2008 Qtr 4: 0 | 1.6
0 | 255004-Low Flow Showerheads |  | 10 | Residential | 04-DMO-ResidentialMobileHome–DoubleWide-WAT_HEAT | 0 |  |  |  |  | 47.4375 | 0 | 0 | 0 | 34.6125 | 12.825 | 0 |  | kWh | 0 | 7.4 | Residential |  | Annual | [5 empty] | 10 | 0.89 |  |  |  | 0 | 0 | 1.6 | 0 | 0 | 0 | 0 | 0 | 0 | 0 | 0 | 0 | 2006 Qtr 1: 0; 2006 Qtr 2: 0; 2006 Qtr 3: 0; 2006 Qtr 4: 0; 2007 Qtr 1: 0; 2007 Qtr 2: 0; 2007 Qtr 3: 1.6; 2007 Qtr 4: 0; 2008 Qtr 1: 0; 2008 Qtr 2: 0; 2008 Qtr 3: 0; 2008 Qtr 4: 0 | 1.6
0 | 255004-Low Flow Showerheads |  | 10 | Residential | 04-DMO-ResidentialMobileHome–DoubleWide-WAT_HEAT | 0 |  |  |  |  | 47.4375 | 0 | 0 | 0 | 34.6125 | 12.825 | 0 |  | kWh | 0 | 7.4 | Residential |  | Annual | [5 empty] | 10 | 0.89 |  |  |  | 0 | 0 | 0.8 | 0 | 0 | 0 | 0 | 0 | 0 | 0 | 0 | 0 | 2006 Qtr 1: 0; 2006 Qtr 2: 0; 2006 Qtr 3: 0; 2006 Qtr 4: 0; 2007 Qtr 1: 0; 2007 Qtr 2: 0; 2007 Qtr 3: 0.8; 2007 Qtr 4: 0; 2008 Qtr 1: 0; 2008 Qtr 2: 0; 2008 Qtr 3: 0; 2008 Qtr 4: 0 | 0.8
0 | 255004-Low Flow Showerheads |  | 7 | Residential | 04-DMO-ResidentialMobileHome–DoubleWide-WAT_HEAT | 0 |  |  |  |  | 47.4375 | 0 | 0 | 0 | 34.6125 | 12.825 | 0 |  | kWh | 0 | 7.4 | Residential |  | Annual | [5 empty] | 10 | 0.89 |  |  |  | 0 | 0 | 1.6 | 0 | 0 | 0 | 0 | 0 | 0 | 0 | 0 | 0 | 2006 Qtr 1: 0; 2006 Qtr 2: 0; 2006 Qtr 3: 0; 2006 Qtr 4: 0; 2007 Qtr 1: 0; 2007 Qtr 2: 0; 2007 Qtr 3: 1.6; 2007 Qtr 4: 0; 2008 Qtr 1: 0; 2008 Qtr 2: 0; 2008 Qtr 3: 0; 2008 Qtr 4: 0 | 1.6
0 | 255004-Low Flow Showerheads |  | 7 | Residential | 04-DMO-ResidentialMobileHome–DoubleWide-WAT_HEAT | 0 |  |  |  |  | 47.4375 | 0 | 0 | 0 | 34.6125 | 12.825 | 0 |  | kWh | 0 | 7.4 | Residential |  | Annual | [5 empty] | 10 | 0.89 |  |  |  | 0 | 0 | 0.8 | 0 | 0 | 0 | 0 | 0 | 0 | 0 | 0 | 0 | 2006 Qtr 1: 0; 2006 Qtr 2: 0; 2006 Qtr 3: 0; 2006 Qtr 4: 0; 2007 Qtr 1: 0; 2007 Qtr 2: 0; 2007 Qtr 3: 0.8; 2007 Qtr 4: 0; 2008 Qtr 1: 0; 2008 Qtr 2: 0; 2008 Qtr 3: 0; 2008 Qtr 4: 0 | 0.8
0 | 255004-Low Flow Showerheads |  | 10 | Residential | 04-DMO-ResidentialMobileHome–DoubleWide-WAT_HEAT | 0 |  |  |  |  | 47.4375 | 0 | 0 | 0 | 34.6125 | 12.825 | 0 |  | kWh | 0 | 7.4 | Residential |  | Annual | [5 empty] | 10 | 0.89 |  |  |  | 0 | 0 | 1.6 | 0 | 0 | 0 | 0 | 0 | 0 | 0 | 0 | 0 | 2006 Qtr 1: 0; 2006 Qtr 2: 0; 2006 Qtr 3: 0; 2006 Qtr 4: 0; 2007 Qtr 1: 0; 2007 Qtr 2: 0; 2007 Qtr 3: 1.6; 2007 Qtr 4: 0; 2008 Qtr 1: 0; 2008 Qtr 2: 0; 2008 Qtr 3: 0; 2008 Qtr 4: 0 | 1.6
0 | 255004-Low Flow Showerheads |  | 7 | Residential | 04-DMO-ResidentialMobileHome–DoubleWide-WAT_HEAT | 0 |  |  |  |  | 47.4375 | 0 | 0 | 0 | 34.6125 | 12.825 | 0 |  | kWh | 0 | 7.4 | Residential |  | Annual | [5 empty] | 10 | 0.89 |  |  |  | 0 | 0 | 0.8 | 0 | 0 | 0 | 0 | 0 | 0 | 0 | 0 | 0 | 2006 Qtr 1: 0; 2006 Qtr 2: 0; 2006 Qtr 3: 0; 2006 Qtr 4: 0; 2007 Qtr 1: 0; 2007 Qtr 2: 0; 2007 Qtr 3: 0.8; 2007 Qtr 4: 0; 2008 Qtr 1: 0; 2008 Qtr 2: 0; 2008 Qtr 3: 0; 2008 Qtr 4: 0 | 0.8
0 | 255004-Low Flow Showerheads |  | 10 | Residential | 04-DMO-ResidentialMobileHome–DoubleWide-WAT_HEAT | 0 |  |  |  |  | 47.4375 | 0 | 0 | 0 | 34.6125 | 12.825 | 0 |  | kWh | 0 | 7.4 | Residential |  | Annual | [5 empty] | 10 | 0.89 |  |  |  | 0 | 0 | 1.6 | 0 | 0 | 0 | 0 | 0 | 0 | 0 | 0 | 0 | 2006 Qtr 1: 0; 2006 Qtr 2: 0; 2006 Qtr 3: 0; 2006 Qtr 4: 0; 2007 Qtr 1: 0; 2007 Qtr 2: 0; 2007 Qtr 3: 1.6; 2007 Qtr 4: 0; 2008 Qtr 1: 0; 2008 Qtr 2: 0; 2008 Qtr 3: 0; 2008 Qtr 4: 0 | 1.6
0 | 255004-Low Flow Showerheads |  | 10 | Residential | 04-DMO-ResidentialMobileHome–DoubleWide-WAT_HEAT | 0 |  |  |  |  | 47.4375 | 0 | 0 | 0 | 34.6125 | 12.825 | 0 |  | kWh | 0 | 7.4 | Residential |  | Annual | [5 empty] | 10 | 0.89 |  |  |  | 0 | 0 | 0.8 | 0 | 0 | 0 | 0 | 0 | 0 | 0 | 0 | 0 | 2006 Qtr 1: 0; 2006 Qtr 2: 0; 2006 Qtr 3: 0; 2006 Qtr 4: 0; 2007 Qtr 1: 0; 2007 Qtr 2: 0; 2007 Qtr 3: 0.8; 2007 Qtr 4: 0; 2008 Qtr 1: 0; 2008 Qtr 2: 0; 2008 Qtr 3: 0; 2008 Qtr 4: 0 | 0.8
0 | 255004-Low Flow Showerheads |  | 10 | Residential | 04-DMO-ResidentialMobileHome–DoubleWide-WAT_HEAT | 0 |  |  |  |  | 47.4375 | 0 | 0 | 0 | 34.6125 | 12.825 | 0 |  | kWh | 0 | 7.4 | Residential |  | Annual | [5 empty] | 10 | 0.89 |  |  |  | 0 | 0 | 0.8 | 0 | 0 | 0 | 0 | 0 | 0 | 0 | 0 | 0 | 2006 Qtr 1: 0; 2006 Qtr 2: 0; 2006 Qtr 3: 0; 2006 Qtr 4: 0; 2007 Qtr 1: 0; 2007 Qtr 2: 0; 2007 Qtr 3: 0.8; 2007 Qtr 4: 0; 2008 Qtr 1: 0; 2008 Qtr 2: 0; 2008 Qtr 3: 0; 2008 Qtr 4: 0 | 0.8
0 | 255004-Low Flow Showerheads |  | 10 | Residential | 04-DMO-ResidentialMobileHome–DoubleWide-WAT_HEAT | 0 |  |  |  |  | 47.4375 | 0 | 0 | 0 | 34.6125 | 12.825 | 0 |  | kWh | 0 | 7.4 | Residential |  | Annual | [5 empty] | 10 | 0.89 |  |  |  | 0 | 0 | 1.6 | 0 | 0 | 0 | 0 | 0 | 0 | 0 | 0 | 0 | 2006 Qtr 1: 0; 2006 Qtr 2: 0; 2006 Qtr 3: 0; 2006 Qtr 4: 0; 2007 Qtr 1: 0; 2007 Qtr 2: 0; 2007 Qtr 3: 1.6; 2007 Qtr 4: 0; 2008 Qtr 1: 0; 2008 Qtr 2: 0; 2008 Qtr 3: 0; 2008 Qtr 4: 0 | 1.6
0 | 255004-Low Flow Showerheads |  | 10 | Residential | 04-DMO-ResidentialMobileHome–DoubleWide-WAT_HEAT | 0 |  |  |  |  | 47.4375 | 0 | 0 | 0 | 34.6125 | 12.825 | 0 |  | kWh | 0 | 7.4 | Residential |  | Annual | [5 empty] | 10 | 0.89 |  |  |  | 0 | 0 | 1.6 | 0 | 0 | 0 | 0 | 0 | 0 | 0 | 0 | 0 | 2006 Qtr 1: 0; 2006 Qtr 2: 0; 2006 Qtr 3: 0; 2006 Qtr 4: 0; 2007 Qtr 1: 0; 2007 Qtr 2: 0; 2007 Qtr 3: 1.6; 2007 Qtr 4: 0; 2008 Qtr 1: 0; 2008 Qtr 2: 0; 2008 Qtr 3: 0; 2008 Qtr 4: 0 | 1.6
0 | 255004-Low Flow Showerheads |  | 10 | Residential | 04-DMO-ResidentialMobileHome–DoubleWide-WAT_HEAT | 0 |  |  |  |  | 47.4375 | 0 | 0 | 0 | 34.6125 | 12.825 | 0 |  | kWh | 0 | 7.4 | Residential |  | Annual | [5 empty] | 10 | 0.89 |  |  |  | 0 | 0 | 0.8 | 0 | 0 | 0 | 0 | 0 | 0 | 0 | 0 | 0 | 2006 Qtr 1: 0; 2006 Qtr 2: 0; 2006 Qtr 3: 0; 2006 Qtr 4: 0; 2007 Qtr 1: 0; 2007 Qtr 2: 0; 2007 Qtr 3: 0.8; 2007 Qtr 4: 0; 2008 Qtr 1: 0; 2008 Qtr 2: 0; 2008 Qtr 3: 0; 2008 Qtr 4: 0 | 0.8
0 | 255004-Low Flow Showerheads |  | 10 | Residential | 04-DMO-ResidentialMobileHome–DoubleWide-WAT_HEAT | 0 |  |  |  |  | 47.4375 | 0 | 0 | 0 | 34.6125 | 12.825 | 0 |  | kWh | 0 | 7.4 | Residential |  | Annual | [5 empty] | 10 | 0.89 |  |  |  | 0 | 0 | 1.6 | 0 | 0 | 0 | 0 | 0 | 0 | 0 | 0 | 0 | 2006 Qtr 1: 0; 2006 Qtr 2: 0; 2006 Qtr 3: 0; 2006 Qtr 4: 0; 2007 Qtr 1: 0; 2007 Qtr 2: 0; 2007 Qtr 3: 1.6; 2007 Qtr 4: 0; 2008 Qtr 1: 0; 2008 Qtr 2: 0; 2008 Qtr 3: 0; 2008 Qtr 4: 0 | 1.6
0 | 255004-Low Flow Showerheads |  | System | Residential | 04-DMO-ResidentialMobileHome–DoubleWide-WAT_HEAT | 0 |  |  |  |  | 47.4375 | 0 | 0 | 0 | 34.6125 | 12.825 | 0 |  | kWh | 0 | 7.4 | Residential |  | Annual | [5 empty] | 10 | 0.89 |  |  |  | 0 | 0 | 0.8 | 0 | 0 | 0 | 0 | 0 | 0 | 0 | 0 | 0 | 2006 Qtr 1: 0; 2006 Qtr 2: 0; 2006 Qtr 3: 0; 2006 Qtr 4: 0; 2007 Qtr 1: 0; 2007 Qtr 2: 0; 2007 Qtr 3: 0.8; 2007 Qtr 4: 0; 2008 Qtr 1: 0; 2008 Qtr 2: 0; 2008 Qtr 3: 0; 2008 Qtr 4: 0 | 0.8
0 | 255004-Low Flow Showerheads |  | 10 | Residential | 04-DMO-ResidentialMobileHome–DoubleWide-WAT_HEAT | 0 |  |  |  |  | 47.4375 | 0 | 0 | 0 | 34.6125 | 12.825 | 0 |  | kWh | 0 | 7.4 | Residential |  | Annual | [5 empty] | 10 | 0.89 |  |  |  | 0 | 0 | 1.6 | 0 | 0 | 0 | 0 | 0 | 0 | 0 | 0 | 0 | 2006 Qtr 1: 0; 2006 Qtr 2: 0; 2006 Qtr 3: 0; 2006 Qtr 4: 0; 2007 Qtr 1: 0; 2007 Qtr 2: 0; 2007 Qtr 3: 1.6; 2007 Qtr 4: 0; 2008 Qtr 1: 0; 2008 Qtr 2: 0; 2008 Qtr 3: 0; 2008 Qtr 4: 0 | 1.6
0 | 255004-Low Flow Showerheads |  | 7 | Residential | 04-DMO-ResidentialMobileHome–DoubleWide-WAT_HEAT | 0 |  |  |  |  | 47.4375 | 0 | 0 | 0 | 34.6125 | 12.825 | 0 |  | kWh | 0 | 7.4 | Residential |  | Annual | [5 empty] | 10 | 0.89 |  |  |  | 0 | 0 | 0.8 | 0 | 0 | 0 | 0 | 0 | 0 | 0 | 0 | 0 | 2006 Qtr 1: 0; 2006 Qtr 2: 0; 2006 Qtr 3: 0; 2006 Qtr 4: 0; 2007 Qtr 1: 0; 2007 Qtr 2: 0; 2007 Qtr 3: 0.8; 2007 Qtr 4: 0; 2008 Qtr 1: 0; 2008 Qtr 2: 0; 2008 Qtr 3: 0; 2008 Qtr 4: 0 | 0.8
0 | 255004-Low Flow Showerheads |  | 10 | Residential | 04-DMO-ResidentialMobileHome–DoubleWide-WAT_HEAT | 0 |  |  |  |  | 47.4375 | 0 | 0 | 0 | 34.6125 | 12.825 | 0 |  | kWh | 0 | 7.4 | Residential |  | Annual | [5 empty] | 10 | 0.89 |  |  |  | 0 | 0 | 0.8 | 0 | 0 | 0 | 0 | 0 | 0 | 0 | 0 | 0 | 2006 Qtr 1: 0; 2006 Qtr 2: 0; 2006 Qtr 3: 0; 2006 Qtr 4: 0; 2007 Qtr 1: 0; 2007 Qtr 2: 0; 2007 Qtr 3: 0.8; 2007 Qtr 4: 0; 2008 Qtr 1: 0; 2008 Qtr 2: 0; 2008 Qtr 3: 0; 2008 Qtr 4: 0 | 0.8
0 | 255004-Low Flow Showerheads |  | 10 | Residential | 04-DMO-ResidentialMobileHome–DoubleWide-WAT_HEAT | 0 |  |  |  |  | 47.4375 | 0 | 0 | 0 | 34.6125 | 12.825 | 0 |  | kWh | 0 | 7.4 | Residential |  | Annual | [5 empty] | 10 | 0.89 |  |  |  | 0 | 0 | 1.6 | 0 | 0 | 0 | 0 | 0 | 0 | 0 | 0 | 0 | 2006 Qtr 1: 0; 2006 Qtr 2: 0; 2006 Qtr 3: 0; 2006 Qtr 4: 0; 2007 Qtr 1: 0; 2007 Qtr 2: 0; 2007 Qtr 3: 1.6; 2007 Qtr 4: 0; 2008 Qtr 1: 0; 2008 Qtr 2: 0; 2008 Qtr 3: 0; 2008 Qtr 4: 0 | 1.6
0 | 255004-Low Flow Showerheads |  | 10 | Residential | 04-DMO-ResidentialMobileHome–DoubleWide-WAT_HEAT | 0 |  |  |  |  | 47.4375 | 0 | 0 | 0 | 34.6125 | 12.825 | 0 |  | kWh | 0 | 7.4 | Residential |  | Annual | [5 empty] | 10 | 0.89 |  |  |  | 0 | 0 | 1.6 | 0 | 0 | 0 | 0 | 0 | 0 | 0 | 0 | 0 | 2006 Qtr 1: 0; 2006 Qtr 2: 0; 2006 Qtr 3: 0; 2006 Qtr 4: 0; 2007 Qtr 1: 0; 2007 Qtr 2: 0; 2007 Qtr 3: 1.6; 2007 Qtr 4: 0; 2008 Qtr 1: 0; 2008 Qtr 2: 0; 2008 Qtr 3: 0; 2008 Qtr 4: 0 | 1.6
0 | 255004-Low Flow Showerheads |  | 7 | Residential | 04-DMO-ResidentialMobileHome–DoubleWide-WAT_HEAT | 0 |  |  |  |  | 47.4375 | 0 | 0 | 0 | 34.6125 | 12.825 | 0 |  | kWh | 0 | 7.4 | Residential |  | Annual | [5 empty] | 10 | 0.89 |  |  |  | 0 | 0 | 0.8 | 0 | 0 | 0 | 0 | 0 | 0 | 0 | 0 | 0 | 2006 Qtr 1: 0; 2006 Qtr 2: 0; 2006 Qtr 3: 0; 2006 Qtr 4: 0; 2007 Qtr 1: 0; 2007 Qtr 2: 0; 2007 Qtr 3: 0.8; 2007 Qtr 4: 0; 2008 Qtr 1: 0; 2008 Qtr 2: 0; 2008 Qtr 3: 0; 2008 Qtr 4: 0 | 0.8
0 | 255004-Low Flow Showerheads |  | 10 | Residential | 04-DMO-ResidentialMobileHome–DoubleWide-WAT_HEAT | 0 |  |  |  |  | 47.4375 | 0 | 0 | 0 | 34.6125 | 12.825 | 0 |  | kWh | 0 | 7.4 | Residential |  | Annual | [5 empty] | 10 | 0.89 |  |  |  | 0 | 0 | 0.8 | 0 | 0 | 0 | 0 | 0 | 0 | 0 | 0 | 0 | 2006 Qtr 1: 0; 2006 Qtr 2: 0; 2006 Qtr 3: 0; 2006 Qtr 4: 0; 2007 Qtr 1: 0; 2007 Qtr 2: 0; 2007 Qtr 3: 0.8; 2007 Qtr 4: 0; 2008 Qtr 1: 0; 2008 Qtr 2: 0; 2008 Qtr 3: 0; 2008 Qtr 4: 0 | 0.8
0 | 255004-Low Flow Showerheads |  | 10 | Residential | 04-DMO-ResidentialMobileHome–DoubleWide-WAT_HEAT | 0 |  |  |  |  | 47.4375 | 0 | 0 | 0 | 34.6125 | 12.825 | 0 |  | kWh | 0 | 7.4 | Residential |  | Annual | [5 empty] | 10 | 0.89 |  |  |  | 0 | 0 | 0.8 | 0 | 0 | 0 | 0 | 0 | 0 | 0 | 0 | 0 | 2006 Qtr 1: 0; 2006 Qtr 2: 0; 2006 Qtr 3: 0; 2006 Qtr 4: 0; 2007 Qtr 1: 0; 2007 Qtr 2: 0; 2007 Qtr 3: 0.8; 2007 Qtr 4: 0; 2008 Qtr 1: 0; 2008 Qtr 2: 0; 2008 Qtr 3: 0; 2008 Qtr 4: 0 | 0.8
0 | 255004-Low Flow Showerheads |  | 10 | Residential | 04-DMO-ResidentialMobileHome–DoubleWide-WAT_HEAT | 0 |  |  |  |  | 47.4375 | 0 | 0 | 0 | 34.6125 | 12.825 | 0 |  | kWh | 0 | 7.4 | Residential |  | Annual | [5 empty] | 10 | 0.89 |  |  |  | 0 | 0 | 1.6 | 0 | 0 | 0 | 0 | 0 | 0 | 0 | 0 | 0 | 2006 Qtr 1: 0; 2006 Qtr 2: 0; 2006 Qtr 3: 0; 2006 Qtr 4: 0; 2007 Qtr 1: 0; 2007 Qtr 2: 0; 2007 Qtr 3: 1.6; 2007 Qtr 4: 0; 2008 Qtr 1: 0; 2008 Qtr 2: 0; 2008 Qtr 3: 0; 2008 Qtr 4: 0 | 1.6
0 | 255004-Low Flow Showerheads |  | 10 | Residential | 04-DMO-ResidentialMobileHome–DoubleWide-WAT_HEAT | 0 |  |  |  |  | 47.4375 | 0 | 0 | 0 | 34.6125 | 12.825 | 0 |  | kWh | 0 | 7.4 | Residential |  | Annual | [5 empty] | 10 | 0.89 |  |  |  | 0 | 0 | 0.8 | 0 | 0 | 0 | 0 | 0 | 0 | 0 | 0 | 0 | 2006 Qtr 1: 0; 2006 Qtr 2: 0; 2006 Qtr 3: 0; 2006 Qtr 4: 0; 2007 Qtr 1: 0; 2007 Qtr 2: 0; 2007 Qtr 3: 0.8; 2007 Qtr 4: 0; 2008 Qtr 1: 0; 2008 Qtr 2: 0; 2008 Qtr 3: 0; 2008 Qtr 4: 0 | 0.8
0 | 255004-Low Flow Showerheads |  | 10 | Residential | 04-DMO-ResidentialMobileHome–DoubleWide-WAT_HEAT | 0 |  |  |  |  | 47.4375 | 0 | 0 | 0 | 34.6125 | 12.825 | 0 |  | kWh | 0 | 7.4 | Residential |  | Annual | [5 empty] | 10 | 0.89 |  |  |  | 0 | 0 | 0.8 | 0 | 0 | 0 | 0 | 0 | 0 | 0 | 0 | 0 | 2006 Qtr 1: 0; 2006 Qtr 2: 0; 2006 Qtr 3: 0; 2006 Qtr 4: 0; 2007 Qtr 1: 0; 2007 Qtr 2: 0; 2007 Qtr 3: 0.8; 2007 Qtr 4: 0; 2008 Qtr 1: 0; 2008 Qtr 2: 0; 2008 Qtr 3: 0; 2008 Qtr 4: 0 | 0.8
0 | 255004-Low Flow Showerheads |  | 10 | Residential | 04-DMO-ResidentialMobileHome–DoubleWide-WAT_HEAT | 0 |  |  |  |  | 47.4375 | 0 | 0 | 0 | 34.6125 | 12.825 | 0 |  | kWh | 0 | 7.4 | Residential |  | Annual | [5 empty] | 10 | 0.89 |  |  |  | 0 | 0 | 1.6 | 0 | 0 | 0 | 0 | 0 | 0 | 0 | 0 | 0 | 2006 Qtr 1: 0; 2006 Qtr 2: 0; 2006 Qtr 3: 0; 2006 Qtr 4: 0; 2007 Qtr 1: 0; 2007 Qtr 2: 0; 2007 Qtr 3: 1.6; 2007 Qtr 4: 0; 2008 Qtr 1: 0; 2008 Qtr 2: 0; 2008 Qtr 3: 0; 2008 Qtr 4: 0 | 1.6
0 | 255004-Low Flow Showerheads |  | 10 | Residential | 04-DMO-ResidentialMobileHome–DoubleWide-WAT_HEAT | 0 |  |  |  |  | 47.4375 | 0 | 0 | 0 | 34.6125 | 12.825 | 0 |  | kWh | 0 | 7.4 | Residential |  | Annual | [5 empty] | 10 | 0.89 |  |  |  | 0 | 0 | 0.8 | 0 | 0 | 0 | 0 | 0 | 0 | 0 | 0 | 0 | 2006 Qtr 1: 0; 2006 Qtr 2: 0; 2006 Qtr 3: 0; 2006 Qtr 4: 0; 2007 Qtr 1: 0; 2007 Qtr 2: 0; 2007 Qtr 3: 0.8; 2007 Qtr 4: 0; 2008 Qtr 1: 0; 2008 Qtr 2: 0; 2008 Qtr 3: 0; 2008 Qtr 4: 0 | 0.8
0 | 255004-Low Flow Showerheads |  | 10 | Residential | 04-DMO-ResidentialMobileHome–DoubleWide-WAT_HEAT | 0 |  |  |  |  | 47.4375 | 0 | 0 | 0 | 34.6125 | 12.825 | 0 |  | kWh | 0 | 7.4 | Residential |  | Annual | [5 empty] | 10 | 0.89 |  |  |  | 0 | 0 | 1.6 | 0 | 0 | 0 | 0 | 0 | 0 | 0 | 0 | 0 | 2006 Qtr 1: 0; 2006 Qtr 2: 0; 2006 Qtr 3: 0; 2006 Qtr 4: 0; 2007 Qtr 1: 0; 2007 Qtr 2: 0; 2007 Qtr 3: 1.6; 2007 Qtr 4: 0; 2008 Qtr 1: 0; 2008 Qtr 2: 0; 2008 Qtr 3: 0; 2008 Qtr 4: 0 | 1.6
0 | 255004-Low Flow Showerheads |  | 10 | Residential | 04-DMO-ResidentialMobileHome–DoubleWide-WAT_HEAT | 0 |  |  |  |  | 47.4375 | 0 | 0 | 0 | 34.6125 | 12.825 | 0 |  | kWh | 0 | 7.4 | Residential |  | Annual | [5 empty] | 10 | 0.89 |  |  |  | 0 | 0 | 1.6 | 0 | 0 | 0 | 0 | 0 | 0 | 0 | 0 | 0 | 2006 Qtr 1: 0; 2006 Qtr 2: 0; 2006 Qtr 3: 0; 2006 Qtr 4: 0; 2007 Qtr 1: 0; 2007 Qtr 2: 0; 2007 Qtr 3: 1.6; 2007 Qtr 4: 0; 2008 Qtr 1: 0; 2008 Qtr 2: 0; 2008 Qtr 3: 0; 2008 Qtr 4: 0 | 1.6
0 | 255004-Low Flow Showerheads |  | 10 | Residential | 04-DMO-ResidentialMobileHome–DoubleWide-WAT_HEAT | 0 |  |  |  |  | 47.4375 | 0 | 0 | 0 | 34.6125 | 12.825 | 0 |  | kWh | 0 | 7.4 | Residential |  | Annual | [5 empty] | 10 | 0.89 |  |  |  | 0 | 0 | 1.6 | 0 | 0 | 0 | 0 | 0 | 0 | 0 | 0 | 0 | 2006 Qtr 1: 0; 2006 Qtr 2: 0; 2006 Qtr 3: 0; 2006 Qtr 4: 0; 2007 Qtr 1: 0; 2007 Qtr 2: 0; 2007 Qtr 3: 1.6; 2007 Qtr 4: 0; 2008 Qtr 1: 0; 2008 Qtr 2: 0; 2008 Qtr 3: 0; 2008 Qtr 4: 0 | 1.6
0 | 255004-Low Flow Showerheads |  | 10 | Residential | 04-DMO-ResidentialMobileHome–DoubleWide-WAT_HEAT | 0 |  |  |  |  | 47.4375 | 0 | 0 | 0 | 34.6125 | 12.825 | 0 |  | kWh | 0 | 7.4 | Residential |  | Annual | [5 empty] | 10 | 0.89 |  |  |  | 0 | 0 | 0.8 | 0 | 0 | 0 | 0 | 0 | 0 | 0 | 0 | 0 | 2006 Qtr 1: 0; 2006 Qtr 2: 0; 2006 Qtr 3: 0; 2006 Qtr 4: 0; 2007 Qtr 1: 0; 2007 Qtr 2: 0; 2007 Qtr 3: 0.8; 2007 Qtr 4: 0; 2008 Qtr 1: 0; 2008 Qtr 2: 0; 2008 Qtr 3: 0; 2008 Qtr 4: 0 | 0.8
0 | 255004-Low Flow Showerheads |  | 10 | Residential | 04-DMO-ResidentialMobileHome–DoubleWide-WAT_HEAT | 0 |  |  |  |  | 47.4375 | 0 | 0 | 0 | 34.6125 | 12.825 | 0 |  | kWh | 0 | 7.4 | Residential |  | Annual | [5 empty] | 10 | 0.89 |  |  |  | 0 | 0 | 0.8 | 0 | 0 | 0 | 0 | 0 | 0 | 0 | 0 | 0 | 2006 Qtr 1: 0; 2006 Qtr 2: 0; 2006 Qtr 3: 0; 2006 Qtr 4: 0; 2007 Qtr 1: 0; 2007 Qtr 2: 0; 2007 Qtr 3: 0.8; 2007 Qtr 4: 0; 2008 Qtr 1: 0; 2008 Qtr 2: 0; 2008 Qtr 3: 0; 2008 Qtr 4: 0 | 0.8
0 | 255004-Low Flow Showerheads |  | 10 | Residential | 04-DMO-ResidentialMobileHome–DoubleWide-WAT_HEAT | 0 |  |  |  |  | 47.4375 | 0 | 0 | 0 | 34.6125 | 12.825 | 0 |  | kWh | 0 | 7.4 | Residential |  | Annual | [5 empty] | 10 | 0.89 |  |  |  | 0 | 0 | 0.8 | 0 | 0 | 0 | 0 | 0 | 0 | 0 | 0 | 0 | 2006 Qtr 1: 0; 2006 Qtr 2: 0; 2006 Qtr 3: 0; 2006 Qtr 4: 0; 2007 Qtr 1: 0; 2007 Qtr 2: 0; 2007 Qtr 3: 0.8; 2007 Qtr 4: 0; 2008 Qtr 1: 0; 2008 Qtr 2: 0; 2008 Qtr 3: 0; 2008 Qtr 4: 0 | 0.8
0 | 255004-Low Flow Showerheads |  | 10 | Residential | 04-DMO-ResidentialMobileHome–DoubleWide-WAT_HEAT | 0 |  |  |  |  | 47.4375 | 0 | 0 | 0 | 34.6125 | 12.825 | 0 |  | kWh | 0 | 7.4 | Residential |  | Annual | [5 empty] | 10 | 0.89 |  |  |  | 0 | 0 | 0.8 | 0 | 0 | 0 | 0 | 0 | 0 | 0 | 0 | 0 | 2006 Qtr 1: 0; 2006 Qtr 2: 0; 2006 Qtr 3: 0; 2006 Qtr 4: 0; 2007 Qtr 1: 0; 2007 Qtr 2: 0; 2007 Qtr 3: 0.8; 2007 Qtr 4: 0; 2008 Qtr 1: 0; 2008 Qtr 2: 0; 2008 Qtr 3: 0; 2008 Qtr 4: 0 | 0.8
0 | 255004-Low Flow Showerheads |  | 10 | Residential | 04-DMO-ResidentialMobileHome–DoubleWide-WAT_HEAT | 0 |  |  |  |  | 47.4375 | 0 | 0 | 0 | 34.6125 | 12.825 | 0 |  | kWh | 0 | 7.4 | Residential |  | Annual | [5 empty] | 10 | 0.89 |  |  |  | 0 | 0 | 0.8 | 0 | 0 | 0 | 0 | 0 | 0 | 0 | 0 | 0 | 2006 Qtr 1: 0; 2006 Qtr 2: 0; 2006 Qtr 3: 0; 2006 Qtr 4: 0; 2007 Qtr 1: 0; 2007 Qtr 2: 0; 2007 Qtr 3: 0.8; 2007 Qtr 4: 0; 2008 Qtr 1: 0; 2008 Qtr 2: 0; 2008 Qtr 3: 0; 2008 Qtr 4: 0 | 0.8
0 | 255004-Low Flow Showerheads |  | 10 | Residential | 04-DMO-ResidentialMobileHome–DoubleWide-WAT_HEAT | 0 |  |  |  |  | 47.4375 | 0 | 0 | 0 | 34.6125 | 12.825 | 0 |  | kWh | 0 | 7.4 | Residential |  | Annual | [5 empty] | 10 | 0.89 |  |  |  | 0 | 0 | 0.8 | 0 | 0 | 0 | 0 | 0 | 0 | 0 | 0 | 0 | 2006 Qtr 1: 0; 2006 Qtr 2: 0; 2006 Qtr 3: 0; 2006 Qtr 4: 0; 2007 Qtr 1: 0; 2007 Qtr 2: 0; 2007 Qtr 3: 0.8; 2007 Qtr 4: 0; 2008 Qtr 1: 0; 2008 Qtr 2: 0; 2008 Qtr 3: 0; 2008 Qtr 4: 0 | 0.8
0 | 255004-Low Flow Showerheads |  | 10 | Residential | 04-DMO-ResidentialMobileHome–DoubleWide-WAT_HEAT | 0 |  |  |  |  | 47.4375 | 0 | 0 | 0 | 34.6125 | 12.825 | 0 |  | kWh | 0 | 7.4 | Residential |  | Annual | [5 empty] | 10 | 0.89 |  |  |  | 0 | 0 | 1.6 | 0 | 0 | 0 | 0 | 0 | 0 | 0 | 0 | 0 | 2006 Qtr 1: 0; 2006 Qtr 2: 0; 2006 Qtr 3: 0; 2006 Qtr 4: 0; 2007 Qtr 1: 0; 2007 Qtr 2: 0; 2007 Qtr 3: 1.6; 2007 Qtr 4: 0; 2008 Qtr 1: 0; 2008 Qtr 2: 0; 2008 Qtr 3: 0; 2008 Qtr 4: 0 | 1.6
0 | 255004-Low Flow Showerheads |  | 10 | Residential | 04-DMO-ResidentialMobileHome–DoubleWide-WAT_HEAT | 0 |  |  |  |  | 47.4375 | 0 | 0 | 0 | 34.6125 | 12.825 | 0 |  | kWh | 0 | 7.4 | Residential |  | Annual | [5 empty] | 10 | 0.89 |  |  |  | 0 | 0 | 1.6 | 0 | 0 | 0 | 0 | 0 | 0 | 0 | 0 | 0 | 2006 Qtr 1: 0; 2006 Qtr 2: 0; 2006 Qtr 3: 0; 2006 Qtr 4: 0; 2007 Qtr 1: 0; 2007 Qtr 2: 0; 2007 Qtr 3: 1.6; 2007 Qtr 4: 0; 2008 Qtr 1: 0; 2008 Qtr 2: 0; 2008 Qtr 3: 0; 2008 Qtr 4: 0 | 1.6
0 | 255004-Low Flow Showerheads |  | 7 | Residential | 04-DMO-ResidentialMobileHome–DoubleWide-WAT_HEAT | 0 |  |  |  |  | 47.4375 | 0 | 0 | 0 | 34.6125 | 12.825 | 0 |  | kWh | 0 | 7.4 | Residential |  | Annual | [5 empty] | 10 | 0.89 |  |  |  | 0 | 0 | 1.6 | 0 | 0 | 0 | 0 | 0 | 0 | 0 | 0 | 0 | 2006 Qtr 1: 0; 2006 Qtr 2: 0; 2006 Qtr 3: 0; 2006 Qtr 4: 0; 2007 Qtr 1: 0; 2007 Qtr 2: 0; 2007 Qtr 3: 1.6; 2007 Qtr 4: 0; 2008 Qtr 1: 0; 2008 Qtr 2: 0; 2008 Qtr 3: 0; 2008 Qtr 4: 0 | 1.6
0 | 255004-Low Flow Showerheads |  | 10 | Residential | 04-DMO-ResidentialMobileHome–DoubleWide-WAT_HEAT | 0 |  |  |  |  | 47.4375 | 0 | 0 | 0 | 34.6125 | 12.825 | 0 |  | kWh | 0 | 7.4 | Residential |  | Annual | [5 empty] | 10 | 0.89 |  |  |  | 0 | 0 | 0.8 | 0 | 0 | 0 | 0 | 0 | 0 | 0 | 0 | 0 | 2006 Qtr 1: 0; 2006 Qtr 2: 0; 2006 Qtr 3: 0; 2006 Qtr 4: 0; 2007 Qtr 1: 0; 2007 Qtr 2: 0; 2007 Qtr 3: 0.8; 2007 Qtr 4: 0; 2008 Qtr 1: 0; 2008 Qtr 2: 0; 2008 Qtr 3: 0; 2008 Qtr 4: 0 | 0.8
0 | 255004-Low Flow Showerheads |  | 10 | Residential | 04-DMO-ResidentialMobileHome–DoubleWide-WAT_HEAT | 0 |  |  |  |  | 47.4375 | 0 | 0 | 0 | 34.6125 | 12.825 | 0 |  | kWh | 0 | 7.4 | Residential |  | Annual | [5 empty] | 10 | 0.89 |  |  |  | 0 | 0 | 1.6 | 0 | 0 | 0 | 0 | 0 | 0 | 0 | 0 | 0 | 2006 Qtr 1: 0; 2006 Qtr 2: 0; 2006 Qtr 3: 0; 2006 Qtr 4: 0; 2007 Qtr 1: 0; 2007 Qtr 2: 0; 2007 Qtr 3: 1.6; 2007 Qtr 4: 0; 2008 Qtr 1: 0; 2008 Qtr 2: 0; 2008 Qtr 3: 0; 2008 Qtr 4: 0 | 1.6
0 | 255004-Low Flow Showerheads |  | 10 | Residential | 04-DMO-ResidentialMobileHome–DoubleWide-WAT_HEAT | 0 |  |  |  |  | 47.4375 | 0 | 0 | 0 | 34.6125 | 12.825 | 0 |  | kWh | 0 | 7.4 | Residential |  | Annual | [5 empty] | 10 | 0.89 |  |  |  | 0 | 0 | 1.6 | 0 | 0 | 0 | 0 | 0 | 0 | 0 | 0 | 0 | 2006 Qtr 1: 0; 2006 Qtr 2: 0; 2006 Qtr 3: 0; 2006 Qtr 4: 0; 2007 Qtr 1: 0; 2007 Qtr 2: 0; 2007 Qtr 3: 1.6; 2007 Qtr 4: 0; 2008 Qtr 1: 0; 2008 Qtr 2: 0; 2008 Qtr 3: 0; 2008 Qtr 4: 0 | 1.6
0 | 255004-Low Flow Showerheads |  | 10 | Residential | 04-DMO-ResidentialMobileHome–DoubleWide-WAT_HEAT | 0 |  |  |  |  | 47.4375 | 0 | 0 | 0 | 34.6125 | 12.825 | 0 |  | kWh | 0 | 7.4 | Residential |  | Annual | [5 empty] | 10 | 0.89 |  |  |  | 0 | 0 | 0.8 | 0 | 0 | 0 | 0 | 0 | 0 | 0 | 0 | 0 | 2006 Qtr 1: 0; 2006 Qtr 2: 0; 2006 Qtr 3: 0; 2006 Qtr 4: 0; 2007 Qtr 1: 0; 2007 Qtr 2: 0; 2007 Qtr 3: 0.8; 2007 Qtr 4: 0; 2008 Qtr 1: 0; 2008 Qtr 2: 0; 2008 Qtr 3: 0; 2008 Qtr 4: 0 | 0.8
0 | 255004-Low Flow Showerheads |  | 10 | Residential | 04-DMO-ResidentialMobileHome–DoubleWide-WAT_HEAT | 0 |  |  |  |  | 47.4375 | 0 | 0 | 0 | 34.6125 | 12.825 | 0 |  | kWh | 0 | 7.4 | Residential |  | Annual | [5 empty] | 10 | 0.89 |  |  |  | 0 | 0 | 0.8 | 0 | 0 | 0 | 0 | 0 | 0 | 0 | 0 | 0 | 2006 Qtr 1: 0; 2006 Qtr 2: 0; 2006 Qtr 3: 0; 2006 Qtr 4: 0; 2007 Qtr 1: 0; 2007 Qtr 2: 0; 2007 Qtr 3: 0.8; 2007 Qtr 4: 0; 2008 Qtr 1: 0; 2008 Qtr 2: 0; 2008 Qtr 3: 0; 2008 Qtr 4: 0 | 0.8
0 | 255004-Low Flow Showerheads |  | 10 | Residential | 04-DMO-ResidentialMobileHome–DoubleWide-WAT_HEAT | 0 |  |  |  |  | 47.4375 | 0 | 0 | 0 | 34.6125 | 12.825 | 0 |  | kWh | 0 | 7.4 | Residential |  | Annual | [5 empty] | 10 | 0.89 |  |  |  | 0 | 0 | 0.8 | 0 | 0 | 0 | 0 | 0 | 0 | 0 | 0 | 0 | 2006 Qtr 1: 0; 2006 Qtr 2: 0; 2006 Qtr 3: 0; 2006 Qtr 4: 0; 2007 Qtr 1: 0; 2007 Qtr 2: 0; 2007 Qtr 3: 0.8; 2007 Qtr 4: 0; 2008 Qtr 1: 0; 2008 Qtr 2: 0; 2008 Qtr 3: 0; 2008 Qtr 4: 0 | 0.8
0 | 255004-Low Flow Showerheads |  | 10 | Residential | 04-DMO-ResidentialMobileHome–DoubleWide-WAT_HEAT | 0 |  |  |  |  | 47.4375 | 0 | 0 | 0 | 34.6125 | 12.825 | 0 |  | kWh | 0 | 7.4 | Residential |  | Annual | [5 empty] | 10 | 0.89 |  |  |  | 0 | 0 | 1.6 | 0 | 0 | 0 | 0 | 0 | 0 | 0 | 0 | 0 | 2006 Qtr 1: 0; 2006 Qtr 2: 0; 2006 Qtr 3: 0; 2006 Qtr 4: 0; 2007 Qtr 1: 0; 2007 Qtr 2: 0; 2007 Qtr 3: 1.6; 2007 Qtr 4: 0; 2008 Qtr 1: 0; 2008 Qtr 2: 0; 2008 Qtr 3: 0; 2008 Qtr 4: 0 | 1.6
0 | 255004-Low Flow Showerheads |  | 7 | Residential | 04-DMO-ResidentialMobileHome–DoubleWide-WAT_HEAT | 0 |  |  |  |  | 47.4375 | 0 | 0 | 0 | 34.6125 | 12.825 | 0 |  | kWh | 0 | 7.4 | Residential |  | Annual | [5 empty] | 10 | 0.89 |  |  |  | 0 | 0 | 0.8 | 0 | 0 | 0 | 0 | 0 | 0 | 0 | 0 | 0 | 2006 Qtr 1: 0; 2006 Qtr 2: 0; 2006 Qtr 3: 0; 2006 Qtr 4: 0; 2007 Qtr 1: 0; 2007 Qtr 2: 0; 2007 Qtr 3: 0.8; 2007 Qtr 4: 0; 2008 Qtr 1: 0; 2008 Qtr 2: 0; 2008 Qtr 3: 0; 2008 Qtr 4: 0 | 0.8
0 | 255004-Low Flow Showerheads |  | 10 | Residential | 04-DMO-ResidentialMobileHome–DoubleWide-WAT_HEAT | 0 |  |  |  |  | 47.4375 | 0 | 0 | 0 | 34.6125 | 12.825 | 0 |  | kWh | 0 | 7.4 | Residential |  | Annual | [5 empty] | 10 | 0.89 |  |  |  | 0 | 0 | 0.8 | 0 | 0 | 0 | 0 | 0 | 0 | 0 | 0 | 0 | 2006 Qtr 1: 0; 2006 Qtr 2: 0; 2006 Qtr 3: 0; 2006 Qtr 4: 0; 2007 Qtr 1: 0; 2007 Qtr 2: 0; 2007 Qtr 3: 0.8; 2007 Qtr 4: 0; 2008 Qtr 1: 0; 2008 Qtr 2: 0; 2008 Qtr 3: 0; 2008 Qtr 4: 0 | 0.8
0 | 255004-Low Flow Showerheads |  | System | Residential | 04-DMO-ResidentialMobileHome–DoubleWide-WAT_HEAT | 0 |  |  |  |  | 47.4375 | 0 | 0 | 0 | 34.6125 | 12.825 | 0 |  | kWh | 0 | 7.4 | Residential |  | Annual | [5 empty] | 10 | 0.89 |  |  |  | 0 | 0 | 1.6 | 0 | 0 | 0 | 0 | 0 | 0 | 0 | 0 | 0 | 2006 Qtr 1: 0; 2006 Qtr 2: 0; 2006 Qtr 3: 0; 2006 Qtr 4: 0; 2007 Qtr 1: 0; 2007 Qtr 2: 0; 2007 Qtr 3: 1.6; 2007 Qtr 4: 0; 2008 Qtr 1: 0; 2008 Qtr 2: 0; 2008 Qtr 3: 0; 2008 Qtr 4: 0 | 1.6
0 | 255004-Low Flow Showerheads |  | 10 | Residential | 04-DMO-ResidentialMobileHome–DoubleWide-WAT_HEAT | 0 |  |  |  |  | 47.4375 | 0 | 0 | 0 | 34.6125 | 12.825 | 0 |  | kWh | 0 | 7.4 | Residential |  | Annual | [5 empty] | 10 | 0.89 |  |  |  | 0 | 0 | 1.6 | 0 | 0 | 0 | 0 | 0 | 0 | 0 | 0 | 0 | 2006 Qtr 1: 0; 2006 Qtr 2: 0; 2006 Qtr 3: 0; 2006 Qtr 4: 0; 2007 Qtr 1: 0; 2007 Qtr 2: 0; 2007 Qtr 3: 1.6; 2007 Qtr 4: 0; 2008 Qtr 1: 0; 2008 Qtr 2: 0; 2008 Qtr 3: 0; 2008 Qtr 4: 0 | 1.6
0 | 255004-Low Flow Showerheads |  | 10 | Residential | 04-DMO-ResidentialMobileHome–DoubleWide-WAT_HEAT | 0 |  |  |  |  | 47.4375 | 0 | 0 | 0 | 34.6125 | 12.825 | 0 |  | kWh | 0 | 7.4 | Residential |  | Annual | [5 empty] | 10 | 0.89 |  |  |  | 0 | 0 | 0.8 | 0 | 0 | 0 | 0 | 0 | 0 | 0 | 0 | 0 | 2006 Qtr 1: 0; 2006 Qtr 2: 0; 2006 Qtr 3: 0; 2006 Qtr 4: 0; 2007 Qtr 1: 0; 2007 Qtr 2: 0; 2007 Qtr 3: 0.8; 2007 Qtr 4: 0; 2008 Qtr 1: 0; 2008 Qtr 2: 0; 2008 Qtr 3: 0; 2008 Qtr 4: 0 | 0.8
0 | 255004-Low Flow Showerheads |  | 7 | Residential | 04-DMO-ResidentialMobileHome–DoubleWide-WAT_HEAT | 0 |  |  |  |  | 47.4375 | 0 | 0 | 0 | 34.6125 | 12.825 | 0 |  | kWh | 0 | 7.4 | Residential |  | Annual | [5 empty] | 10 | 0.89 |  |  |  | 0 | 0 | 0.8 | 0 | 0 | 0 | 0 | 0 | 0 | 0 | 0 | 0 | 2006 Qtr 1: 0; 2006 Qtr 2: 0; 2006 Qtr 3: 0; 2006 Qtr 4: 0; 2007 Qtr 1: 0; 2007 Qtr 2: 0; 2007 Qtr 3: 0.8; 2007 Qtr 4: 0; 2008 Qtr 1: 0; 2008 Qtr 2: 0; 2008 Qtr 3: 0; 2008 Qtr 4: 0 | 0.8
0 | 255004-Low Flow Showerheads |  | 7 | Residential | 04-DMO-ResidentialMobileHome–DoubleWide-WAT_HEAT | 0 |  |  |  |  | 47.4375 | 0 | 0 | 0 | 34.6125 | 12.825 | 0 |  | kWh | 0 | 7.4 | Residential |  | Annual | [5 empty] | 10 | 0.89 |  |  |  | 0 | 0 | 0.8 | 0 | 0 | 0 | 0 | 0 | 0 | 0 | 0 | 0 | 2006 Qtr 1: 0; 2006 Qtr 2: 0; 2006 Qtr 3: 0; 2006 Qtr 4: 0; 2007 Qtr 1: 0; 2007 Qtr 2: 0; 2007 Qtr 3: 0.8; 2007 Qtr 4: 0; 2008 Qtr 1: 0; 2008 Qtr 2: 0; 2008 Qtr 3: 0; 2008 Qtr 4: 0 | 0.8
0 | 255004-Low Flow Showerheads |  | 10 | Residential | 04-DMO-ResidentialMobileHome–DoubleWide-WAT_HEAT | 0 |  |  |  |  | 47.4375 | 0 | 0 | 0 | 34.6125 | 12.825 | 0 |  | kWh | 0 | 7.4 | Residential |  | Annual | [5 empty] | 10 | 0.89 |  |  |  | 0 | 0 | 0.8 | 0 | 0 | 0 | 0 | 0 | 0 | 0 | 0 | 0 | 2006 Qtr 1: 0; 2006 Qtr 2: 0; 2006 Qtr 3: 0; 2006 Qtr 4: 0; 2007 Qtr 1: 0; 2007 Qtr 2: 0; 2007 Qtr 3: 0.8; 2007 Qtr 4: 0; 2008 Qtr 1: 0; 2008 Qtr 2: 0; 2008 Qtr 3: 0; 2008 Qtr 4: 0 | 0.8
0 | 255004-Low Flow Showerheads |  | 7 | Residential | 04-DMO-ResidentialMobileHome–DoubleWide-WAT_HEAT | 0 |  |  |  |  | 47.4375 | 0 | 0 | 0 | 34.6125 | 12.825 | 0 |  | kWh | 0 | 7.4 | Residential |  | Annual | [5 empty] | 10 | 0.89 |  |  |  | 0 | 0 | 1.6 | 0 | 0 | 0 | 0 | 0 | 0 | 0 | 0 | 0 | 2006 Qtr 1: 0; 2006 Qtr 2: 0; 2006 Qtr 3: 0; 2006 Qtr 4: 0; 2007 Qtr 1: 0; 2007 Qtr 2: 0; 2007 Qtr 3: 1.6; 2007 Qtr 4: 0; 2008 Qtr 1: 0; 2008 Qtr 2: 0; 2008 Qtr 3: 0; 2008 Qtr 4: 0 | 1.6
0 | 255004-Low Flow Showerheads |  | 10 | Residential | 04-DMO-ResidentialMobileHome–DoubleWide-WAT_HEAT | 0 |  |  |  |  | 47.4375 | 0 | 0 | 0 | 34.6125 | 12.825 | 0 |  | kWh | 0 | 7.4 | Residential |  | Annual | [5 empty] | 10 | 0.89 |  |  |  | 0 | 0 | 0.8 | 0 | 0 | 0 | 0 | 0 | 0 | 0 | 0 | 0 | 2006 Qtr 1: 0; 2006 Qtr 2: 0; 2006 Qtr 3: 0; 2006 Qtr 4: 0; 2007 Qtr 1: 0; 2007 Qtr 2: 0; 2007 Qtr 3: 0.8; 2007 Qtr 4: 0; 2008 Qtr 1: 0; 2008 Qtr 2: 0; 2008 Qtr 3: 0; 2008 Qtr 4: 0 | 0.8
0 | 255004-Low Flow Showerheads |  | 10 | Residential | 04-DMO-ResidentialMobileHome–DoubleWide-WAT_HEAT | 0 |  |  |  |  | 47.4375 | 0 | 0 | 0 | 34.6125 | 12.825 | 0 |  | kWh | 0 | 7.4 | Residential |  | Annual | [5 empty] | 10 | 0.89 |  |  |  | 0 | 0 | 1.6 | 0 | 0 | 0 | 0 | 0 | 0 | 0 | 0 | 0 | 2006 Qtr 1: 0; 2006 Qtr 2: 0; 2006 Qtr 3: 0; 2006 Qtr 4: 0; 2007 Qtr 1: 0; 2007 Qtr 2: 0; 2007 Qtr 3: 1.6; 2007 Qtr 4: 0; 2008 Qtr 1: 0; 2008 Qtr 2: 0; 2008 Qtr 3: 0; 2008 Qtr 4: 0 | 1.6
0 | 255004-Low Flow Showerheads |  | 7 | Residential | 04-DMO-ResidentialMobileHome–DoubleWide-WAT_HEAT | 0 |  |  |  |  | 47.4375 | 0 | 0 | 0 | 34.6125 | 12.825 | 0 |  | kWh | 0 | 7.4 | Residential |  | Annual | [5 empty] | 10 | 0.89 |  |  |  | 0 | 0 | 0.8 | 0 | 0 | 0 | 0 | 0 | 0 | 0 | 0 | 0 | 2006 Qtr 1: 0; 2006 Qtr 2: 0; 2006 Qtr 3: 0; 2006 Qtr 4: 0; 2007 Qtr 1: 0; 2007 Qtr 2: 0; 2007 Qtr 3: 0.8; 2007 Qtr 4: 0; 2008 Qtr 1: 0; 2008 Qtr 2: 0; 2008 Qtr 3: 0; 2008 Qtr 4: 0 | 0.8
0 | 255004-Low Flow Showerheads |  | 7 | Residential | 04-DMO-ResidentialMobileHome–DoubleWide-WAT_HEAT | 0 |  |  |  |  | 47.4375 | 0 | 0 | 0 | 34.6125 | 12.825 | 0 |  | kWh | 0 | 7.4 | Residential |  | Annual | [5 empty] | 10 | 0.89 |  |  |  | 0 | 0 | 0.8 | 0 | 0 | 0 | 0 | 0 | 0 | 0 | 0 | 0 | 2006 Qtr 1: 0; 2006 Qtr 2: 0; 2006 Qtr 3: 0; 2006 Qtr 4: 0; 2007 Qtr 1: 0; 2007 Qtr 2: 0; 2007 Qtr 3: 0.8; 2007 Qtr 4: 0; 2008 Qtr 1: 0; 2008 Qtr 2: 0; 2008 Qtr 3: 0; 2008 Qtr 4: 0 | 0.8
0 | 255004-Low Flow Showerheads |  | 10 | Residential | 04-DMO-ResidentialMobileHome–DoubleWide-WAT_HEAT | 0 |  |  |  |  | 47.4375 | 0 | 0 | 0 | 34.6125 | 12.825 | 0 |  | kWh | 0 | 7.4 | Residential |  | Annual | [5 empty] | 10 | 0.89 |  |  |  | 0 | 0 | 0.8 | 0 | 0 | 0 | 0 | 0 | 0 | 0 | 0 | 0 | 2006 Qtr 1: 0; 2006 Qtr 2: 0; 2006 Qtr 3: 0; 2006 Qtr 4: 0; 2007 Qtr 1: 0; 2007 Qtr 2: 0; 2007 Qtr 3: 0.8; 2007 Qtr 4: 0; 2008 Qtr 1: 0; 2008 Qtr 2: 0; 2008 Qtr 3: 0; 2008 Qtr 4: 0 | 0.8
0 | 255004-Low Flow Showerheads |  | 7 | Residential | 04-DMO-ResidentialMobileHome–DoubleWide-WAT_HEAT | 0 |  |  |  |  | 47.4375 | 0 | 0 | 0 | 34.6125 | 12.825 | 0 |  | kWh | 0 | 7.4 | Residential |  | Annual | [5 empty] | 10 | 0.89 |  |  |  | 0 | 0 | 1.6 | 0 | 0 | 0 | 0 | 0 | 0 | 0 | 0 | 0 | 2006 Qtr 1: 0; 2006 Qtr 2: 0; 2006 Qtr 3: 0; 2006 Qtr 4: 0; 2007 Qtr 1: 0; 2007 Qtr 2: 0; 2007 Qtr 3: 1.6; 2007 Qtr 4: 0; 2008 Qtr 1: 0; 2008 Qtr 2: 0; 2008 Qtr 3: 0; 2008 Qtr 4: 0 | 1.6
0 | 255004-Low Flow Showerheads |  | 10 | Residential | 04-DMO-ResidentialMobileHome–DoubleWide-WAT_HEAT | 0 |  |  |  |  | 47.4375 | 0 | 0 | 0 | 34.6125 | 12.825 | 0 |  | kWh | 0 | 7.4 | Residential |  | Annual | [5 empty] | 10 | 0.89 |  |  |  | 0 | 0 | 0.8 | 0 | 0 | 0 | 0 | 0 | 0 | 0 | 0 | 0 | 2006 Qtr 1: 0; 2006 Qtr 2: 0; 2006 Qtr 3: 0; 2006 Qtr 4: 0; 2007 Qtr 1: 0; 2007 Qtr 2: 0; 2007 Qtr 3: 0.8; 2007 Qtr 4: 0; 2008 Qtr 1: 0; 2008 Qtr 2: 0; 2008 Qtr 3: 0; 2008 Qtr 4: 0 | 0.8
0 | 255004-Low Flow Showerheads |  | 10 | Residential | 04-DMO-ResidentialMobileHome–DoubleWide-WAT_HEAT | 0 |  |  |  |  | 47.4375 | 0 | 0 | 0 | 34.6125 | 12.825 | 0 |  | kWh | 0 | 7.4 | Residential |  | Annual | [5 empty] | 10 | 0.89 |  |  |  | 0 | 0 | 1.6 | 0 | 0 | 0 | 0 | 0 | 0 | 0 | 0 | 0 | 2006 Qtr 1: 0; 2006 Qtr 2: 0; 2006 Qtr 3: 0; 2006 Qtr 4: 0; 2007 Qtr 1: 0; 2007 Qtr 2: 0; 2007 Qtr 3: 1.6; 2007 Qtr 4: 0; 2008 Qtr 1: 0; 2008 Qtr 2: 0; 2008 Qtr 3: 0; 2008 Qtr 4: 0 | 1.6
0 | 255004-Low Flow Showerheads |  | 10 | Residential | 04-DMO-ResidentialMobileHome–DoubleWide-WAT_HEAT | 0 |  |  |  |  | 47.4375 | 0 | 0 | 0 | 34.6125 | 12.825 | 0 |  | kWh | 0 | 7.4 | Residential |  | Annual | [5 empty] | 10 | 0.89 |  |  |  | 0 | 0 | 0.8 | 0 | 0 | 0 | 0 | 0 | 0 | 0 | 0 | 0 | 2006 Qtr 1: 0; 2006 Qtr 2: 0; 2006 Qtr 3: 0; 2006 Qtr 4: 0; 2007 Qtr 1: 0; 2007 Qtr 2: 0; 2007 Qtr 3: 0.8; 2007 Qtr 4: 0; 2008 Qtr 1: 0; 2008 Qtr 2: 0; 2008 Qtr 3: 0; 2008 Qtr 4: 0 | 0.8
0 | 255004-Low Flow Showerheads |  | 10 | Residential | 04-DMO-ResidentialMobileHome–DoubleWide-WAT_HEAT | 0 |  |  |  |  | 47.4375 | 0 | 0 | 0 | 34.6125 | 12.825 | 0 |  | kWh | 0 | 7.4 | Residential |  | Annual | [5 empty] | 10 | 0.89 |  |  |  | 0 | 0 | 0.8 | 0 | 0 | 0 | 0 | 0 | 0 | 0 | 0 | 0 | 2006 Qtr 1: 0; 2006 Qtr 2: 0; 2006 Qtr 3: 0; 2006 Qtr 4: 0; 2007 Qtr 1: 0; 2007 Qtr 2: 0; 2007 Qtr 3: 0.8; 2007 Qtr 4: 0; 2008 Qtr 1: 0; 2008 Qtr 2: 0; 2008 Qtr 3: 0; 2008 Qtr 4: 0 | 0.8
0 | 255004-Low Flow Showerheads |  | 10 | Residential | 04-DMO-ResidentialMobileHome–DoubleWide-WAT_HEAT | 0 |  |  |  |  | 47.4375 | 0 | 0 | 0 | 34.6125 | 12.825 | 0 |  | kWh | 0 | 7.4 | Residential |  | Annual | [5 empty] | 10 | 0.89 |  |  |  | 0 | 0 | 1.6 | 0 | 0 | 0 | 0 | 0 | 0 | 0 | 0 | 0 | 2006 Qtr 1: 0; 2006 Qtr 2: 0; 2006 Qtr 3: 0; 2006 Qtr 4: 0; 2007 Qtr 1: 0; 2007 Qtr 2: 0; 2007 Qtr 3: 1.6; 2007 Qtr 4: 0; 2008 Qtr 1: 0; 2008 Qtr 2: 0; 2008 Qtr 3: 0; 2008 Qtr 4: 0 | 1.6
0 | 255004-Low Flow Showerheads |  | 10 | Residential | 04-DMO-ResidentialMobileHome–DoubleWide-WAT_HEAT | 0 |  |  |  |  | 47.4375 | 0 | 0 | 0 | 34.6125 | 12.825 | 0 |  | kWh | 0 | 7.4 | Residential |  | Annual | [5 empty] | 10 | 0.89 |  |  |  | 0 | 0 | 2.4 | 0 | 0 | 0 | 0 | 0 | 0 | 0 | 0 | 0 | 2006 Qtr 1: 0; 2006 Qtr 2: 0; 2006 Qtr 3: 0; 2006 Qtr 4: 0; 2007 Qtr 1: 0; 2007 Qtr 2: 0; 2007 Qtr 3: 2.4; 2007 Qtr 4: 0; 2008 Qtr 1: 0; 2008 Qtr 2: 0; 2008 Qtr 3: 0; 2008 Qtr 4: 0 | 2.4
0 | 255004-Low Flow Showerheads |  | System | Residential | 04-DMO-ResidentialMobileHome–DoubleWide-WAT_HEAT | 0 |  |  |  |  | 47.4375 | 0 | 0 | 0 | 34.6125 | 12.825 | 0 |  | kWh | 0 | 7.4 | Residential |  | Annual | [5 empty] | 10 | 0.89 |  |  |  | 0 | 0 | 1.6 | 0 | 0 | 0 | 0 | 0 | 0 | 0 | 0 | 0 | 2006 Qtr 1: 0; 2006 Qtr 2: 0; 2006 Qtr 3: 0; 2006 Qtr 4: 0; 2007 Qtr 1: 0; 2007 Qtr 2: 0; 2007 Qtr 3: 1.6; 2007 Qtr 4: 0; 2008 Qtr 1: 0; 2008 Qtr 2: 0; 2008 Qtr 3: 0; 2008 Qtr 4: 0 | 1.6
0 | 255004-Low Flow Showerheads |  | 7 | Residential | 04-DMO-ResidentialMobileHome–DoubleWide-WAT_HEAT | 0 |  |  |  |  | 47.4375 | 0 | 0 | 0 | 34.6125 | 12.825 | 0 |  | kWh | 0 | 7.4 | Residential |  | Annual | [5 empty] | 10 | 0.89 |  |  |  | 0 | 0 | 0.8 | 0 | 0 | 0 | 0 | 0 | 0 | 0 | 0 | 0 | 2006 Qtr 1: 0; 2006 Qtr 2: 0; 2006 Qtr 3: 0; 2006 Qtr 4: 0; 2007 Qtr 1: 0; 2007 Qtr 2: 0; 2007 Qtr 3: 0.8; 2007 Qtr 4: 0; 2008 Qtr 1: 0; 2008 Qtr 2: 0; 2008 Qtr 3: 0; 2008 Qtr 4: 0 | 0.8
0 | 255004-Low Flow Showerheads |  | 10 | Residential | 04-DMO-ResidentialMobileHome–DoubleWide-WAT_HEAT | 0 |  |  |  |  | 47.4375 | 0 | 0 | 0 | 34.6125 | 12.825 | 0 |  | kWh | 0 | 7.4 | Residential |  | Annual | [5 empty] | 10 | 0.89 |  |  |  | 0 | 0 | 0.8 | 0 | 0 | 0 | 0 | 0 | 0 | 0 | 0 | 0 | 2006 Qtr 1: 0; 2006 Qtr 2: 0; 2006 Qtr 3: 0; 2006 Qtr 4: 0; 2007 Qtr 1: 0; 2007 Qtr 2: 0; 2007 Qtr 3: 0.8; 2007 Qtr 4: 0; 2008 Qtr 1: 0; 2008 Qtr 2: 0; 2008 Qtr 3: 0; 2008 Qtr 4: 0 | 0.8
0 | 255004-Low Flow Showerheads |  | 7 | Residential | 04-DMO-ResidentialMobileHome–DoubleWide-WAT_HEAT | 0 |  |  |  |  | 47.4375 | 0 | 0 | 0 | 34.6125 | 12.825 | 0 |  | kWh | 0 | 7.4 | Residential |  | Annual | [5 empty] | 10 | 0.89 |  |  |  | 0 | 0 | 0.8 | 0 | 0 | 0 | 0 | 0 | 0 | 0 | 0 | 0 | 2006 Qtr 1: 0; 2006 Qtr 2: 0; 2006 Qtr 3: 0; 2006 Qtr 4: 0; 2007 Qtr 1: 0; 2007 Qtr 2: 0; 2007 Qtr 3: 0.8; 2007 Qtr 4: 0; 2008 Qtr 1: 0; 2008 Qtr 2: 0; 2008 Qtr 3: 0; 2008 Qtr 4: 0 | 0.8
0 | 255004-Low Flow Showerheads |  | 10 | Residential | 04-DMO-ResidentialMobileHome–DoubleWide-WAT_HEAT | 0 |  |  |  |  | 47.4375 | 0 | 0 | 0 | 34.6125 | 12.825 | 0 |  | kWh | 0 | 7.4 | Residential |  | Annual | [5 empty] | 10 | 0.89 |  |  |  | 0 | 0 | 1.6 | 0 | 0 | 0 | 0 | 0 | 0 | 0 | 0 | 0 | 2006 Qtr 1: 0; 2006 Qtr 2: 0; 2006 Qtr 3: 0; 2006 Qtr 4: 0; 2007 Qtr 1: 0; 2007 Qtr 2: 0; 2007 Qtr 3: 1.6; 2007 Qtr 4: 0; 2008 Qtr 1: 0; 2008 Qtr 2: 0; 2008 Qtr 3: 0; 2008 Qtr 4: 0 | 1.6
0 | 255004-Low Flow Showerheads |  | 10 | Residential | 04-DMO-ResidentialMobileHome–DoubleWide-WAT_HEAT | 0 |  |  |  |  | 47.4375 | 0 | 0 | 0 | 34.6125 | 12.825 | 0 |  | kWh | 0 | 7.4 | Residential |  | Annual | [5 empty] | 10 | 0.89 |  |  |  | 0 | 0 | 0.8 | 0 | 0 | 0 | 0 | 0 | 0 | 0 | 0 | 0 | 2006 Qtr 1: 0; 2006 Qtr 2: 0; 2006 Qtr 3: 0; 2006 Qtr 4: 0; 2007 Qtr 1: 0; 2007 Qtr 2: 0; 2007 Qtr 3: 0.8; 2007 Qtr 4: 0; 2008 Qtr 1: 0; 2008 Qtr 2: 0; 2008 Qtr 3: 0; 2008 Qtr 4: 0 | 0.8
0 | 255004-Low Flow Showerheads |  | 10 | Residential | 04-DMO-ResidentialMobileHome–DoubleWide-WAT_HEAT | 0 |  |  |  |  | 47.4375 | 0 | 0 | 0 | 34.6125 | 12.825 | 0 |  | kWh | 0 | 7.4 | Residential |  | Annual | [5 empty] | 10 | 0.89 |  |  |  | 0 | 0 | 1.6 | 0 | 0 | 0 | 0 | 0 | 0 | 0 | 0 | 0 | 2006 Qtr 1: 0; 2006 Qtr 2: 0; 2006 Qtr 3: 0; 2006 Qtr 4: 0; 2007 Qtr 1: 0; 2007 Qtr 2: 0; 2007 Qtr 3: 1.6; 2007 Qtr 4: 0; 2008 Qtr 1: 0; 2008 Qtr 2: 0; 2008 Qtr 3: 0; 2008 Qtr 4: 0 | 1.6
0 | 255004-Low Flow Showerheads |  | 10 | Residential | 04-DMO-ResidentialMobileHome–DoubleWide-WAT_HEAT | 0 |  |  |  |  | 47.4375 | 0 | 0 | 0 | 34.6125 | 12.825 | 0 |  | kWh | 0 | 7.4 | Residential |  | Annual | [5 empty] | 10 | 0.89 |  |  |  | 0 | 0 | 0.8 | 0 | 0 | 0 | 0 | 0 | 0 | 0 | 0 | 0 | 2006 Qtr 1: 0; 2006 Qtr 2: 0; 2006 Qtr 3: 0; 2006 Qtr 4: 0; 2007 Qtr 1: 0; 2007 Qtr 2: 0; 2007 Qtr 3: 0.8; 2007 Qtr 4: 0; 2008 Qtr 1: 0; 2008 Qtr 2: 0; 2008 Qtr 3: 0; 2008 Qtr 4: 0 | 0.8
0 | 255004-Low Flow Showerheads |  | 10 | Residential | 04-DMO-ResidentialMobileHome–DoubleWide-WAT_HEAT | 0 |  |  |  |  | 47.4375 | 0 | 0 | 0 | 34.6125 | 12.825 | 0 |  | kWh | 0 | 7.4 | Residential |  | Annual | [5 empty] | 10 | 0.89 |  |  |  | 0 | 0 | 1.6 | 0 | 0 | 0 | 0 | 0 | 0 | 0 | 0 | 0 | 2006 Qtr 1: 0; 2006 Qtr 2: 0; 2006 Qtr 3: 0; 2006 Qtr 4: 0; 2007 Qtr 1: 0; 2007 Qtr 2: 0; 2007 Qtr 3: 1.6; 2007 Qtr 4: 0; 2008 Qtr 1: 0; 2008 Qtr 2: 0; 2008 Qtr 3: 0; 2008 Qtr 4: 0 | 1.6
0 | 255004-Low Flow Showerheads |  | 7 | Residential | 04-DMO-ResidentialMobileHome–DoubleWide-WAT_HEAT | 0 |  |  |  |  | 47.4375 | 0 | 0 | 0 | 34.6125 | 12.825 | 0 |  | kWh | 0 | 7.4 | Residential |  | Annual | [5 empty] | 10 | 0.89 |  |  |  | 0 | 0 | 0.8 | 0 | 0 | 0 | 0 | 0 | 0 | 0 | 0 | 0 | 2006 Qtr 1: 0; 2006 Qtr 2: 0; 2006 Qtr 3: 0; 2006 Qtr 4: 0; 2007 Qtr 1: 0; 2007 Qtr 2: 0; 2007 Qtr 3: 0.8; 2007 Qtr 4: 0; 2008 Qtr 1: 0; 2008 Qtr 2: 0; 2008 Qtr 3: 0; 2008 Qtr 4: 0 | 0.8
0 | 255004-Low Flow Showerheads |  | 10 | Residential | 04-DMO-ResidentialMobileHome–DoubleWide-WAT_HEAT | 0 |  |  |  |  | 47.4375 | 0 | 0 | 0 | 34.6125 | 12.825 | 0 |  | kWh | 0 | 7.4 | Residential |  | Annual | [5 empty] | 10 | 0.89 |  |  |  | 0 | 0 | 0.8 | 0 | 0 | 0 | 0 | 0 | 0 | 0 | 0 | 0 | 2006 Qtr 1: 0; 2006 Qtr 2: 0; 2006 Qtr 3: 0; 2006 Qtr 4: 0; 2007 Qtr 1: 0; 2007 Qtr 2: 0; 2007 Qtr 3: 0.8; 2007 Qtr 4: 0; 2008 Qtr 1: 0; 2008 Qtr 2: 0; 2008 Qtr 3: 0; 2008 Qtr 4: 0 | 0.8
0 | 255004-Low Flow Showerheads |  | 10 | Residential | 04-DMO-ResidentialMobileHome–DoubleWide-WAT_HEAT | 0 |  |  |  |  | 47.4375 | 0 | 0 | 0 | 34.6125 | 12.825 | 0 |  | kWh | 0 | 7.4 | Residential |  | Annual | [5 empty] | 10 | 0.89 |  |  |  | 0 | 0 | 0.8 | 0 | 0 | 0 | 0 | 0 | 0 | 0 | 0 | 0 | 2006 Qtr 1: 0; 2006 Qtr 2: 0; 2006 Qtr 3: 0; 2006 Qtr 4: 0; 2007 Qtr 1: 0; 2007 Qtr 2: 0; 2007 Qtr 3: 0.8; 2007 Qtr 4: 0; 2008 Qtr 1: 0; 2008 Qtr 2: 0; 2008 Qtr 3: 0; 2008 Qtr 4: 0 | 0.8
0 | 255004-Low Flow Showerheads |  | 10 | Residential | 04-DMO-ResidentialMobileHome–DoubleWide-WAT_HEAT | 0 |  |  |  |  | 47.4375 | 0 | 0 | 0 | 34.6125 | 12.825 | 0 |  | kWh | 0 | 7.4 | Residential |  | Annual | [5 empty] | 10 | 0.89 |  |  |  | 0 | 0 | 0.8 | 0 | 0 | 0 | 0 | 0 | 0 | 0 | 0 | 0 | 2006 Qtr 1: 0; 2006 Qtr 2: 0; 2006 Qtr 3: 0; 2006 Qtr 4: 0; 2007 Qtr 1: 0; 2007 Qtr 2: 0; 2007 Qtr 3: 0.8; 2007 Qtr 4: 0; 2008 Qtr 1: 0; 2008 Qtr 2: 0; 2008 Qtr 3: 0; 2008 Qtr 4: 0 | 0.8
0 | 255004-Low Flow Showerheads |  | 7 | Residential | 04-DMO-ResidentialMobileHome–DoubleWide-WAT_HEAT | 0 |  |  |  |  | 47.4375 | 0 | 0 | 0 | 34.6125 | 12.825 | 0 |  | kWh | 0 | 7.4 | Residential |  | Annual | [5 empty] | 10 | 0.89 |  |  |  | 0 | 0 | 0.8 | 0 | 0 | 0 | 0 | 0 | 0 | 0 | 0 | 0 | 2006 Qtr 1: 0; 2006 Qtr 2: 0; 2006 Qtr 3: 0; 2006 Qtr 4: 0; 2007 Qtr 1: 0; 2007 Qtr 2: 0; 2007 Qtr 3: 0.8; 2007 Qtr 4: 0; 2008 Qtr 1: 0; 2008 Qtr 2: 0; 2008 Qtr 3: 0; 2008 Qtr 4: 0 | 0.8
0 | 255004-Low Flow Showerheads |  | 10 | Residential | 04-DMO-ResidentialMobileHome–DoubleWide-WAT_HEAT | 0 |  |  |  |  | 47.4375 | 0 | 0 | 0 | 34.6125 | 12.825 | 0 |  | kWh | 0 | 7.4 | Residential |  | Annual | [5 empty] | 10 | 0.89 |  |  |  | 0 | 0 | 1.6 | 0 | 0 | 0 | 0 | 0 | 0 | 0 | 0 | 0 | 2006 Qtr 1: 0; 2006 Qtr 2: 0; 2006 Qtr 3: 0; 2006 Qtr 4: 0; 2007 Qtr 1: 0; 2007 Qtr 2: 0; 2007 Qtr 3: 1.6; 2007 Qtr 4: 0; 2008 Qtr 1: 0; 2008 Qtr 2: 0; 2008 Qtr 3: 0; 2008 Qtr 4: 0 | 1.6
0 | 255004-Low Flow Showerheads |  | System | Residential | 04-DMO-ResidentialMobileHome–DoubleWide-WAT_HEAT | 0 |  |  |  |  | 47.4375 | 0 | 0 | 0 | 34.6125 | 12.825 | 0 |  | kWh | 0 | 7.4 | Residential |  | Annual | [5 empty] | 10 | 0.89 |  |  |  | 0 | 0 | 1.6 | 0 | 0 | 0 | 0 | 0 | 0 | 0 | 0 | 0 | 2006 Qtr 1: 0; 2006 Qtr 2: 0; 2006 Qtr 3: 0; 2006 Qtr 4: 0; 2007 Qtr 1: 0; 2007 Qtr 2: 0; 2007 Qtr 3: 1.6; 2007 Qtr 4: 0; 2008 Qtr 1: 0; 2008 Qtr 2: 0; 2008 Qtr 3: 0; 2008 Qtr 4: 0 | 1.6
0 | 255004-Low Flow Showerheads |  | 10 | Residential | 04-DMO-ResidentialMobileHome–DoubleWide-WAT_HEAT | 0 |  |  |  |  | 47.4375 | 0 | 0 | 0 | 34.6125 | 12.825 | 0 |  | kWh | 0 | 7.4 | Residential |  | Annual | [5 empty] | 10 | 0.89 |  |  |  | 0 | 0 | 0.8 | 0 | 0 | 0 | 0 | 0 | 0 | 0 | 0 | 0 | 2006 Qtr 1: 0; 2006 Qtr 2: 0; 2006 Qtr 3: 0; 2006 Qtr 4: 0; 2007 Qtr 1: 0; 2007 Qtr 2: 0; 2007 Qtr 3: 0.8; 2007 Qtr 4: 0; 2008 Qtr 1: 0; 2008 Qtr 2: 0; 2008 Qtr 3: 0; 2008 Qtr 4: 0 | 0.8
0 | 255004-Low Flow Showerheads |  | 10 | Residential | 04-DMO-ResidentialMobileHome–DoubleWide-WAT_HEAT | 0 |  |  |  |  | 47.4375 | 0 | 0 | 0 | 34.6125 | 12.825 | 0 |  | kWh | 0 | 7.4 | Residential |  | Annual | [5 empty] | 10 | 0.89 |  |  |  | 0 | 0 | 0.8 | 0 | 0 | 0 | 0 | 0 | 0 | 0 | 0 | 0 | 2006 Qtr 1: 0; 2006 Qtr 2: 0; 2006 Qtr 3: 0; 2006 Qtr 4: 0; 2007 Qtr 1: 0; 2007 Qtr 2: 0; 2007 Qtr 3: 0.8; 2007 Qtr 4: 0; 2008 Qtr 1: 0; 2008 Qtr 2: 0; 2008 Qtr 3: 0; 2008 Qtr 4: 0 | 0.8
0 | 255004-Low Flow Showerheads |  | 10 | Residential | 04-DMO-ResidentialMobileHome–DoubleWide-WAT_HEAT | 0 |  |  |  |  | 47.4375 | 0 | 0 | 0 | 34.6125 | 12.825 | 0 |  | kWh | 0 | 7.4 | Residential |  | Annual | [5 empty] | 10 | 0.89 |  |  |  | 0 | 0 | 1.6 | 0 | 0 | 0 | 0 | 0 | 0 | 0 | 0 | 0 | 2006 Qtr 1: 0; 2006 Qtr 2: 0; 2006 Qtr 3: 0; 2006 Qtr 4: 0; 2007 Qtr 1: 0; 2007 Qtr 2: 0; 2007 Qtr 3: 1.6; 2007 Qtr 4: 0; 2008 Qtr 1: 0; 2008 Qtr 2: 0; 2008 Qtr 3: 0; 2008 Qtr 4: 0 | 1.6
0 | 255004-Low Flow Showerheads |  | 10 | Residential | 04-DMO-ResidentialMobileHome–DoubleWide-WAT_HEAT | 0 |  |  |  |  | 47.4375 | 0 | 0 | 0 | 34.6125 | 12.825 | 0 |  | kWh | 0 | 7.4 | Residential |  | Annual | [5 empty] | 10 | 0.89 |  |  |  | 0 | 0 | 0.8 | 0 | 0 | 0 | 0 | 0 | 0 | 0 | 0 | 0 | 2006 Qtr 1: 0; 2006 Qtr 2: 0; 2006 Qtr 3: 0; 2006 Qtr 4: 0; 2007 Qtr 1: 0; 2007 Qtr 2: 0; 2007 Qtr 3: 0.8; 2007 Qtr 4: 0; 2008 Qtr 1: 0; 2008 Qtr 2: 0; 2008 Qtr 3: 0; 2008 Qtr 4: 0 | 0.8
0 | 255004-Low Flow Showerheads |  | 10 | Residential | 04-DMO-ResidentialMobileHome–DoubleWide-WAT_HEAT | 0 |  |  |  |  | 47.4375 | 0 | 0 | 0 | 34.6125 | 12.825 | 0 |  | kWh | 0 | 7.4 | Residential |  | Annual | [5 empty] | 10 | 0.89 |  |  |  | 0 | 0 | 0.8 | 0 | 0 | 0 | 0 | 0 | 0 | 0 | 0 | 0 | 2006 Qtr 1: 0; 2006 Qtr 2: 0; 2006 Qtr 3: 0; 2006 Qtr 4: 0; 2007 Qtr 1: 0; 2007 Qtr 2: 0; 2007 Qtr 3: 0.8; 2007 Qtr 4: 0; 2008 Qtr 1: 0; 2008 Qtr 2: 0; 2008 Qtr 3: 0; 2008 Qtr 4: 0 | 0.8
0 | 255004-Low Flow Showerheads |  | System | Residential | 04-DMO-ResidentialMobileHome–DoubleWide-WAT_HEAT | 0 |  |  |  |  | 47.4375 | 0 | 0 | 0 | 34.6125 | 12.825 | 0 |  | kWh | 0 | 7.4 | Residential |  | Annual | [5 empty] | 10 | 0.89 |  |  |  | 0 | 0 | 0.8 | 0 | 0 | 0 | 0 | 0 | 0 | 0 | 0 | 0 | 2006 Qtr 1: 0; 2006 Qtr 2: 0; 2006 Qtr 3: 0; 2006 Qtr 4: 0; 2007 Qtr 1: 0; 2007 Qtr 2: 0; 2007 Qtr 3: 0.8; 2007 Qtr 4: 0; 2008 Qtr 1: 0; 2008 Qtr 2: 0; 2008 Qtr 3: 0; 2008 Qtr 4: 0 | 0.8
0 | 255004-Low Flow Showerheads |  | 7 | Residential | 04-DMO-ResidentialMobileHome–DoubleWide-WAT_HEAT | 0 |  |  |  |  | 47.4375 | 0 | 0 | 0 | 34.6125 | 12.825 | 0 |  | kWh | 0 | 7.4 | Residential |  | Annual | [5 empty] | 10 | 0.89 |  |  |  | 0 | 0 | 1.6 | 0 | 0 | 0 | 0 | 0 | 0 | 0 | 0 | 0 | 2006 Qtr 1: 0; 2006 Qtr 2: 0; 2006 Qtr 3: 0; 2006 Qtr 4: 0; 2007 Qtr 1: 0; 2007 Qtr 2: 0; 2007 Qtr 3: 1.6; 2007 Qtr 4: 0; 2008 Qtr 1: 0; 2008 Qtr 2: 0; 2008 Qtr 3: 0; 2008 Qtr 4: 0 | 1.6
0 | 255004-Low Flow Showerheads |  | 7 | Residential | 04-DMO-ResidentialMobileHome–DoubleWide-WAT_HEAT | 0 |  |  |  |  | 47.4375 | 0 | 0 | 0 | 34.6125 | 12.825 | 0 |  | kWh | 0 | 7.4 | Residential |  | Annual | [5 empty] | 10 | 0.89 |  |  |  | 0 | 0 | 1.6 | 0 | 0 | 0 | 0 | 0 | 0 | 0 | 0 | 0 | 2006 Qtr 1: 0; 2006 Qtr 2: 0; 2006 Qtr 3: 0; 2006 Qtr 4: 0; 2007 Qtr 1: 0; 2007 Qtr 2: 0; 2007 Qtr 3: 1.6; 2007 Qtr 4: 0; 2008 Qtr 1: 0; 2008 Qtr 2: 0; 2008 Qtr 3: 0; 2008 Qtr 4: 0 | 1.6
0 | 255004-Low Flow Showerheads |  | System | Residential | 04-DMO-ResidentialMobileHome–DoubleWide-WAT_HEAT | 0 |  |  |  |  | 47.4375 | 0 | 0 | 0 | 34.6125 | 12.825 | 0 |  | kWh | 0 | 7.4 | Residential |  | Annual | [5 empty] | 10 | 0.89 |  |  |  | 0 | 0 | 0.8 | 0 | 0 | 0 | 0 | 0 | 0 | 0 | 0 | 0 | 2006 Qtr 1: 0; 2006 Qtr 2: 0; 2006 Qtr 3: 0; 2006 Qtr 4: 0; 2007 Qtr 1: 0; 2007 Qtr 2: 0; 2007 Qtr 3: 0.8; 2007 Qtr 4: 0; 2008 Qtr 1: 0; 2008 Qtr 2: 0; 2008 Qtr 3: 0; 2008 Qtr 4: 0 | 0.8
0 | 255004-Low Flow Showerheads |  | 10 | Residential | 04-DMO-ResidentialMobileHome–DoubleWide-WAT_HEAT | 0 |  |  |  |  | 47.4375 | 0 | 0 | 0 | 34.6125 | 12.825 | 0 |  | kWh | 0 | 7.4 | Residential |  | Annual | [5 empty] | 10 | 0.89 |  |  |  | 0 | 0 | 1.6 | 0 | 0 | 0 | 0 | 0 | 0 | 0 | 0 | 0 | 2006 Qtr 1: 0; 2006 Qtr 2: 0; 2006 Qtr 3: 0; 2006 Qtr 4: 0; 2007 Qtr 1: 0; 2007 Qtr 2: 0; 2007 Qtr 3: 1.6; 2007 Qtr 4: 0; 2008 Qtr 1: 0; 2008 Qtr 2: 0; 2008 Qtr 3: 0; 2008 Qtr 4: 0 | 1.6
0 | 255004-Low Flow Showerheads |  | 10 | Residential | 04-DMO-ResidentialMobileHome–DoubleWide-WAT_HEAT | 0 |  |  |  |  | 47.4375 | 0 | 0 | 0 | 34.6125 | 12.825 | 0 |  | kWh | 0 | 7.4 | Residential |  | Annual | [5 empty] | 10 | 0.89 |  |  |  | 0 | 0 | 1.6 | 0 | 0 | 0 | 0 | 0 | 0 | 0 | 0 | 0 | 2006 Qtr 1: 0; 2006 Qtr 2: 0; 2006 Qtr 3: 0; 2006 Qtr 4: 0; 2007 Qtr 1: 0; 2007 Qtr 2: 0; 2007 Qtr 3: 1.6; 2007 Qtr 4: 0; 2008 Qtr 1: 0; 2008 Qtr 2: 0; 2008 Qtr 3: 0; 2008 Qtr 4: 0 | 1.6
0 | 255004-Low Flow Showerheads |  | 10 | Residential | 04-DMO-ResidentialMobileHome–DoubleWide-WAT_HEAT | 0 |  |  |  |  | 47.4375 | 0 | 0 | 0 | 34.6125 | 12.825 | 0 |  | kWh | 0 | 7.4 | Residential |  | Annual | [5 empty] | 10 | 0.89 |  |  |  | 0 | 0 | 0.8 | 0 | 0 | 0 | 0 | 0 | 0 | 0 | 0 | 0 | 2006 Qtr 1: 0; 2006 Qtr 2: 0; 2006 Qtr 3: 0; 2006 Qtr 4: 0; 2007 Qtr 1: 0; 2007 Qtr 2: 0; 2007 Qtr 3: 0.8; 2007 Qtr 4: 0; 2008 Qtr 1: 0; 2008 Qtr 2: 0; 2008 Qtr 3: 0; 2008 Qtr 4: 0 | 0.8
0 | 255004-Low Flow Showerheads |  | 10 | Residential | 04-DMO-ResidentialMobileHome–DoubleWide-WAT_HEAT | 0 |  |  |  |  | 47.4375 | 0 | 0 | 0 | 34.6125 | 12.825 | 0 |  | kWh | 0 | 7.4 | Residential |  | Annual | [5 empty] | 10 | 0.89 |  |  |  | 0 | 0 | 1.6 | 0 | 0 | 0 | 0 | 0 | 0 | 0 | 0 | 0 | 2006 Qtr 1: 0; 2006 Qtr 2: 0; 2006 Qtr 3: 0; 2006 Qtr 4: 0; 2007 Qtr 1: 0; 2007 Qtr 2: 0; 2007 Qtr 3: 1.6; 2007 Qtr 4: 0; 2008 Qtr 1: 0; 2008 Qtr 2: 0; 2008 Qtr 3: 0; 2008 Qtr 4: 0 | 1.6
0 | 255004-Low Flow Showerheads |  | 10 | Residential | 04-DMO-ResidentialMobileHome–DoubleWide-WAT_HEAT | 0 |  |  |  |  | 47.4375 | 0 | 0 | 0 | 34.6125 | 12.825 | 0 |  | kWh | 0 | 7.4 | Residential |  | Annual | [5 empty] | 10 | 0.89 |  |  |  | 0 | 0 | 0.8 | 0 | 0 | 0 | 0 | 0 | 0 | 0 | 0 | 0 | 2006 Qtr 1: 0; 2006 Qtr 2: 0; 2006 Qtr 3: 0; 2006 Qtr 4: 0; 2007 Qtr 1: 0; 2007 Qtr 2: 0; 2007 Qtr 3: 0.8; 2007 Qtr 4: 0; 2008 Qtr 1: 0; 2008 Qtr 2: 0; 2008 Qtr 3: 0; 2008 Qtr 4: 0 | 0.8
0 | 255004-Low Flow Showerheads |  | 10 | Residential | 04-DMO-ResidentialMobileHome–DoubleWide-WAT_HEAT | 0 |  |  |  |  | 47.4375 | 0 | 0 | 0 | 34.6125 | 12.825 | 0 |  | kWh | 0 | 7.4 | Residential |  | Annual | [5 empty] | 10 | 0.89 |  |  |  | 0 | 0 | 0.8 | 0 | 0 | 0 | 0 | 0 | 0 | 0 | 0 | 0 | 2006 Qtr 1: 0; 2006 Qtr 2: 0; 2006 Qtr 3: 0; 2006 Qtr 4: 0; 2007 Qtr 1: 0; 2007 Qtr 2: 0; 2007 Qtr 3: 0.8; 2007 Qtr 4: 0; 2008 Qtr 1: 0; 2008 Qtr 2: 0; 2008 Qtr 3: 0; 2008 Qtr 4: 0 | 0.8
0 | 255004-Low Flow Showerheads |  | 10 | Residential | 04-DMO-ResidentialMobileHome–DoubleWide-WAT_HEAT | 0 |  |  |  |  | 47.4375 | 0 | 0 | 0 | 34.6125 | 12.825 | 0 |  | kWh | 0 | 7.4 | Residential |  | Annual | [5 empty] | 10 | 0.89 |  |  |  | 0 | 0 | 1.6 | 0 | 0 | 0 | 0 | 0 | 0 | 0 | 0 | 0 | 2006 Qtr 1: 0; 2006 Qtr 2: 0; 2006 Qtr 3: 0; 2006 Qtr 4: 0; 2007 Qtr 1: 0; 2007 Qtr 2: 0; 2007 Qtr 3: 1.6; 2007 Qtr 4: 0; 2008 Qtr 1: 0; 2008 Qtr 2: 0; 2008 Qtr 3: 0; 2008 Qtr 4: 0 | 1.6
0 | 255004-Low Flow Showerheads |  | 10 | Residential | 04-DMO-ResidentialMobileHome–DoubleWide-WAT_HEAT | 0 |  |  |  |  | 47.4375 | 0 | 0 | 0 | 34.6125 | 12.825 | 0 |  | kWh | 0 | 7.4 | Residential |  | Annual | [5 empty] | 10 | 0.89 |  |  |  | 0 | 0 | 0.8 | 0 | 0 | 0 | 0 | 0 | 0 | 0 | 0 | 0 | 2006 Qtr 1: 0; 2006 Qtr 2: 0; 2006 Qtr 3: 0; 2006 Qtr 4: 0; 2007 Qtr 1: 0; 2007 Qtr 2: 0; 2007 Qtr 3: 0.8; 2007 Qtr 4: 0; 2008 Qtr 1: 0; 2008 Qtr 2: 0; 2008 Qtr 3: 0; 2008 Qtr 4: 0 | 0.8
0 | 255004-Low Flow Showerheads |  | 10 | Residential | 04-DMO-ResidentialMobileHome–DoubleWide-WAT_HEAT | 0 |  |  |  |  | 47.4375 | 0 | 0 | 0 | 34.6125 | 12.825 | 0 |  | kWh | 0 | 7.4 | Residential |  | Annual | [5 empty] | 10 | 0.89 |  |  |  | 0 | 0 | 0.8 | 0 | 0 | 0 | 0 | 0 | 0 | 0 | 0 | 0 | 2006 Qtr 1: 0; 2006 Qtr 2: 0; 2006 Qtr 3: 0; 2006 Qtr 4: 0; 2007 Qtr 1: 0; 2007 Qtr 2: 0; 2007 Qtr 3: 0.8; 2007 Qtr 4: 0; 2008 Qtr 1: 0; 2008 Qtr 2: 0; 2008 Qtr 3: 0; 2008 Qtr 4: 0 | 0.8
0 | 255004-Low Flow Showerheads |  | 10 | Residential | 04-DMO-ResidentialMobileHome–DoubleWide-WAT_HEAT | 0 |  |  |  |  | 47.4375 | 0 | 0 | 0 | 34.6125 | 12.825 | 0 |  | kWh | 0 | 7.4 | Residential |  | Annual | [5 empty] | 10 | 0.89 |  |  |  | 0 | 0 | 0.8 | 0 | 0 | 0 | 0 | 0 | 0 | 0 | 0 | 0 | 2006 Qtr 1: 0; 2006 Qtr 2: 0; 2006 Qtr 3: 0; 2006 Qtr 4: 0; 2007 Qtr 1: 0; 2007 Qtr 2: 0; 2007 Qtr 3: 0.8; 2007 Qtr 4: 0; 2008 Qtr 1: 0; 2008 Qtr 2: 0; 2008 Qtr 3: 0; 2008 Qtr 4: 0 | 0.8
0 | 255004-Low Flow Showerheads |  | 7 | Residential | 04-DMO-ResidentialMobileHome–DoubleWide-WAT_HEAT | 0 |  |  |  |  | 47.4375 | 0 | 0 | 0 | 34.6125 | 12.825 | 0 |  | kWh | 0 | 7.4 | Residential |  | Annual | [5 empty] | 10 | 0.89 |  |  |  | 0 | 0 | 0.8 | 0 | 0 | 0 | 0 | 0 | 0 | 0 | 0 | 0 | 2006 Qtr 1: 0; 2006 Qtr 2: 0; 2006 Qtr 3: 0; 2006 Qtr 4: 0; 2007 Qtr 1: 0; 2007 Qtr 2: 0; 2007 Qtr 3: 0.8; 2007 Qtr 4: 0; 2008 Qtr 1: 0; 2008 Qtr 2: 0; 2008 Qtr 3: 0; 2008 Qtr 4: 0 | 0.8
0 | 255004-Low Flow Showerheads |  | System | Residential | 04-DMO-ResidentialMobileHome–DoubleWide-WAT_HEAT | 0 |  |  |  |  | 47.4375 | 0 | 0 | 0 | 34.6125 | 12.825 | 0 |  | kWh | 0 | 7.4 | Residential |  | Annual | [5 empty] | 10 | 0.89 |  |  |  | 0 | 0 | 0.8 | 0 | 0 | 0 | 0 | 0 | 0 | 0 | 0 | 0 | 2006 Qtr 1: 0; 2006 Qtr 2: 0; 2006 Qtr 3: 0; 2006 Qtr 4: 0; 2007 Qtr 1: 0; 2007 Qtr 2: 0; 2007 Qtr 3: 0.8; 2007 Qtr 4: 0; 2008 Qtr 1: 0; 2008 Qtr 2: 0; 2008 Qtr 3: 0; 2008 Qtr 4: 0 | 0.8
0 | 255004-Low Flow Showerheads |  | 10 | Residential | 04-DMO-ResidentialMobileHome–DoubleWide-WAT_HEAT | 0 |  |  |  |  | 47.4375 | 0 | 0 | 0 | 34.6125 | 12.825 | 0 |  | kWh | 0 | 7.4 | Residential |  | Annual | [5 empty] | 10 | 0.89 |  |  |  | 0 | 0 | 0.8 | 0 | 0 | 0 | 0 | 0 | 0 | 0 | 0 | 0 | 2006 Qtr 1: 0; 2006 Qtr 2: 0; 2006 Qtr 3: 0; 2006 Qtr 4: 0; 2007 Qtr 1: 0; 2007 Qtr 2: 0; 2007 Qtr 3: 0.8; 2007 Qtr 4: 0; 2008 Qtr 1: 0; 2008 Qtr 2: 0; 2008 Qtr 3: 0; 2008 Qtr 4: 0 | 0.8
0 | 255004-Low Flow Showerheads |  | 7 | Residential | 04-DMO-ResidentialMobileHome–DoubleWide-WAT_HEAT | 0 |  |  |  |  | 47.4375 | 0 | 0 | 0 | 34.6125 | 12.825 | 0 |  | kWh | 0 | 7.4 | Residential |  | Annual | [5 empty] | 10 | 0.89 |  |  |  | 0 | 0 | 1.6 | 0 | 0 | 0 | 0 | 0 | 0 | 0 | 0 | 0 | 2006 Qtr 1: 0; 2006 Qtr 2: 0; 2006 Qtr 3: 0; 2006 Qtr 4: 0; 2007 Qtr 1: 0; 2007 Qtr 2: 0; 2007 Qtr 3: 1.6; 2007 Qtr 4: 0; 2008 Qtr 1: 0; 2008 Qtr 2: 0; 2008 Qtr 3: 0; 2008 Qtr 4: 0 | 1.6
0 | 255004-Low Flow Showerheads |  | 10 | Residential | 04-DMO-ResidentialMobileHome–DoubleWide-WAT_HEAT | 0 |  |  |  |  | 47.4375 | 0 | 0 | 0 | 34.6125 | 12.825 | 0 |  | kWh | 0 | 7.4 | Residential |  | Annual | [5 empty] | 10 | 0.89 |  |  |  | 0 | 0 | 1.6 | 0 | 0 | 0 | 0 | 0 | 0 | 0 | 0 | 0 | 2006 Qtr 1: 0; 2006 Qtr 2: 0; 2006 Qtr 3: 0; 2006 Qtr 4: 0; 2007 Qtr 1: 0; 2007 Qtr 2: 0; 2007 Qtr 3: 1.6; 2007 Qtr 4: 0; 2008 Qtr 1: 0; 2008 Qtr 2: 0; 2008 Qtr 3: 0; 2008 Qtr 4: 0 | 1.6
0 | 255004-Low Flow Showerheads |  | 7 | Residential | 04-DMO-ResidentialMobileHome–DoubleWide-WAT_HEAT | 0 |  |  |  |  | 47.4375 | 0 | 0 | 0 | 34.6125 | 12.825 | 0 |  | kWh | 0 | 7.4 | Residential |  | Annual | [5 empty] | 10 | 0.89 |  |  |  | 0 | 0 | 0.8 | 0 | 0 | 0 | 0 | 0 | 0 | 0 | 0 | 0 | 2006 Qtr 1: 0; 2006 Qtr 2: 0; 2006 Qtr 3: 0; 2006 Qtr 4: 0; 2007 Qtr 1: 0; 2007 Qtr 2: 0; 2007 Qtr 3: 0.8; 2007 Qtr 4: 0; 2008 Qtr 1: 0; 2008 Qtr 2: 0; 2008 Qtr 3: 0; 2008 Qtr 4: 0 | 0.8
0 | 255004-Low Flow Showerheads |  | 7 | Residential | 04-DMO-ResidentialMobileHome–DoubleWide-WAT_HEAT | 0 |  |  |  |  | 47.4375 | 0 | 0 | 0 | 34.6125 | 12.825 | 0 |  | kWh | 0 | 7.4 | Residential |  | Annual | [5 empty] | 10 | 0.89 |  |  |  | 0 | 0 | 0.8 | 0 | 0 | 0 | 0 | 0 | 0 | 0 | 0 | 0 | 2006 Qtr 1: 0; 2006 Qtr 2: 0; 2006 Qtr 3: 0; 2006 Qtr 4: 0; 2007 Qtr 1: 0; 2007 Qtr 2: 0; 2007 Qtr 3: 0.8; 2007 Qtr 4: 0; 2008 Qtr 1: 0; 2008 Qtr 2: 0; 2008 Qtr 3: 0; 2008 Qtr 4: 0 | 0.8
0 | 255004-Low Flow Showerheads |  | 10 | Residential | 04-DMO-ResidentialMobileHome–DoubleWide-WAT_HEAT | 0 |  |  |  |  | 47.4375 | 0 | 0 | 0 | 34.6125 | 12.825 | 0 |  | kWh | 0 | 7.4 | Residential |  | Annual | [5 empty] | 10 | 0.89 |  |  |  | 0 | 0 | 0.8 | 0 | 0 | 0 | 0 | 0 | 0 | 0 | 0 | 0 | 2006 Qtr 1: 0; 2006 Qtr 2: 0; 2006 Qtr 3: 0; 2006 Qtr 4: 0; 2007 Qtr 1: 0; 2007 Qtr 2: 0; 2007 Qtr 3: 0.8; 2007 Qtr 4: 0; 2008 Qtr 1: 0; 2008 Qtr 2: 0; 2008 Qtr 3: 0; 2008 Qtr 4: 0 | 0.8
0 | 255004-Low Flow Showerheads |  | 7 | Residential | 04-DMO-ResidentialMobileHome–DoubleWide-WAT_HEAT | 0 |  |  |  |  | 47.4375 | 0 | 0 | 0 | 34.6125 | 12.825 | 0 |  | kWh | 0 | 7.4 | Residential |  | Annual | [5 empty] | 10 | 0.89 |  |  |  | 0 | 0 | 0.8 | 0 | 0 | 0 | 0 | 0 | 0 | 0 | 0 | 0 | 2006 Qtr 1: 0; 2006 Qtr 2: 0; 2006 Qtr 3: 0; 2006 Qtr 4: 0; 2007 Qtr 1: 0; 2007 Qtr 2: 0; 2007 Qtr 3: 0.8; 2007 Qtr 4: 0; 2008 Qtr 1: 0; 2008 Qtr 2: 0; 2008 Qtr 3: 0; 2008 Qtr 4: 0 | 0.8
0 | 255004-Low Flow Showerheads |  | 7 | Residential | 04-DMO-ResidentialMobileHome–DoubleWide-WAT_HEAT | 0 |  |  |  |  | 47.4375 | 0 | 0 | 0 | 34.6125 | 12.825 | 0 |  | kWh | 0 | 7.4 | Residential |  | Annual | [5 empty] | 10 | 0.89 |  |  |  | 0 | 0 | 0.8 | 0 | 0 | 0 | 0 | 0 | 0 | 0 | 0 | 0 | 2006 Qtr 1: 0; 2006 Qtr 2: 0; 2006 Qtr 3: 0; 2006 Qtr 4: 0; 2007 Qtr 1: 0; 2007 Qtr 2: 0; 2007 Qtr 3: 0.8; 2007 Qtr 4: 0; 2008 Qtr 1: 0; 2008 Qtr 2: 0; 2008 Qtr 3: 0; 2008 Qtr 4: 0 | 0.8
0 | 255004-Low Flow Showerheads |  | 10 | Residential | 04-DMO-ResidentialMobileHome–DoubleWide-WAT_HEAT | 0 |  |  |  |  | 47.4375 | 0 | 0 | 0 | 34.6125 | 12.825 | 0 |  | kWh | 0 | 7.4 | Residential |  | Annual | [5 empty] | 10 | 0.89 |  |  |  | 0 | 0 | 1.6 | 0 | 0 | 0 | 0 | 0 | 0 | 0 | 0 | 0 | 2006 Qtr 1: 0; 2006 Qtr 2: 0; 2006 Qtr 3: 0; 2006 Qtr 4: 0; 2007 Qtr 1: 0; 2007 Qtr 2: 0; 2007 Qtr 3: 1.6; 2007 Qtr 4: 0; 2008 Qtr 1: 0; 2008 Qtr 2: 0; 2008 Qtr 3: 0; 2008 Qtr 4: 0 | 1.6
0 | 255004-Low Flow Showerheads |  | 7 | Residential | 04-DMO-ResidentialMobileHome–DoubleWide-WAT_HEAT | 0 |  |  |  |  | 47.4375 | 0 | 0 | 0 | 34.6125 | 12.825 | 0 |  | kWh | 0 | 7.4 | Residential |  | Annual | [5 empty] | 10 | 0.89 |  |  |  | 0 | 0 | 0.8 | 0 | 0 | 0 | 0 | 0 | 0 | 0 | 0 | 0 | 2006 Qtr 1: 0; 2006 Qtr 2: 0; 2006 Qtr 3: 0; 2006 Qtr 4: 0; 2007 Qtr 1: 0; 2007 Qtr 2: 0; 2007 Qtr 3: 0.8; 2007 Qtr 4: 0; 2008 Qtr 1: 0; 2008 Qtr 2: 0; 2008 Qtr 3: 0; 2008 Qtr 4: 0 | 0.8
0 | 255004-Low Flow Showerheads |  | 10 | Residential | 04-DMO-ResidentialMobileHome–DoubleWide-WAT_HEAT | 0 |  |  |  |  | 47.4375 | 0 | 0 | 0 | 34.6125 | 12.825 | 0 |  | kWh | 0 | 7.4 | Residential |  | Annual | [5 empty] | 10 | 0.89 |  |  |  | 0 | 0 | 1.6 | 0 | 0 | 0 | 0 | 0 | 0 | 0 | 0 | 0 | 2006 Qtr 1: 0; 2006 Qtr 2: 0; 2006 Qtr 3: 0; 2006 Qtr 4: 0; 2007 Qtr 1: 0; 2007 Qtr 2: 0; 2007 Qtr 3: 1.6; 2007 Qtr 4: 0; 2008 Qtr 1: 0; 2008 Qtr 2: 0; 2008 Qtr 3: 0; 2008 Qtr 4: 0 | 1.6
0 | 255004-Low Flow Showerheads |  | 10 | Residential | 04-DMO-ResidentialMobileHome–DoubleWide-WAT_HEAT | 0 |  |  |  |  | 47.4375 | 0 | 0 | 0 | 34.6125 | 12.825 | 0 |  | kWh | 0 | 7.4 | Residential |  | Annual | [5 empty] | 10 | 0.89 |  |  |  | 0 | 0 | 0.8 | 0 | 0 | 0 | 0 | 0 | 0 | 0 | 0 | 0 | 2006 Qtr 1: 0; 2006 Qtr 2: 0; 2006 Qtr 3: 0; 2006 Qtr 4: 0; 2007 Qtr 1: 0; 2007 Qtr 2: 0; 2007 Qtr 3: 0.8; 2007 Qtr 4: 0; 2008 Qtr 1: 0; 2008 Qtr 2: 0; 2008 Qtr 3: 0; 2008 Qtr 4: 0 | 0.8
0 | 255004-Low Flow Showerheads |  | 7 | Residential | 04-DMO-ResidentialMobileHome–DoubleWide-WAT_HEAT | 0 |  |  |  |  | 47.4375 | 0 | 0 | 0 | 34.6125 | 12.825 | 0 |  | kWh | 0 | 7.4 | Residential |  | Annual | [5 empty] | 10 | 0.89 |  |  |  | 0 | 0 | 0.8 | 0 | 0 | 0 | 0 | 0 | 0 | 0 | 0 | 0 | 2006 Qtr 1: 0; 2006 Qtr 2: 0; 2006 Qtr 3: 0; 2006 Qtr 4: 0; 2007 Qtr 1: 0; 2007 Qtr 2: 0; 2007 Qtr 3: 0.8; 2007 Qtr 4: 0; 2008 Qtr 1: 0; 2008 Qtr 2: 0; 2008 Qtr 3: 0; 2008 Qtr 4: 0 | 0.8
0 | 255004-Low Flow Showerheads |  | 10 | Residential | 04-DMO-ResidentialMobileHome–DoubleWide-WAT_HEAT | 0 |  |  |  |  | 47.4375 | 0 | 0 | 0 | 34.6125 | 12.825 | 0 |  | kWh | 0 | 7.4 | Residential |  | Annual | [5 empty] | 10 | 0.89 |  |  |  | 0 | 0 | 1.6 | 0 | 0 | 0 | 0 | 0 | 0 | 0 | 0 | 0 | 2006 Qtr 1: 0; 2006 Qtr 2: 0; 2006 Qtr 3: 0; 2006 Qtr 4: 0; 2007 Qtr 1: 0; 2007 Qtr 2: 0; 2007 Qtr 3: 1.6; 2007 Qtr 4: 0; 2008 Qtr 1: 0; 2008 Qtr 2: 0; 2008 Qtr 3: 0; 2008 Qtr 4: 0 | 1.6
0 | 255004-Low Flow Showerheads |  | 10 | Residential | 04-DMO-ResidentialMobileHome–DoubleWide-WAT_HEAT | 0 |  |  |  |  | 47.4375 | 0 | 0 | 0 | 34.6125 | 12.825 | 0 |  | kWh | 0 | 7.4 | Residential |  | Annual | [5 empty] | 10 | 0.89 |  |  |  | 0 | 0 | 0.8 | 0 | 0 | 0 | 0 | 0 | 0 | 0 | 0 | 0 | 2006 Qtr 1: 0; 2006 Qtr 2: 0; 2006 Qtr 3: 0; 2006 Qtr 4: 0; 2007 Qtr 1: 0; 2007 Qtr 2: 0; 2007 Qtr 3: 0.8; 2007 Qtr 4: 0; 2008 Qtr 1: 0; 2008 Qtr 2: 0; 2008 Qtr 3: 0; 2008 Qtr 4: 0 | 0.8
0 | 255004-Low Flow Showerheads |  | System | Residential | 04-DMO-ResidentialMobileHome–DoubleWide-WAT_HEAT | 0 |  |  |  |  | 47.4375 | 0 | 0 | 0 | 34.6125 | 12.825 | 0 |  | kWh | 0 | 7.4 | Residential |  | Annual | [5 empty] | 10 | 0.89 |  |  |  | 0 | 0 | 0.8 | 0 | 0 | 0 | 0 | 0 | 0 | 0 | 0 | 0 | 2006 Qtr 1: 0; 2006 Qtr 2: 0; 2006 Qtr 3: 0; 2006 Qtr 4: 0; 2007 Qtr 1: 0; 2007 Qtr 2: 0; 2007 Qtr 3: 0.8; 2007 Qtr 4: 0; 2008 Qtr 1: 0; 2008 Qtr 2: 0; 2008 Qtr 3: 0; 2008 Qtr 4: 0 | 0.8
0 | 255004-Low Flow Showerheads |  | 10 | Residential | 04-DMO-ResidentialMobileHome–DoubleWide-WAT_HEAT | 0 |  |  |  |  | 47.4375 | 0 | 0 | 0 | 34.6125 | 12.825 | 0 |  | kWh | 0 | 7.4 | Residential |  | Annual | [5 empty] | 10 | 0.89 |  |  |  | 0 | 0 | 0.8 | 0 | 0 | 0 | 0 | 0 | 0 | 0 | 0 | 0 | 2006 Qtr 1: 0; 2006 Qtr 2: 0; 2006 Qtr 3: 0; 2006 Qtr 4: 0; 2007 Qtr 1: 0; 2007 Qtr 2: 0; 2007 Qtr 3: 0.8; 2007 Qtr 4: 0; 2008 Qtr 1: 0; 2008 Qtr 2: 0; 2008 Qtr 3: 0; 2008 Qtr 4: 0 | 0.8
0 | 255004-Low Flow Showerheads |  | 10 | Residential | 04-DMO-ResidentialMobileHome–DoubleWide-WAT_HEAT | 0 |  |  |  |  | 47.4375 | 0 | 0 | 0 | 34.6125 | 12.825 | 0 |  | kWh | 0 | 7.4 | Residential |  | Annual | [5 empty] | 10 | 0.89 |  |  |  | 0 | 0 | 1.6 | 0 | 0 | 0 | 0 | 0 | 0 | 0 | 0 | 0 | 2006 Qtr 1: 0; 2006 Qtr 2: 0; 2006 Qtr 3: 0; 2006 Qtr 4: 0; 2007 Qtr 1: 0; 2007 Qtr 2: 0; 2007 Qtr 3: 1.6; 2007 Qtr 4: 0; 2008 Qtr 1: 0; 2008 Qtr 2: 0; 2008 Qtr 3: 0; 2008 Qtr 4: 0 | 1.6
0 | 255004-Low Flow Showerheads |  | 10 | Residential | 04-DMO-ResidentialMobileHome–DoubleWide-WAT_HEAT | 0 |  |  |  |  | 47.4375 | 0 | 0 | 0 | 34.6125 | 12.825 | 0 |  | kWh | 0 | 7.4 | Residential |  | Annual | [5 empty] | 10 | 0.89 |  |  |  | 0 | 0 | 0.8 | 0 | 0 | 0 | 0 | 0 | 0 | 0 | 0 | 0 | 2006 Qtr 1: 0; 2006 Qtr 2: 0; 2006 Qtr 3: 0; 2006 Qtr 4: 0; 2007 Qtr 1: 0; 2007 Qtr 2: 0; 2007 Qtr 3: 0.8; 2007 Qtr 4: 0; 2008 Qtr 1: 0; 2008 Qtr 2: 0; 2008 Qtr 3: 0; 2008 Qtr 4: 0 | 0.8
0 | 255004-Low Flow Showerheads |  | 10 | Residential | 04-DMO-ResidentialMobileHome–DoubleWide-WAT_HEAT | 0 |  |  |  |  | 47.4375 | 0 | 0 | 0 | 34.6125 | 12.825 | 0 |  | kWh | 0 | 7.4 | Residential |  | Annual | [5 empty] | 10 | 0.89 |  |  |  | 0 | 0 | 0.8 | 0 | 0 | 0 | 0 | 0 | 0 | 0 | 0 | 0 | 2006 Qtr 1: 0; 2006 Qtr 2: 0; 2006 Qtr 3: 0; 2006 Qtr 4: 0; 2007 Qtr 1: 0; 2007 Qtr 2: 0; 2007 Qtr 3: 0.8; 2007 Qtr 4: 0; 2008 Qtr 1: 0; 2008 Qtr 2: 0; 2008 Qtr 3: 0; 2008 Qtr 4: 0 | 0.8
0 | 255004-Low Flow Showerheads |  | 10 | Residential | 04-DMO-ResidentialMobileHome–DoubleWide-WAT_HEAT | 0 |  |  |  |  | 47.4375 | 0 | 0 | 0 | 34.6125 | 12.825 | 0 |  | kWh | 0 | 7.4 | Residential |  | Annual | [5 empty] | 10 | 0.89 |  |  |  | 0 | 0 | 0.8 | 0 | 0 | 0 | 0 | 0 | 0 | 0 | 0 | 0 | 2006 Qtr 1: 0; 2006 Qtr 2: 0; 2006 Qtr 3: 0; 2006 Qtr 4: 0; 2007 Qtr 1: 0; 2007 Qtr 2: 0; 2007 Qtr 3: 0.8; 2007 Qtr 4: 0; 2008 Qtr 1: 0; 2008 Qtr 2: 0; 2008 Qtr 3: 0; 2008 Qtr 4: 0 | 0.8
0 | 255004-Low Flow Showerheads |  | System | Residential | 04-DMO-ResidentialMobileHome–DoubleWide-WAT_HEAT | 0 |  |  |  |  | 47.4375 | 0 | 0 | 0 | 34.6125 | 12.825 | 0 |  | kWh | 0 | 7.4 | Residential |  | Annual | [5 empty] | 10 | 0.89 |  |  |  | 0 | 0 | 1.6 | 0 | 0 | 0 | 0 | 0 | 0 | 0 | 0 | 0 | 2006 Qtr 1: 0; 2006 Qtr 2: 0; 2006 Qtr 3: 0; 2006 Qtr 4: 0; 2007 Qtr 1: 0; 2007 Qtr 2: 0; 2007 Qtr 3: 1.6; 2007 Qtr 4: 0; 2008 Qtr 1: 0; 2008 Qtr 2: 0; 2008 Qtr 3: 0; 2008 Qtr 4: 0 | 1.6
0 | 255004-Low Flow Showerheads |  | 10 | Residential | 04-DMO-ResidentialMobileHome–DoubleWide-WAT_HEAT | 0 |  |  |  |  | 47.4375 | 0 | 0 | 0 | 34.6125 | 12.825 | 0 |  | kWh | 0 | 7.4 | Residential |  | Annual | [5 empty] | 10 | 0.89 |  |  |  | 0 | 0 | 0.8 | 0 | 0 | 0 | 0 | 0 | 0 | 0 | 0 | 0 | 2006 Qtr 1: 0; 2006 Qtr 2: 0; 2006 Qtr 3: 0; 2006 Qtr 4: 0; 2007 Qtr 1: 0; 2007 Qtr 2: 0; 2007 Qtr 3: 0.8; 2007 Qtr 4: 0; 2008 Qtr 1: 0; 2008 Qtr 2: 0; 2008 Qtr 3: 0; 2008 Qtr 4: 0 | 0.8
0 | 255004-Low Flow Showerheads |  | 7 | Residential | 04-DMO-ResidentialMobileHome–DoubleWide-WAT_HEAT | 0 |  |  |  |  | 47.4375 | 0 | 0 | 0 | 34.6125 | 12.825 | 0 |  | kWh | 0 | 7.4 | Residential |  | Annual | [5 empty] | 10 | 0.89 |  |  |  | 0 | 0 | 0.8 | 0 | 0 | 0 | 0 | 0 | 0 | 0 | 0 | 0 | 2006 Qtr 1: 0; 2006 Qtr 2: 0; 2006 Qtr 3: 0; 2006 Qtr 4: 0; 2007 Qtr 1: 0; 2007 Qtr 2: 0; 2007 Qtr 3: 0.8; 2007 Qtr 4: 0; 2008 Qtr 1: 0; 2008 Qtr 2: 0; 2008 Qtr 3: 0; 2008 Qtr 4: 0 | 0.8
0 | 255004-Low Flow Showerheads |  | 10 | Residential | 04-DMO-ResidentialMobileHome–DoubleWide-WAT_HEAT | 0 |  |  |  |  | 47.4375 | 0 | 0 | 0 | 34.6125 | 12.825 | 0 |  | kWh | 0 | 7.4 | Residential |  | Annual | [5 empty] | 10 | 0.89 |  |  |  | 0 | 0 | 0.8 | 0 | 0 | 0 | 0 | 0 | 0 | 0 | 0 | 0 | 2006 Qtr 1: 0; 2006 Qtr 2: 0; 2006 Qtr 3: 0; 2006 Qtr 4: 0; 2007 Qtr 1: 0; 2007 Qtr 2: 0; 2007 Qtr 3: 0.8; 2007 Qtr 4: 0; 2008 Qtr 1: 0; 2008 Qtr 2: 0; 2008 Qtr 3: 0; 2008 Qtr 4: 0 | 0.8
0 | 255004-Low Flow Showerheads |  | 7 | Residential | 04-DMO-ResidentialMobileHome–DoubleWide-WAT_HEAT | 0 |  |  |  |  | 47.4375 | 0 | 0 | 0 | 34.6125 | 12.825 | 0 |  | kWh | 0 | 7.4 | Residential |  | Annual | [5 empty] | 10 | 0.89 |  |  |  | 0 | 0 | 1.6 | 0 | 0 | 0 | 0 | 0 | 0 | 0 | 0 | 0 | 2006 Qtr 1: 0; 2006 Qtr 2: 0; 2006 Qtr 3: 0; 2006 Qtr 4: 0; 2007 Qtr 1: 0; 2007 Qtr 2: 0; 2007 Qtr 3: 1.6; 2007 Qtr 4: 0; 2008 Qtr 1: 0; 2008 Qtr 2: 0; 2008 Qtr 3: 0; 2008 Qtr 4: 0 | 1.6
0 | 255004-Low Flow Showerheads |  | 10 | Residential | 04-DMO-ResidentialMobileHome–DoubleWide-WAT_HEAT | 0 |  |  |  |  | 47.4375 | 0 | 0 | 0 | 34.6125 | 12.825 | 0 |  | kWh | 0 | 7.4 | Residential |  | Annual | [5 empty] | 10 | 0.89 |  |  |  | 0 | 0 | 0.8 | 0 | 0 | 0 | 0 | 0 | 0 | 0 | 0 | 0 | 2006 Qtr 1: 0; 2006 Qtr 2: 0; 2006 Qtr 3: 0; 2006 Qtr 4: 0; 2007 Qtr 1: 0; 2007 Qtr 2: 0; 2007 Qtr 3: 0.8; 2007 Qtr 4: 0; 2008 Qtr 1: 0; 2008 Qtr 2: 0; 2008 Qtr 3: 0; 2008 Qtr 4: 0 | 0.8
0 | 255004-Low Flow Showerheads |  | System | Residential | 04-DMO-ResidentialMobileHome–DoubleWide-WAT_HEAT | 0 |  |  |  |  | 47.4375 | 0 | 0 | 0 | 34.6125 | 12.825 | 0 |  | kWh | 0 | 7.4 | Residential |  | Annual | [5 empty] | 10 | 0.89 |  |  |  | 0 | 0 | 1.6 | 0 | 0 | 0 | 0 | 0 | 0 | 0 | 0 | 0 | 2006 Qtr 1: 0; 2006 Qtr 2: 0; 2006 Qtr 3: 0; 2006 Qtr 4: 0; 2007 Qtr 1: 0; 2007 Qtr 2: 0; 2007 Qtr 3: 1.6; 2007 Qtr 4: 0; 2008 Qtr 1: 0; 2008 Qtr 2: 0; 2008 Qtr 3: 0; 2008 Qtr 4: 0 | 1.6
0 | 255004-Low Flow Showerheads |  | 7 | Residential | 04-DMO-ResidentialMobileHome–DoubleWide-WAT_HEAT | 0 |  |  |  |  | 47.4375 | 0 | 0 | 0 | 34.6125 | 12.825 | 0 |  | kWh | 0 | 7.4 | Residential |  | Annual | [5 empty] | 10 | 0.89 |  |  |  | 0 | 0 | 0.8 | 0 | 0 | 0 | 0 | 0 | 0 | 0 | 0 | 0 | 2006 Qtr 1: 0; 2006 Qtr 2: 0; 2006 Qtr 3: 0; 2006 Qtr 4: 0; 2007 Qtr 1: 0; 2007 Qtr 2: 0; 2007 Qtr 3: 0.8; 2007 Qtr 4: 0; 2008 Qtr 1: 0; 2008 Qtr 2: 0; 2008 Qtr 3: 0; 2008 Qtr 4: 0 | 0.8
0 | 255004-Low Flow Showerheads |  | 10 | Residential | 04-DMO-ResidentialMobileHome–DoubleWide-WAT_HEAT | 0 |  |  |  |  | 47.4375 | 0 | 0 | 0 | 34.6125 | 12.825 | 0 |  | kWh | 0 | 7.4 | Residential |  | Annual | [5 empty] | 10 | 0.89 |  |  |  | 0 | 0 | 0.8 | 0 | 0 | 0 | 0 | 0 | 0 | 0 | 0 | 0 | 2006 Qtr 1: 0; 2006 Qtr 2: 0; 2006 Qtr 3: 0; 2006 Qtr 4: 0; 2007 Qtr 1: 0; 2007 Qtr 2: 0; 2007 Qtr 3: 0.8; 2007 Qtr 4: 0; 2008 Qtr 1: 0; 2008 Qtr 2: 0; 2008 Qtr 3: 0; 2008 Qtr 4: 0 | 0.8
0 | 255004-Low Flow Showerheads |  | 10 | Residential | 04-DMO-ResidentialMobileHome–DoubleWide-WAT_HEAT | 0 |  |  |  |  | 47.4375 | 0 | 0 | 0 | 34.6125 | 12.825 | 0 |  | kWh | 0 | 7.4 | Residential |  | Annual | [5 empty] | 10 | 0.89 |  |  |  | 0 | 0 | 0.8 | 0 | 0 | 0 | 0 | 0 | 0 | 0 | 0 | 0 | 2006 Qtr 1: 0; 2006 Qtr 2: 0; 2006 Qtr 3: 0; 2006 Qtr 4: 0; 2007 Qtr 1: 0; 2007 Qtr 2: 0; 2007 Qtr 3: 0.8; 2007 Qtr 4: 0; 2008 Qtr 1: 0; 2008 Qtr 2: 0; 2008 Qtr 3: 0; 2008 Qtr 4: 0 | 0.8
0 | 255004-Low Flow Showerheads |  | 7 | Residential | 04-DMO-ResidentialMobileHome–DoubleWide-WAT_HEAT | 0 |  |  |  |  | 47.4375 | 0 | 0 | 0 | 34.6125 | 12.825 | 0 |  | kWh | 0 | 7.4 | Residential |  | Annual | [5 empty] | 10 | 0.89 |  |  |  | 0 | 0 | 0.8 | 0 | 0 | 0 | 0 | 0 | 0 | 0 | 0 | 0 | 2006 Qtr 1: 0; 2006 Qtr 2: 0; 2006 Qtr 3: 0; 2006 Qtr 4: 0; 2007 Qtr 1: 0; 2007 Qtr 2: 0; 2007 Qtr 3: 0.8; 2007 Qtr 4: 0; 2008 Qtr 1: 0; 2008 Qtr 2: 0; 2008 Qtr 3: 0; 2008 Qtr 4: 0 | 0.8
0 | 255004-Low Flow Showerheads |  | 10 | Residential | 04-DMO-ResidentialMobileHome–DoubleWide-WAT_HEAT | 0 |  |  |  |  | 47.4375 | 0 | 0 | 0 | 34.6125 | 12.825 | 0 |  | kWh | 0 | 7.4 | Residential |  | Annual | [5 empty] | 10 | 0.89 |  |  |  | 0 | 0 | 0.8 | 0 | 0 | 0 | 0 | 0 | 0 | 0 | 0 | 0 | 2006 Qtr 1: 0; 2006 Qtr 2: 0; 2006 Qtr 3: 0; 2006 Qtr 4: 0; 2007 Qtr 1: 0; 2007 Qtr 2: 0; 2007 Qtr 3: 0.8; 2007 Qtr 4: 0; 2008 Qtr 1: 0; 2008 Qtr 2: 0; 2008 Qtr 3: 0; 2008 Qtr 4: 0 | 0.8
0 | 255004-Low Flow Showerheads |  | 10 | Residential | 04-DMO-ResidentialMobileHome–DoubleWide-WAT_HEAT | 0 |  |  |  |  | 47.4375 | 0 | 0 | 0 | 34.6125 | 12.825 | 0 |  | kWh | 0 | 7.4 | Residential |  | Annual | [5 empty] | 10 | 0.89 |  |  |  | 0 | 0 | 0.8 | 0 | 0 | 0 | 0 | 0 | 0 | 0 | 0 | 0 | 2006 Qtr 1: 0; 2006 Qtr 2: 0; 2006 Qtr 3: 0; 2006 Qtr 4: 0; 2007 Qtr 1: 0; 2007 Qtr 2: 0; 2007 Qtr 3: 0.8; 2007 Qtr 4: 0; 2008 Qtr 1: 0; 2008 Qtr 2: 0; 2008 Qtr 3: 0; 2008 Qtr 4: 0 | 0.8
0 | 255004-Low Flow Showerheads |  | 10 | Residential | 04-DMO-ResidentialMobileHome–DoubleWide-WAT_HEAT | 0 |  |  |  |  | 47.4375 | 0 | 0 | 0 | 34.6125 | 12.825 | 0 |  | kWh | 0 | 7.4 | Residential |  | Annual | [5 empty] | 10 | 0.89 |  |  |  | 0 | 0 | 1.6 | 0 | 0 | 0 | 0 | 0 | 0 | 0 | 0 | 0 | 2006 Qtr 1: 0; 2006 Qtr 2: 0; 2006 Qtr 3: 0; 2006 Qtr 4: 0; 2007 Qtr 1: 0; 2007 Qtr 2: 0; 2007 Qtr 3: 1.6; 2007 Qtr 4: 0; 2008 Qtr 1: 0; 2008 Qtr 2: 0; 2008 Qtr 3: 0; 2008 Qtr 4: 0 | 1.6
0 | 255004-Low Flow Showerheads |  | 10 | Residential | 04-DMO-ResidentialMobileHome–DoubleWide-WAT_HEAT | 0 |  |  |  |  | 47.4375 | 0 | 0 | 0 | 34.6125 | 12.825 | 0 |  | kWh | 0 | 7.4 | Residential |  | Annual | [5 empty] | 10 | 0.89 |  |  |  | 0 | 0 | 1.6 | 0 | 0 | 0 | 0 | 0 | 0 | 0 | 0 | 0 | 2006 Qtr 1: 0; 2006 Qtr 2: 0; 2006 Qtr 3: 0; 2006 Qtr 4: 0; 2007 Qtr 1: 0; 2007 Qtr 2: 0; 2007 Qtr 3: 1.6; 2007 Qtr 4: 0; 2008 Qtr 1: 0; 2008 Qtr 2: 0; 2008 Qtr 3: 0; 2008 Qtr 4: 0 | 1.6
0 | 255004-Low Flow Showerheads |  | 10 | Residential | 04-DMO-ResidentialMobileHome–DoubleWide-WAT_HEAT | 0 |  |  |  |  | 47.4375 | 0 | 0 | 0 | 34.6125 | 12.825 | 0 |  | kWh | 0 | 7.4 | Residential |  | Annual | [5 empty] | 10 | 0.89 |  |  |  | 0 | 0 | 1.6 | 0 | 0 | 0 | 0 | 0 | 0 | 0 | 0 | 0 | 2006 Qtr 1: 0; 2006 Qtr 2: 0; 2006 Qtr 3: 0; 2006 Qtr 4: 0; 2007 Qtr 1: 0; 2007 Qtr 2: 0; 2007 Qtr 3: 1.6; 2007 Qtr 4: 0; 2008 Qtr 1: 0; 2008 Qtr 2: 0; 2008 Qtr 3: 0; 2008 Qtr 4: 0 | 1.6
0 | 255004-Low Flow Showerheads |  | 10 | Residential | 04-DMO-ResidentialMobileHome–DoubleWide-WAT_HEAT | 0 |  |  |  |  | 47.4375 | 0 | 0 | 0 | 34.6125 | 12.825 | 0 |  | kWh | 0 | 7.4 | Residential |  | Annual | [5 empty] | 10 | 0.89 |  |  |  | 0 | 0 | 0.8 | 0 | 0 | 0 | 0 | 0 | 0 | 0 | 0 | 0 | 2006 Qtr 1: 0; 2006 Qtr 2: 0; 2006 Qtr 3: 0; 2006 Qtr 4: 0; 2007 Qtr 1: 0; 2007 Qtr 2: 0; 2007 Qtr 3: 0.8; 2007 Qtr 4: 0; 2008 Qtr 1: 0; 2008 Qtr 2: 0; 2008 Qtr 3: 0; 2008 Qtr 4: 0 | 0.8
0 | 255004-Low Flow Showerheads |  | 10 | Residential | 04-DMO-ResidentialMobileHome–DoubleWide-WAT_HEAT | 0 |  |  |  |  | 47.4375 | 0 | 0 | 0 | 34.6125 | 12.825 | 0 |  | kWh | 0 | 7.4 | Residential |  | Annual | [5 empty] | 10 | 0.89 |  |  |  | 0 | 0 | 1.6 | 0 | 0 | 0 | 0 | 0 | 0 | 0 | 0 | 0 | 2006 Qtr 1: 0; 2006 Qtr 2: 0; 2006 Qtr 3: 0; 2006 Qtr 4: 0; 2007 Qtr 1: 0; 2007 Qtr 2: 0; 2007 Qtr 3: 1.6; 2007 Qtr 4: 0; 2008 Qtr 1: 0; 2008 Qtr 2: 0; 2008 Qtr 3: 0; 2008 Qtr 4: 0 | 1.6
0 | 255004-Low Flow Showerheads |  | 7 | Residential | 04-DMO-ResidentialMobileHome–DoubleWide-WAT_HEAT | 0 |  |  |  |  | 47.4375 | 0 | 0 | 0 | 34.6125 | 12.825 | 0 |  | kWh | 0 | 7.4 | Residential |  | Annual | [5 empty] | 10 | 0.89 |  |  |  | 0 | 0 | 0.8 | 0 | 0 | 0 | 0 | 0 | 0 | 0 | 0 | 0 | 2006 Qtr 1: 0; 2006 Qtr 2: 0; 2006 Qtr 3: 0; 2006 Qtr 4: 0; 2007 Qtr 1: 0; 2007 Qtr 2: 0; 2007 Qtr 3: 0.8; 2007 Qtr 4: 0; 2008 Qtr 1: 0; 2008 Qtr 2: 0; 2008 Qtr 3: 0; 2008 Qtr 4: 0 | 0.8
0 | 255004-Low Flow Showerheads |  | 10 | Residential | 04-DMO-ResidentialMobileHome–DoubleWide-WAT_HEAT | 0 |  |  |  |  | 47.4375 | 0 | 0 | 0 | 34.6125 | 12.825 | 0 |  | kWh | 0 | 7.4 | Residential |  | Annual | [5 empty] | 10 | 0.89 |  |  |  | 0 | 0 | 1.6 | 0 | 0 | 0 | 0 | 0 | 0 | 0 | 0 | 0 | 2006 Qtr 1: 0; 2006 Qtr 2: 0; 2006 Qtr 3: 0; 2006 Qtr 4: 0; 2007 Qtr 1: 0; 2007 Qtr 2: 0; 2007 Qtr 3: 1.6; 2007 Qtr 4: 0; 2008 Qtr 1: 0; 2008 Qtr 2: 0; 2008 Qtr 3: 0; 2008 Qtr 4: 0 | 1.6
0 | 255004-Low Flow Showerheads |  | 10 | Residential | 04-DMO-ResidentialMobileHome–DoubleWide-WAT_HEAT | 0 |  |  |  |  | 47.4375 | 0 | 0 | 0 | 34.6125 | 12.825 | 0 |  | kWh | 0 | 7.4 | Residential |  | Annual | [5 empty] | 10 | 0.89 |  |  |  | 0 | 0 | 0.8 | 0 | 0 | 0 | 0 | 0 | 0 | 0 | 0 | 0 | 2006 Qtr 1: 0; 2006 Qtr 2: 0; 2006 Qtr 3: 0; 2006 Qtr 4: 0; 2007 Qtr 1: 0; 2007 Qtr 2: 0; 2007 Qtr 3: 0.8; 2007 Qtr 4: 0; 2008 Qtr 1: 0; 2008 Qtr 2: 0; 2008 Qtr 3: 0; 2008 Qtr 4: 0 | 0.8
0 | 255004-Low Flow Showerheads |  | 10 | Residential | 04-DMO-ResidentialMobileHome–DoubleWide-WAT_HEAT | 0 |  |  |  |  | 47.4375 | 0 | 0 | 0 | 34.6125 | 12.825 | 0 |  | kWh | 0 | 7.4 | Residential |  | Annual | [5 empty] | 10 | 0.89 |  |  |  | 0 | 0 | 1.6 | 0 | 0 | 0 | 0 | 0 | 0 | 0 | 0 | 0 | 2006 Qtr 1: 0; 2006 Qtr 2: 0; 2006 Qtr 3: 0; 2006 Qtr 4: 0; 2007 Qtr 1: 0; 2007 Qtr 2: 0; 2007 Qtr 3: 1.6; 2007 Qtr 4: 0; 2008 Qtr 1: 0; 2008 Qtr 2: 0; 2008 Qtr 3: 0; 2008 Qtr 4: 0 | 1.6
0 | 255004-Low Flow Showerheads |  | 10 | Residential | 04-DMO-ResidentialMobileHome–DoubleWide-WAT_HEAT | 0 |  |  |  |  | 47.4375 | 0 | 0 | 0 | 34.6125 | 12.825 | 0 |  | kWh | 0 | 7.4 | Residential |  | Annual | [5 empty] | 10 | 0.89 |  |  |  | 0 | 0 | 0.8 | 0 | 0 | 0 | 0 | 0 | 0 | 0 | 0 | 0 | 2006 Qtr 1: 0; 2006 Qtr 2: 0; 2006 Qtr 3: 0; 2006 Qtr 4: 0; 2007 Qtr 1: 0; 2007 Qtr 2: 0; 2007 Qtr 3: 0.8; 2007 Qtr 4: 0; 2008 Qtr 1: 0; 2008 Qtr 2: 0; 2008 Qtr 3: 0; 2008 Qtr 4: 0 | 0.8
0 | 255004-Low Flow Showerheads |  | 10 | Residential | 04-DMO-ResidentialMobileHome–DoubleWide-WAT_HEAT | 0 |  |  |  |  | 47.4375 | 0 | 0 | 0 | 34.6125 | 12.825 | 0 |  | kWh | 0 | 7.4 | Residential |  | Annual | [5 empty] | 10 | 0.89 |  |  |  | 0 | 0 | 0.8 | 0 | 0 | 0 | 0 | 0 | 0 | 0 | 0 | 0 | 2006 Qtr 1: 0; 2006 Qtr 2: 0; 2006 Qtr 3: 0; 2006 Qtr 4: 0; 2007 Qtr 1: 0; 2007 Qtr 2: 0; 2007 Qtr 3: 0.8; 2007 Qtr 4: 0; 2008 Qtr 1: 0; 2008 Qtr 2: 0; 2008 Qtr 3: 0; 2008 Qtr 4: 0 | 0.8
0 | 255004-Low Flow Showerheads |  | 10 | Residential | 04-DMO-ResidentialMobileHome–DoubleWide-WAT_HEAT | 0 |  |  |  |  | 47.4375 | 0 | 0 | 0 | 34.6125 | 12.825 | 0 |  | kWh | 0 | 7.4 | Residential |  | Annual | [5 empty] | 10 | 0.89 |  |  |  | 0 | 0 | 0.8 | 0 | 0 | 0 | 0 | 0 | 0 | 0 | 0 | 0 | 2006 Qtr 1: 0; 2006 Qtr 2: 0; 2006 Qtr 3: 0; 2006 Qtr 4: 0; 2007 Qtr 1: 0; 2007 Qtr 2: 0; 2007 Qtr 3: 0.8; 2007 Qtr 4: 0; 2008 Qtr 1: 0; 2008 Qtr 2: 0; 2008 Qtr 3: 0; 2008 Qtr 4: 0 | 0.8
0 | 255004-Low Flow Showerheads |  | 10 | Residential | 04-DMO-ResidentialMobileHome–DoubleWide-WAT_HEAT | 0 |  |  |  |  | 47.4375 | 0 | 0 | 0 | 34.6125 | 12.825 | 0 |  | kWh | 0 | 7.4 | Residential |  | Annual | [5 empty] | 10 | 0.89 |  |  |  | 0 | 0 | 0.8 | 0 | 0 | 0 | 0 | 0 | 0 | 0 | 0 | 0 | 2006 Qtr 1: 0; 2006 Qtr 2: 0; 2006 Qtr 3: 0; 2006 Qtr 4: 0; 2007 Qtr 1: 0; 2007 Qtr 2: 0; 2007 Qtr 3: 0.8; 2007 Qtr 4: 0; 2008 Qtr 1: 0; 2008 Qtr 2: 0; 2008 Qtr 3: 0; 2008 Qtr 4: 0 | 0.8
0 | 255004-Low Flow Showerheads |  | 10 | Residential | 04-DMO-ResidentialMobileHome–DoubleWide-WAT_HEAT | 0 |  |  |  |  | 47.4375 | 0 | 0 | 0 | 34.6125 | 12.825 | 0 |  | kWh | 0 | 7.4 | Residential |  | Annual | [5 empty] | 10 | 0.89 |  |  |  | 0 | 0 | 0.8 | 0 | 0 | 0 | 0 | 0 | 0 | 0 | 0 | 0 | 2006 Qtr 1: 0; 2006 Qtr 2: 0; 2006 Qtr 3: 0; 2006 Qtr 4: 0; 2007 Qtr 1: 0; 2007 Qtr 2: 0; 2007 Qtr 3: 0.8; 2007 Qtr 4: 0; 2008 Qtr 1: 0; 2008 Qtr 2: 0; 2008 Qtr 3: 0; 2008 Qtr 4: 0 | 0.8
0 | 255004-Low Flow Showerheads |  | System | Residential | 04-DMO-ResidentialMobileHome–DoubleWide-WAT_HEAT | 0 |  |  |  |  | 47.4375 | 0 | 0 | 0 | 34.6125 | 12.825 | 0 |  | kWh | 0 | 7.4 | Residential |  | Annual | [5 empty] | 10 | 0.89 |  |  |  | 0 | 0 | 1.6 | 0 | 0 | 0 | 0 | 0 | 0 | 0 | 0 | 0 | 2006 Qtr 1: 0; 2006 Qtr 2: 0; 2006 Qtr 3: 0; 2006 Qtr 4: 0; 2007 Qtr 1: 0; 2007 Qtr 2: 0; 2007 Qtr 3: 1.6; 2007 Qtr 4: 0; 2008 Qtr 1: 0; 2008 Qtr 2: 0; 2008 Qtr 3: 0; 2008 Qtr 4: 0 | 1.6
0 | 255004-Low Flow Showerheads |  | 10 | Residential | 04-DMO-ResidentialMobileHome–DoubleWide-WAT_HEAT | 0 |  |  |  |  | 47.4375 | 0 | 0 | 0 | 34.6125 | 12.825 | 0 |  | kWh | 0 | 7.4 | Residential |  | Annual | [5 empty] | 10 | 0.89 |  |  |  | 0 | 0 | 0.8 | 0 | 0 | 0 | 0 | 0 | 0 | 0 | 0 | 0 | 2006 Qtr 1: 0; 2006 Qtr 2: 0; 2006 Qtr 3: 0; 2006 Qtr 4: 0; 2007 Qtr 1: 0; 2007 Qtr 2: 0; 2007 Qtr 3: 0.8; 2007 Qtr 4: 0; 2008 Qtr 1: 0; 2008 Qtr 2: 0; 2008 Qtr 3: 0; 2008 Qtr 4: 0 | 0.8
0 | 255004-Low Flow Showerheads |  | 10 | Residential | 04-DMO-ResidentialMobileHome–DoubleWide-WAT_HEAT | 0 |  |  |  |  | 47.4375 | 0 | 0 | 0 | 34.6125 | 12.825 | 0 |  | kWh | 0 | 7.4 | Residential |  | Annual | [5 empty] | 10 | 0.89 |  |  |  | 0 | 0 | 0.8 | 0 | 0 | 0 | 0 | 0 | 0 | 0 | 0 | 0 | 2006 Qtr 1: 0; 2006 Qtr 2: 0; 2006 Qtr 3: 0; 2006 Qtr 4: 0; 2007 Qtr 1: 0; 2007 Qtr 2: 0; 2007 Qtr 3: 0.8; 2007 Qtr 4: 0; 2008 Qtr 1: 0; 2008 Qtr 2: 0; 2008 Qtr 3: 0; 2008 Qtr 4: 0 | 0.8
0 | 255004-Low Flow Showerheads |  | System | Residential | 04-DMO-ResidentialMobileHome–DoubleWide-WAT_HEAT | 0 |  |  |  |  | 47.4375 | 0 | 0 | 0 | 34.6125 | 12.825 | 0 |  | kWh | 0 | 7.4 | Residential |  | Annual | [5 empty] | 10 | 0.89 |  |  |  | 0 | 0 | 0.8 | 0 | 0 | 0 | 0 | 0 | 0 | 0 | 0 | 0 | 2006 Qtr 1: 0; 2006 Qtr 2: 0; 2006 Qtr 3: 0; 2006 Qtr 4: 0; 2007 Qtr 1: 0; 2007 Qtr 2: 0; 2007 Qtr 3: 0.8; 2007 Qtr 4: 0; 2008 Qtr 1: 0; 2008 Qtr 2: 0; 2008 Qtr 3: 0; 2008 Qtr 4: 0 | 0.8
0 | 255004-Low Flow Showerheads |  | 10 | Residential | 04-DMO-ResidentialMobileHome–DoubleWide-WAT_HEAT | 0 |  |  |  |  | 47.4375 | 0 | 0 | 0 | 34.6125 | 12.825 | 0 |  | kWh | 0 | 7.4 | Residential |  | Annual | [5 empty] | 10 | 0.89 |  |  |  | 0 | 0 | 1.6 | 0 | 0 | 0 | 0 | 0 | 0 | 0 | 0 | 0 | 2006 Qtr 1: 0; 2006 Qtr 2: 0; 2006 Qtr 3: 0; 2006 Qtr 4: 0; 2007 Qtr 1: 0; 2007 Qtr 2: 0; 2007 Qtr 3: 1.6; 2007 Qtr 4: 0; 2008 Qtr 1: 0; 2008 Qtr 2: 0; 2008 Qtr 3: 0; 2008 Qtr 4: 0 | 1.6
0 | 255004-Low Flow Showerheads |  | 7 | Residential | 04-DMO-ResidentialMobileHome–DoubleWide-WAT_HEAT | 0 |  |  |  |  | 47.4375 | 0 | 0 | 0 | 34.6125 | 12.825 | 0 |  | kWh | 0 | 7.4 | Residential |  | Annual | [5 empty] | 10 | 0.89 |  |  |  | 0 | 0 | 1.6 | 0 | 0 | 0 | 0 | 0 | 0 | 0 | 0 | 0 | 2006 Qtr 1: 0; 2006 Qtr 2: 0; 2006 Qtr 3: 0; 2006 Qtr 4: 0; 2007 Qtr 1: 0; 2007 Qtr 2: 0; 2007 Qtr 3: 1.6; 2007 Qtr 4: 0; 2008 Qtr 1: 0; 2008 Qtr 2: 0; 2008 Qtr 3: 0; 2008 Qtr 4: 0 | 1.6
0 | 255004-Low Flow Showerheads |  | 10 | Residential | 04-DMO-ResidentialMobileHome–DoubleWide-WAT_HEAT | 0 |  |  |  |  | 47.4375 | 0 | 0 | 0 | 34.6125 | 12.825 | 0 |  | kWh | 0 | 7.4 | Residential |  | Annual | [5 empty] | 10 | 0.89 |  |  |  | 0 | 0 | 0.8 | 0 | 0 | 0 | 0 | 0 | 0 | 0 | 0 | 0 | 2006 Qtr 1: 0; 2006 Qtr 2: 0; 2006 Qtr 3: 0; 2006 Qtr 4: 0; 2007 Qtr 1: 0; 2007 Qtr 2: 0; 2007 Qtr 3: 0.8; 2007 Qtr 4: 0; 2008 Qtr 1: 0; 2008 Qtr 2: 0; 2008 Qtr 3: 0; 2008 Qtr 4: 0 | 0.8
0 | 255004-Low Flow Showerheads |  | 7 | Residential | 04-DMO-ResidentialMobileHome–DoubleWide-WAT_HEAT | 0 |  |  |  |  | 47.4375 | 0 | 0 | 0 | 34.6125 | 12.825 | 0 |  | kWh | 0 | 7.4 | Residential |  | Annual | [5 empty] | 10 | 0.89 |  |  |  | 0 | 0 | 0.8 | 0 | 0 | 0 | 0 | 0 | 0 | 0 | 0 | 0 | 2006 Qtr 1: 0; 2006 Qtr 2: 0; 2006 Qtr 3: 0; 2006 Qtr 4: 0; 2007 Qtr 1: 0; 2007 Qtr 2: 0; 2007 Qtr 3: 0.8; 2007 Qtr 4: 0; 2008 Qtr 1: 0; 2008 Qtr 2: 0; 2008 Qtr 3: 0; 2008 Qtr 4: 0 | 0.8
0 | 255004-Low Flow Showerheads |  | 10 | Residential | 04-DMO-ResidentialMobileHome–DoubleWide-WAT_HEAT | 0 |  |  |  |  | 47.4375 | 0 | 0 | 0 | 34.6125 | 12.825 | 0 |  | kWh | 0 | 7.4 | Residential |  | Annual | [5 empty] | 10 | 0.89 |  |  |  | 0 | 0 | 1.6 | 0 | 0 | 0 | 0 | 0 | 0 | 0 | 0 | 0 | 2006 Qtr 1: 0; 2006 Qtr 2: 0; 2006 Qtr 3: 0; 2006 Qtr 4: 0; 2007 Qtr 1: 0; 2007 Qtr 2: 0; 2007 Qtr 3: 1.6; 2007 Qtr 4: 0; 2008 Qtr 1: 0; 2008 Qtr 2: 0; 2008 Qtr 3: 0; 2008 Qtr 4: 0 | 1.6
0 | 255004-Low Flow Showerheads |  | 10 | Residential | 04-DMO-ResidentialMobileHome–DoubleWide-WAT_HEAT | 0 |  |  |  |  | 47.4375 | 0 | 0 | 0 | 34.6125 | 12.825 | 0 |  | kWh | 0 | 7.4 | Residential |  | Annual | [5 empty] | 10 | 0.89 |  |  |  | 0 | 0 | 0.8 | 0 | 0 | 0 | 0 | 0 | 0 | 0 | 0 | 0 | 2006 Qtr 1: 0; 2006 Qtr 2: 0; 2006 Qtr 3: 0; 2006 Qtr 4: 0; 2007 Qtr 1: 0; 2007 Qtr 2: 0; 2007 Qtr 3: 0.8; 2007 Qtr 4: 0; 2008 Qtr 1: 0; 2008 Qtr 2: 0; 2008 Qtr 3: 0; 2008 Qtr 4: 0 | 0.8
0 | 255004-Low Flow Showerheads |  | 10 | Residential | 04-DMO-ResidentialMobileHome–DoubleWide-WAT_HEAT | 0 |  |  |  |  | 47.4375 | 0 | 0 | 0 | 34.6125 | 12.825 | 0 |  | kWh | 0 | 7.4 | Residential |  | Annual | [5 empty] | 10 | 0.89 |  |  |  | 0 | 0 | 0.8 | 0 | 0 | 0 | 0 | 0 | 0 | 0 | 0 | 0 | 2006 Qtr 1: 0; 2006 Qtr 2: 0; 2006 Qtr 3: 0; 2006 Qtr 4: 0; 2007 Qtr 1: 0; 2007 Qtr 2: 0; 2007 Qtr 3: 0.8; 2007 Qtr 4: 0; 2008 Qtr 1: 0; 2008 Qtr 2: 0; 2008 Qtr 3: 0; 2008 Qtr 4: 0 | 0.8
0 | 255004-Low Flow Showerheads |  | 10 | Residential | 04-DMO-ResidentialMobileHome–DoubleWide-WAT_HEAT | 0 |  |  |  |  | 47.4375 | 0 | 0 | 0 | 34.6125 | 12.825 | 0 |  | kWh | 0 | 7.4 | Residential |  | Annual | [5 empty] | 10 | 0.89 |  |  |  | 0 | 0 | 1.6 | 0 | 0 | 0 | 0 | 0 | 0 | 0 | 0 | 0 | 2006 Qtr 1: 0; 2006 Qtr 2: 0; 2006 Qtr 3: 0; 2006 Qtr 4: 0; 2007 Qtr 1: 0; 2007 Qtr 2: 0; 2007 Qtr 3: 1.6; 2007 Qtr 4: 0; 2008 Qtr 1: 0; 2008 Qtr 2: 0; 2008 Qtr 3: 0; 2008 Qtr 4: 0 | 1.6
0 | 255004-Low Flow Showerheads |  | 10 | Residential | 04-DMO-ResidentialMobileHome–DoubleWide-WAT_HEAT | 0 |  |  |  |  | 47.4375 | 0 | 0 | 0 | 34.6125 | 12.825 | 0 |  | kWh | 0 | 7.4 | Residential |  | Annual | [5 empty] | 10 | 0.89 |  |  |  | 0 | 0 | 0.8 | 0 | 0 | 0 | 0 | 0 | 0 | 0 | 0 | 0 | 2006 Qtr 1: 0; 2006 Qtr 2: 0; 2006 Qtr 3: 0; 2006 Qtr 4: 0; 2007 Qtr 1: 0; 2007 Qtr 2: 0; 2007 Qtr 3: 0.8; 2007 Qtr 4: 0; 2008 Qtr 1: 0; 2008 Qtr 2: 0; 2008 Qtr 3: 0; 2008 Qtr 4: 0 | 0.8
0 | 255004-Low Flow Showerheads |  | 7 | Residential | 04-DMO-ResidentialMobileHome–DoubleWide-WAT_HEAT | 0 |  |  |  |  | 47.4375 | 0 | 0 | 0 | 34.6125 | 12.825 | 0 |  | kWh | 0 | 7.4 | Residential |  | Annual | [5 empty] | 10 | 0.89 |  |  |  | 0 | 0 | 0.8 | 0 | 0 | 0 | 0 | 0 | 0 | 0 | 0 | 0 | 2006 Qtr 1: 0; 2006 Qtr 2: 0; 2006 Qtr 3: 0; 2006 Qtr 4: 0; 2007 Qtr 1: 0; 2007 Qtr 2: 0; 2007 Qtr 3: 0.8; 2007 Qtr 4: 0; 2008 Qtr 1: 0; 2008 Qtr 2: 0; 2008 Qtr 3: 0; 2008 Qtr 4: 0 | 0.8
0 | 255004-Low Flow Showerheads |  | 10 | Residential | 04-DMO-ResidentialMobileHome–DoubleWide-WAT_HEAT | 0 |  |  |  |  | 47.4375 | 0 | 0 | 0 | 34.6125 | 12.825 | 0 |  | kWh | 0 | 7.4 | Residential |  | Annual | [5 empty] | 10 | 0.89 |  |  |  | 0 | 0 | 0.8 | 0 | 0 | 0 | 0 | 0 | 0 | 0 | 0 | 0 | 2006 Qtr 1: 0; 2006 Qtr 2: 0; 2006 Qtr 3: 0; 2006 Qtr 4: 0; 2007 Qtr 1: 0; 2007 Qtr 2: 0; 2007 Qtr 3: 0.8; 2007 Qtr 4: 0; 2008 Qtr 1: 0; 2008 Qtr 2: 0; 2008 Qtr 3: 0; 2008 Qtr 4: 0 | 0.8
0 | 255004-Low Flow Showerheads |  | 10 | Residential | 04-DMO-ResidentialMobileHome–DoubleWide-WAT_HEAT | 0 |  |  |  |  | 47.4375 | 0 | 0 | 0 | 34.6125 | 12.825 | 0 |  | kWh | 0 | 7.4 | Residential |  | Annual | [5 empty] | 10 | 0.89 |  |  |  | 0 | 0 | 1.6 | 0 | 0 | 0 | 0 | 0 | 0 | 0 | 0 | 0 | 2006 Qtr 1: 0; 2006 Qtr 2: 0; 2006 Qtr 3: 0; 2006 Qtr 4: 0; 2007 Qtr 1: 0; 2007 Qtr 2: 0; 2007 Qtr 3: 1.6; 2007 Qtr 4: 0; 2008 Qtr 1: 0; 2008 Qtr 2: 0; 2008 Qtr 3: 0; 2008 Qtr 4: 0 | 1.6
0 | 255004-Low Flow Showerheads |  | 10 | Residential | 04-DMO-ResidentialMobileHome–DoubleWide-WAT_HEAT | 0 |  |  |  |  | 47.4375 | 0 | 0 | 0 | 34.6125 | 12.825 | 0 |  | kWh | 0 | 7.4 | Residential |  | Annual | [5 empty] | 10 | 0.89 |  |  |  | 0 | 0 | 1.6 | 0 | 0 | 0 | 0 | 0 | 0 | 0 | 0 | 0 | 2006 Qtr 1: 0; 2006 Qtr 2: 0; 2006 Qtr 3: 0; 2006 Qtr 4: 0; 2007 Qtr 1: 0; 2007 Qtr 2: 0; 2007 Qtr 3: 1.6; 2007 Qtr 4: 0; 2008 Qtr 1: 0; 2008 Qtr 2: 0; 2008 Qtr 3: 0; 2008 Qtr 4: 0 | 1.6
0 | 255004-Low Flow Showerheads |  | 10 | Residential | 04-DMO-ResidentialMobileHome–DoubleWide-WAT_HEAT | 0 |  |  |  |  | 47.4375 | 0 | 0 | 0 | 34.6125 | 12.825 | 0 |  | kWh | 0 | 7.4 | Residential |  | Annual | [5 empty] | 10 | 0.89 |  |  |  | 0 | 0 | 0.8 | 0 | 0 | 0 | 0 | 0 | 0 | 0 | 0 | 0 | 2006 Qtr 1: 0; 2006 Qtr 2: 0; 2006 Qtr 3: 0; 2006 Qtr 4: 0; 2007 Qtr 1: 0; 2007 Qtr 2: 0; 2007 Qtr 3: 0.8; 2007 Qtr 4: 0; 2008 Qtr 1: 0; 2008 Qtr 2: 0; 2008 Qtr 3: 0; 2008 Qtr 4: 0 | 0.8
0 | 255004-Low Flow Showerheads |  | 7 | Residential | 04-DMO-ResidentialMobileHome–DoubleWide-WAT_HEAT | 0 |  |  |  |  | 47.4375 | 0 | 0 | 0 | 34.6125 | 12.825 | 0 |  | kWh | 0 | 7.4 | Residential |  | Annual | [5 empty] | 10 | 0.89 |  |  |  | 0 | 0 | 0.8 | 0 | 0 | 0 | 0 | 0 | 0 | 0 | 0 | 0 | 2006 Qtr 1: 0; 2006 Qtr 2: 0; 2006 Qtr 3: 0; 2006 Qtr 4: 0; 2007 Qtr 1: 0; 2007 Qtr 2: 0; 2007 Qtr 3: 0.8; 2007 Qtr 4: 0; 2008 Qtr 1: 0; 2008 Qtr 2: 0; 2008 Qtr 3: 0; 2008 Qtr 4: 0 | 0.8
0 | 255004-Low Flow Showerheads |  | 10 | Residential | 04-DMO-ResidentialMobileHome–DoubleWide-WAT_HEAT | 0 |  |  |  |  | 47.4375 | 0 | 0 | 0 | 34.6125 | 12.825 | 0 |  | kWh | 0 | 7.4 | Residential |  | Annual | [5 empty] | 10 | 0.89 |  |  |  | 0 | 0 | 1.6 | 0 | 0 | 0 | 0 | 0 | 0 | 0 | 0 | 0 | 2006 Qtr 1: 0; 2006 Qtr 2: 0; 2006 Qtr 3: 0; 2006 Qtr 4: 0; 2007 Qtr 1: 0; 2007 Qtr 2: 0; 2007 Qtr 3: 1.6; 2007 Qtr 4: 0; 2008 Qtr 1: 0; 2008 Qtr 2: 0; 2008 Qtr 3: 0; 2008 Qtr 4: 0 | 1.6
0 | 255004-Low Flow Showerheads |  | 7 | Residential | 04-DMO-ResidentialMobileHome–DoubleWide-WAT_HEAT | 0 |  |  |  |  | 47.4375 | 0 | 0 | 0 | 34.6125 | 12.825 | 0 |  | kWh | 0 | 7.4 | Residential |  | Annual | [5 empty] | 10 | 0.89 |  |  |  | 0 | 0 | 1.6 | 0 | 0 | 0 | 0 | 0 | 0 | 0 | 0 | 0 | 2006 Qtr 1: 0; 2006 Qtr 2: 0; 2006 Qtr 3: 0; 2006 Qtr 4: 0; 2007 Qtr 1: 0; 2007 Qtr 2: 0; 2007 Qtr 3: 1.6; 2007 Qtr 4: 0; 2008 Qtr 1: 0; 2008 Qtr 2: 0; 2008 Qtr 3: 0; 2008 Qtr 4: 0 | 1.6
0 | 255004-Low Flow Showerheads |  | 10 | Residential | 04-DMO-ResidentialMobileHome–DoubleWide-WAT_HEAT | 0 |  |  |  |  | 47.4375 | 0 | 0 | 0 | 34.6125 | 12.825 | 0 |  | kWh | 0 | 7.4 | Residential |  | Annual | [5 empty] | 10 | 0.89 |  |  |  | 0 | 0 | 1.6 | 0 | 0 | 0 | 0 | 0 | 0 | 0 | 0 | 0 | 2006 Qtr 1: 0; 2006 Qtr 2: 0; 2006 Qtr 3: 0; 2006 Qtr 4: 0; 2007 Qtr 1: 0; 2007 Qtr 2: 0; 2007 Qtr 3: 1.6; 2007 Qtr 4: 0; 2008 Qtr 1: 0; 2008 Qtr 2: 0; 2008 Qtr 3: 0; 2008 Qtr 4: 0 | 1.6
0 | 255004-Low Flow Showerheads |  | 10 | Residential | 04-DMO-ResidentialMobileHome–DoubleWide-WAT_HEAT | 0 |  |  |  |  | 47.4375 | 0 | 0 | 0 | 34.6125 | 12.825 | 0 |  | kWh | 0 | 7.4 | Residential |  | Annual | [5 empty] | 10 | 0.89 |  |  |  | 0 | 0 | 1.6 | 0 | 0 | 0 | 0 | 0 | 0 | 0 | 0 | 0 | 2006 Qtr 1: 0; 2006 Qtr 2: 0; 2006 Qtr 3: 0; 2006 Qtr 4: 0; 2007 Qtr 1: 0; 2007 Qtr 2: 0; 2007 Qtr 3: 1.6; 2007 Qtr 4: 0; 2008 Qtr 1: 0; 2008 Qtr 2: 0; 2008 Qtr 3: 0; 2008 Qtr 4: 0 | 1.6
0 | 255004-Low Flow Showerheads |  | 10 | Residential | 04-DMO-ResidentialMobileHome–DoubleWide-WAT_HEAT | 0 |  |  |  |  | 47.4375 | 0 | 0 | 0 | 34.6125 | 12.825 | 0 |  | kWh | 0 | 7.4 | Residential |  | Annual | [5 empty] | 10 | 0.89 |  |  |  | 0 | 0 | 1.6 | 0 | 0 | 0 | 0 | 0 | 0 | 0 | 0 | 0 | 2006 Qtr 1: 0; 2006 Qtr 2: 0; 2006 Qtr 3: 0; 2006 Qtr 4: 0; 2007 Qtr 1: 0; 2007 Qtr 2: 0; 2007 Qtr 3: 1.6; 2007 Qtr 4: 0; 2008 Qtr 1: 0; 2008 Qtr 2: 0; 2008 Qtr 3: 0; 2008 Qtr 4: 0 | 1.6
0 | 255004-Low Flow Showerheads |  | 10 | Residential | 04-DMO-ResidentialMobileHome–DoubleWide-WAT_HEAT | 0 |  |  |  |  | 47.4375 | 0 | 0 | 0 | 34.6125 | 12.825 | 0 |  | kWh | 0 | 7.4 | Residential |  | Annual | [5 empty] | 10 | 0.89 |  |  |  | 0 | 0 | 1.6 | 0 | 0 | 0 | 0 | 0 | 0 | 0 | 0 | 0 | 2006 Qtr 1: 0; 2006 Qtr 2: 0; 2006 Qtr 3: 0; 2006 Qtr 4: 0; 2007 Qtr 1: 0; 2007 Qtr 2: 0; 2007 Qtr 3: 1.6; 2007 Qtr 4: 0; 2008 Qtr 1: 0; 2008 Qtr 2: 0; 2008 Qtr 3: 0; 2008 Qtr 4: 0 | 1.6
0 | 255004-Low Flow Showerheads |  | 10 | Residential | 04-DMO-ResidentialMobileHome–DoubleWide-WAT_HEAT | 0 |  |  |  |  | 47.4375 | 0 | 0 | 0 | 34.6125 | 12.825 | 0 |  | kWh | 0 | 7.4 | Residential |  | Annual | [5 empty] | 10 | 0.89 |  |  |  | 0 | 0 | 0.8 | 0 | 0 | 0 | 0 | 0 | 0 | 0 | 0 | 0 | 2006 Qtr 1: 0; 2006 Qtr 2: 0; 2006 Qtr 3: 0; 2006 Qtr 4: 0; 2007 Qtr 1: 0; 2007 Qtr 2: 0; 2007 Qtr 3: 0.8; 2007 Qtr 4: 0; 2008 Qtr 1: 0; 2008 Qtr 2: 0; 2008 Qtr 3: 0; 2008 Qtr 4: 0 | 0.8
0 | 255004-Low Flow Showerheads |  | 7 | Residential | 04-DMO-ResidentialMobileHome–DoubleWide-WAT_HEAT | 0 |  |  |  |  | 47.4375 | 0 | 0 | 0 | 34.6125 | 12.825 | 0 |  | kWh | 0 | 7.4 | Residential |  | Annual | [5 empty] | 10 | 0.89 |  |  |  | 0 | 0 | 0.8 | 0 | 0 | 0 | 0 | 0 | 0 | 0 | 0 | 0 | 2006 Qtr 1: 0; 2006 Qtr 2: 0; 2006 Qtr 3: 0; 2006 Qtr 4: 0; 2007 Qtr 1: 0; 2007 Qtr 2: 0; 2007 Qtr 3: 0.8; 2007 Qtr 4: 0; 2008 Qtr 1: 0; 2008 Qtr 2: 0; 2008 Qtr 3: 0; 2008 Qtr 4: 0 | 0.8
0 | 255004-Low Flow Showerheads |  | 10 | Residential | 04-DMO-ResidentialMobileHome–DoubleWide-WAT_HEAT | 0 |  |  |  |  | 47.4375 | 0 | 0 | 0 | 34.6125 | 12.825 | 0 |  | kWh | 0 | 7.4 | Residential |  | Annual | [5 empty] | 10 | 0.89 |  |  |  | 0 | 0 | 0.8 | 0 | 0 | 0 | 0 | 0 | 0 | 0 | 0 | 0 | 2006 Qtr 1: 0; 2006 Qtr 2: 0; 2006 Qtr 3: 0; 2006 Qtr 4: 0; 2007 Qtr 1: 0; 2007 Qtr 2: 0; 2007 Qtr 3: 0.8; 2007 Qtr 4: 0; 2008 Qtr 1: 0; 2008 Qtr 2: 0; 2008 Qtr 3: 0; 2008 Qtr 4: 0 | 0.8
0 | 255004-Low Flow Showerheads |  | 7 | Residential | 04-DMO-ResidentialMobileHome–DoubleWide-WAT_HEAT | 0 |  |  |  |  | 47.4375 | 0 | 0 | 0 | 34.6125 | 12.825 | 0 |  | kWh | 0 | 7.4 | Residential |  | Annual | [5 empty] | 10 | 0.89 |  |  |  | 0 | 0 | 0.8 | 0 | 0 | 0 | 0 | 0 | 0 | 0 | 0 | 0 | 2006 Qtr 1: 0; 2006 Qtr 2: 0; 2006 Qtr 3: 0; 2006 Qtr 4: 0; 2007 Qtr 1: 0; 2007 Qtr 2: 0; 2007 Qtr 3: 0.8; 2007 Qtr 4: 0; 2008 Qtr 1: 0; 2008 Qtr 2: 0; 2008 Qtr 3: 0; 2008 Qtr 4: 0 | 0.8
0 | 255004-Low Flow Showerheads |  | 7 | Residential | 04-DMO-ResidentialMobileHome–DoubleWide-WAT_HEAT | 0 |  |  |  |  | 47.4375 | 0 | 0 | 0 | 34.6125 | 12.825 | 0 |  | kWh | 0 | 7.4 | Residential |  | Annual | [5 empty] | 10 | 0.89 |  |  |  | 0 | 0 | 1.6 | 0 | 0 | 0 | 0 | 0 | 0 | 0 | 0 | 0 | 2006 Qtr 1: 0; 2006 Qtr 2: 0; 2006 Qtr 3: 0; 2006 Qtr 4: 0; 2007 Qtr 1: 0; 2007 Qtr 2: 0; 2007 Qtr 3: 1.6; 2007 Qtr 4: 0; 2008 Qtr 1: 0; 2008 Qtr 2: 0; 2008 Qtr 3: 0; 2008 Qtr 4: 0 | 1.6
0 | 255004-Low Flow Showerheads |  | 10 | Residential | 04-DMO-ResidentialMobileHome–DoubleWide-WAT_HEAT | 0 |  |  |  |  | 47.4375 | 0 | 0 | 0 | 34.6125 | 12.825 | 0 |  | kWh | 0 | 7.4 | Residential |  | Annual | [5 empty] | 10 | 0.89 |  |  |  | 0 | 0 | 0.8 | 0 | 0 | 0 | 0 | 0 | 0 | 0 | 0 | 0 | 2006 Qtr 1: 0; 2006 Qtr 2: 0; 2006 Qtr 3: 0; 2006 Qtr 4: 0; 2007 Qtr 1: 0; 2007 Qtr 2: 0; 2007 Qtr 3: 0.8; 2007 Qtr 4: 0; 2008 Qtr 1: 0; 2008 Qtr 2: 0; 2008 Qtr 3: 0; 2008 Qtr 4: 0 | 0.8
0 | 255004-Low Flow Showerheads |  | 10 | Residential | 04-DMO-ResidentialMobileHome–DoubleWide-WAT_HEAT | 0 |  |  |  |  | 47.4375 | 0 | 0 | 0 | 34.6125 | 12.825 | 0 |  | kWh | 0 | 7.4 | Residential |  | Annual | [5 empty] | 10 | 0.89 |  |  |  | 0 | 0 | 0.8 | 0 | 0 | 0 | 0 | 0 | 0 | 0 | 0 | 0 | 2006 Qtr 1: 0; 2006 Qtr 2: 0; 2006 Qtr 3: 0; 2006 Qtr 4: 0; 2007 Qtr 1: 0; 2007 Qtr 2: 0; 2007 Qtr 3: 0.8; 2007 Qtr 4: 0; 2008 Qtr 1: 0; 2008 Qtr 2: 0; 2008 Qtr 3: 0; 2008 Qtr 4: 0 | 0.8
0 | 255004-Low Flow Showerheads |  | 10 | Residential | 04-DMO-ResidentialMobileHome–DoubleWide-WAT_HEAT | 0 |  |  |  |  | 47.4375 | 0 | 0 | 0 | 34.6125 | 12.825 | 0 |  | kWh | 0 | 7.4 | Residential |  | Annual | [5 empty] | 10 | 0.89 |  |  |  | 0 | 0 | 1.6 | 0 | 0 | 0 | 0 | 0 | 0 | 0 | 0 | 0 | 2006 Qtr 1: 0; 2006 Qtr 2: 0; 2006 Qtr 3: 0; 2006 Qtr 4: 0; 2007 Qtr 1: 0; 2007 Qtr 2: 0; 2007 Qtr 3: 1.6; 2007 Qtr 4: 0; 2008 Qtr 1: 0; 2008 Qtr 2: 0; 2008 Qtr 3: 0; 2008 Qtr 4: 0 | 1.6
0 | 255004-Low Flow Showerheads |  | 7 | Residential | 04-DMO-ResidentialMobileHome–DoubleWide-WAT_HEAT | 0 |  |  |  |  | 47.4375 | 0 | 0 | 0 | 34.6125 | 12.825 | 0 |  | kWh | 0 | 7.4 | Residential |  | Annual | [5 empty] | 10 | 0.89 |  |  |  | 0 | 0 | 0.8 | 0 | 0 | 0 | 0 | 0 | 0 | 0 | 0 | 0 | 2006 Qtr 1: 0; 2006 Qtr 2: 0; 2006 Qtr 3: 0; 2006 Qtr 4: 0; 2007 Qtr 1: 0; 2007 Qtr 2: 0; 2007 Qtr 3: 0.8; 2007 Qtr 4: 0; 2008 Qtr 1: 0; 2008 Qtr 2: 0; 2008 Qtr 3: 0; 2008 Qtr 4: 0 | 0.8
0 | 255004-Low Flow Showerheads |  | System | Residential | 04-DMO-ResidentialMobileHome–DoubleWide-WAT_HEAT | 0 |  |  |  |  | 47.4375 | 0 | 0 | 0 | 34.6125 | 12.825 | 0 |  | kWh | 0 | 7.4 | Residential |  | Annual | [5 empty] | 10 | 0.89 |  |  |  | 0 | 0 | 0.8 | 0 | 0 | 0 | 0 | 0 | 0 | 0 | 0 | 0 | 2006 Qtr 1: 0; 2006 Qtr 2: 0; 2006 Qtr 3: 0; 2006 Qtr 4: 0; 2007 Qtr 1: 0; 2007 Qtr 2: 0; 2007 Qtr 3: 0.8; 2007 Qtr 4: 0; 2008 Qtr 1: 0; 2008 Qtr 2: 0; 2008 Qtr 3: 0; 2008 Qtr 4: 0 | 0.8
0 | 255004-Low Flow Showerheads |  | 10 | Residential | 04-DMO-ResidentialMobileHome–DoubleWide-WAT_HEAT | 0 |  |  |  |  | 47.4375 | 0 | 0 | 0 | 34.6125 | 12.825 | 0 |  | kWh | 0 | 7.4 | Residential |  | Annual | [5 empty] | 10 | 0.89 |  |  |  | 0 | 0 | 0.8 | 0 | 0 | 0 | 0 | 0 | 0 | 0 | 0 | 0 | 2006 Qtr 1: 0; 2006 Qtr 2: 0; 2006 Qtr 3: 0; 2006 Qtr 4: 0; 2007 Qtr 1: 0; 2007 Qtr 2: 0; 2007 Qtr 3: 0.8; 2007 Qtr 4: 0; 2008 Qtr 1: 0; 2008 Qtr 2: 0; 2008 Qtr 3: 0; 2008 Qtr 4: 0 | 0.8
0 | 255004-Low Flow Showerheads |  | 10 | Residential | 04-DMO-ResidentialMobileHome–DoubleWide-WAT_HEAT | 0 |  |  |  |  | 47.4375 | 0 | 0 | 0 | 34.6125 | 12.825 | 0 |  | kWh | 0 | 7.4 | Residential |  | Annual | [5 empty] | 10 | 0.89 |  |  |  | 0 | 0 | 1.6 | 0 | 0 | 0 | 0 | 0 | 0 | 0 | 0 | 0 | 2006 Qtr 1: 0; 2006 Qtr 2: 0; 2006 Qtr 3: 0; 2006 Qtr 4: 0; 2007 Qtr 1: 0; 2007 Qtr 2: 0; 2007 Qtr 3: 1.6; 2007 Qtr 4: 0; 2008 Qtr 1: 0; 2008 Qtr 2: 0; 2008 Qtr 3: 0; 2008 Qtr 4: 0 | 1.6
0 | 255004-Low Flow Showerheads |  | 7 | Residential | 04-DMO-ResidentialMobileHome–DoubleWide-WAT_HEAT | 0 |  |  |  |  | 47.4375 | 0 | 0 | 0 | 34.6125 | 12.825 | 0 |  | kWh | 0 | 7.4 | Residential |  | Annual | [5 empty] | 10 | 0.89 |  |  |  | 0 | 0 | 0.8 | 0 | 0 | 0 | 0 | 0 | 0 | 0 | 0 | 0 | 2006 Qtr 1: 0; 2006 Qtr 2: 0; 2006 Qtr 3: 0; 2006 Qtr 4: 0; 2007 Qtr 1: 0; 2007 Qtr 2: 0; 2007 Qtr 3: 0.8; 2007 Qtr 4: 0; 2008 Qtr 1: 0; 2008 Qtr 2: 0; 2008 Qtr 3: 0; 2008 Qtr 4: 0 | 0.8
0 | 255004-Low Flow Showerheads |  | 10 | Residential | 04-DMO-ResidentialMobileHome–DoubleWide-WAT_HEAT | 0 |  |  |  |  | 47.4375 | 0 | 0 | 0 | 34.6125 | 12.825 | 0 |  | kWh | 0 | 7.4 | Residential |  | Annual | [5 empty] | 10 | 0.89 |  |  |  | 0 | 0 | 0.8 | 0 | 0 | 0 | 0 | 0 | 0 | 0 | 0 | 0 | 2006 Qtr 1: 0; 2006 Qtr 2: 0; 2006 Qtr 3: 0; 2006 Qtr 4: 0; 2007 Qtr 1: 0; 2007 Qtr 2: 0; 2007 Qtr 3: 0.8; 2007 Qtr 4: 0; 2008 Qtr 1: 0; 2008 Qtr 2: 0; 2008 Qtr 3: 0; 2008 Qtr 4: 0 | 0.8
0 | 255004-Low Flow Showerheads |  | 10 | Residential | 04-DMO-ResidentialMobileHome–DoubleWide-WAT_HEAT | 0 |  |  |  |  | 47.4375 | 0 | 0 | 0 | 34.6125 | 12.825 | 0 |  | kWh | 0 | 7.4 | Residential |  | Annual | [5 empty] | 10 | 0.89 |  |  |  | 0 | 0 | 0.8 | 0 | 0 | 0 | 0 | 0 | 0 | 0 | 0 | 0 | 2006 Qtr 1: 0; 2006 Qtr 2: 0; 2006 Qtr 3: 0; 2006 Qtr 4: 0; 2007 Qtr 1: 0; 2007 Qtr 2: 0; 2007 Qtr 3: 0.8; 2007 Qtr 4: 0; 2008 Qtr 1: 0; 2008 Qtr 2: 0; 2008 Qtr 3: 0; 2008 Qtr 4: 0 | 0.8
0 | 255004-Low Flow Showerheads |  | 7 | Residential | 04-DMO-ResidentialMobileHome–DoubleWide-WAT_HEAT | 0 |  |  |  |  | 47.4375 | 0 | 0 | 0 | 34.6125 | 12.825 | 0 |  | kWh | 0 | 7.4 | Residential |  | Annual | [5 empty] | 10 | 0.89 |  |  |  | 0 | 0 | 0.8 | 0 | 0 | 0 | 0 | 0 | 0 | 0 | 0 | 0 | 2006 Qtr 1: 0; 2006 Qtr 2: 0; 2006 Qtr 3: 0; 2006 Qtr 4: 0; 2007 Qtr 1: 0; 2007 Qtr 2: 0; 2007 Qtr 3: 0.8; 2007 Qtr 4: 0; 2008 Qtr 1: 0; 2008 Qtr 2: 0; 2008 Qtr 3: 0; 2008 Qtr 4: 0 | 0.8
0 | 255004-Low Flow Showerheads |  | 10 | Residential | 04-DMO-ResidentialMobileHome–DoubleWide-WAT_HEAT | 0 |  |  |  |  | 47.4375 | 0 | 0 | 0 | 34.6125 | 12.825 | 0 |  | kWh | 0 | 7.4 | Residential |  | Annual | [5 empty] | 10 | 0.89 |  |  |  | 0 | 0 | 0.8 | 0 | 0 | 0 | 0 | 0 | 0 | 0 | 0 | 0 | 2006 Qtr 1: 0; 2006 Qtr 2: 0; 2006 Qtr 3: 0; 2006 Qtr 4: 0; 2007 Qtr 1: 0; 2007 Qtr 2: 0; 2007 Qtr 3: 0.8; 2007 Qtr 4: 0; 2008 Qtr 1: 0; 2008 Qtr 2: 0; 2008 Qtr 3: 0; 2008 Qtr 4: 0 | 0.8
0 | 255004-Low Flow Showerheads |  | 10 | Residential | 04-DMO-ResidentialMobileHome–DoubleWide-WAT_HEAT | 0 |  |  |  |  | 47.4375 | 0 | 0 | 0 | 34.6125 | 12.825 | 0 |  | kWh | 0 | 7.4 | Residential |  | Annual | [5 empty] | 10 | 0.89 |  |  |  | 0 | 0 | 0.8 | 0 | 0 | 0 | 0 | 0 | 0 | 0 | 0 | 0 | 2006 Qtr 1: 0; 2006 Qtr 2: 0; 2006 Qtr 3: 0; 2006 Qtr 4: 0; 2007 Qtr 1: 0; 2007 Qtr 2: 0; 2007 Qtr 3: 0.8; 2007 Qtr 4: 0; 2008 Qtr 1: 0; 2008 Qtr 2: 0; 2008 Qtr 3: 0; 2008 Qtr 4: 0 | 0.8
0 | 255004-Low Flow Showerheads |  | 10 | Residential | 04-DMO-ResidentialMobileHome–DoubleWide-WAT_HEAT | 0 |  |  |  |  | 47.4375 | 0 | 0 | 0 | 34.6125 | 12.825 | 0 |  | kWh | 0 | 7.4 | Residential |  | Annual | [5 empty] | 10 | 0.89 |  |  |  | 0 | 0 | 1.6 | 0 | 0 | 0 | 0 | 0 | 0 | 0 | 0 | 0 | 2006 Qtr 1: 0; 2006 Qtr 2: 0; 2006 Qtr 3: 0; 2006 Qtr 4: 0; 2007 Qtr 1: 0; 2007 Qtr 2: 0; 2007 Qtr 3: 1.6; 2007 Qtr 4: 0; 2008 Qtr 1: 0; 2008 Qtr 2: 0; 2008 Qtr 3: 0; 2008 Qtr 4: 0 | 1.6
0 | 255004-Low Flow Showerheads |  | 10 | Residential | 04-DMO-ResidentialMobileHome–DoubleWide-WAT_HEAT | 0 |  |  |  |  | 47.4375 | 0 | 0 | 0 | 34.6125 | 12.825 | 0 |  | kWh | 0 | 7.4 | Residential |  | Annual | [5 empty] | 10 | 0.89 |  |  |  | 0 | 0 | 0.8 | 0 | 0 | 0 | 0 | 0 | 0 | 0 | 0 | 0 | 2006 Qtr 1: 0; 2006 Qtr 2: 0; 2006 Qtr 3: 0; 2006 Qtr 4: 0; 2007 Qtr 1: 0; 2007 Qtr 2: 0; 2007 Qtr 3: 0.8; 2007 Qtr 4: 0; 2008 Qtr 1: 0; 2008 Qtr 2: 0; 2008 Qtr 3: 0; 2008 Qtr 4: 0 | 0.8
0 | 255004-Low Flow Showerheads |  | 7 | Residential | 04-DMO-ResidentialMobileHome–DoubleWide-WAT_HEAT | 0 |  |  |  |  | 47.4375 | 0 | 0 | 0 | 34.6125 | 12.825 | 0 |  | kWh | 0 | 7.4 | Residential |  | Annual | [5 empty] | 10 | 0.89 |  |  |  | 0 | 0 | 0.8 | 0 | 0 | 0 | 0 | 0 | 0 | 0 | 0 | 0 | 2006 Qtr 1: 0; 2006 Qtr 2: 0; 2006 Qtr 3: 0; 2006 Qtr 4: 0; 2007 Qtr 1: 0; 2007 Qtr 2: 0; 2007 Qtr 3: 0.8; 2007 Qtr 4: 0; 2008 Qtr 1: 0; 2008 Qtr 2: 0; 2008 Qtr 3: 0; 2008 Qtr 4: 0 | 0.8
0 | 255004-Low Flow Showerheads |  | 7 | Residential | 04-DMO-ResidentialMobileHome–DoubleWide-WAT_HEAT | 0 |  |  |  |  | 47.4375 | 0 | 0 | 0 | 34.6125 | 12.825 | 0 |  | kWh | 0 | 7.4 | Residential |  | Annual | [5 empty] | 10 | 0.89 |  |  |  | 0 | 0 | 0.8 | 0 | 0 | 0 | 0 | 0 | 0 | 0 | 0 | 0 | 2006 Qtr 1: 0; 2006 Qtr 2: 0; 2006 Qtr 3: 0; 2006 Qtr 4: 0; 2007 Qtr 1: 0; 2007 Qtr 2: 0; 2007 Qtr 3: 0.8; 2007 Qtr 4: 0; 2008 Qtr 1: 0; 2008 Qtr 2: 0; 2008 Qtr 3: 0; 2008 Qtr 4: 0 | 0.8
0 | 255004-Low Flow Showerheads |  | 10 | Residential | 04-DMO-ResidentialMobileHome–DoubleWide-WAT_HEAT | 0 |  |  |  |  | 47.4375 | 0 | 0 | 0 | 34.6125 | 12.825 | 0 |  | kWh | 0 | 7.4 | Residential |  | Annual | [5 empty] | 10 | 0.89 |  |  |  | 0 | 0 | 0.8 | 0 | 0 | 0 | 0 | 0 | 0 | 0 | 0 | 0 | 2006 Qtr 1: 0; 2006 Qtr 2: 0; 2006 Qtr 3: 0; 2006 Qtr 4: 0; 2007 Qtr 1: 0; 2007 Qtr 2: 0; 2007 Qtr 3: 0.8; 2007 Qtr 4: 0; 2008 Qtr 1: 0; 2008 Qtr 2: 0; 2008 Qtr 3: 0; 2008 Qtr 4: 0 | 0.8
0 | 255004-Low Flow Showerheads |  | 7 | Residential | 04-DMO-ResidentialMobileHome–DoubleWide-WAT_HEAT | 0 |  |  |  |  | 47.4375 | 0 | 0 | 0 | 34.6125 | 12.825 | 0 |  | kWh | 0 | 7.4 | Residential |  | Annual | [5 empty] | 10 | 0.89 |  |  |  | 0 | 0 | 0.8 | 0 | 0 | 0 | 0 | 0 | 0 | 0 | 0 | 0 | 2006 Qtr 1: 0; 2006 Qtr 2: 0; 2006 Qtr 3: 0; 2006 Qtr 4: 0; 2007 Qtr 1: 0; 2007 Qtr 2: 0; 2007 Qtr 3: 0.8; 2007 Qtr 4: 0; 2008 Qtr 1: 0; 2008 Qtr 2: 0; 2008 Qtr 3: 0; 2008 Qtr 4: 0 | 0.8
0 | 255004-Low Flow Showerheads |  | 10 | Residential | 04-DMO-ResidentialMobileHome–DoubleWide-WAT_HEAT | 0 |  |  |  |  | 47.4375 | 0 | 0 | 0 | 34.6125 | 12.825 | 0 |  | kWh | 0 | 7.4 | Residential |  | Annual | [5 empty] | 10 | 0.89 |  |  |  | 0 | 0 | 0.8 | 0 | 0 | 0 | 0 | 0 | 0 | 0 | 0 | 0 | 2006 Qtr 1: 0; 2006 Qtr 2: 0; 2006 Qtr 3: 0; 2006 Qtr 4: 0; 2007 Qtr 1: 0; 2007 Qtr 2: 0; 2007 Qtr 3: 0.8; 2007 Qtr 4: 0; 2008 Qtr 1: 0; 2008 Qtr 2: 0; 2008 Qtr 3: 0; 2008 Qtr 4: 0 | 0.8
0 | 255004-Low Flow Showerheads |  | 10 | Residential | 04-DMO-ResidentialMobileHome–DoubleWide-WAT_HEAT | 0 |  |  |  |  | 47.4375 | 0 | 0 | 0 | 34.6125 | 12.825 | 0 |  | kWh | 0 | 7.4 | Residential |  | Annual | [5 empty] | 10 | 0.89 |  |  |  | 0 | 0 | 1.6 | 0 | 0 | 0 | 0 | 0 | 0 | 0 | 0 | 0 | 2006 Qtr 1: 0; 2006 Qtr 2: 0; 2006 Qtr 3: 0; 2006 Qtr 4: 0; 2007 Qtr 1: 0; 2007 Qtr 2: 0; 2007 Qtr 3: 1.6; 2007 Qtr 4: 0; 2008 Qtr 1: 0; 2008 Qtr 2: 0; 2008 Qtr 3: 0; 2008 Qtr 4: 0 | 1.6
0 | 255004-Low Flow Showerheads |  | 10 | Residential | 04-DMO-ResidentialMobileHome–DoubleWide-WAT_HEAT | 0 |  |  |  |  | 47.4375 | 0 | 0 | 0 | 34.6125 | 12.825 | 0 |  | kWh | 0 | 7.4 | Residential |  | Annual | [5 empty] | 10 | 0.89 |  |  |  | 0 | 0 | 0.8 | 0 | 0 | 0 | 0 | 0 | 0 | 0 | 0 | 0 | 2006 Qtr 1: 0; 2006 Qtr 2: 0; 2006 Qtr 3: 0; 2006 Qtr 4: 0; 2007 Qtr 1: 0; 2007 Qtr 2: 0; 2007 Qtr 3: 0.8; 2007 Qtr 4: 0; 2008 Qtr 1: 0; 2008 Qtr 2: 0; 2008 Qtr 3: 0; 2008 Qtr 4: 0 | 0.8
0 | 255004-Low Flow Showerheads |  | 10 | Residential | 04-DMO-ResidentialMobileHome–DoubleWide-WAT_HEAT | 0 |  |  |  |  | 47.4375 | 0 | 0 | 0 | 34.6125 | 12.825 | 0 |  | kWh | 0 | 7.4 | Residential |  | Annual | [5 empty] | 10 | 0.89 |  |  |  | 0 | 0 | 0.8 | 0 | 0 | 0 | 0 | 0 | 0 | 0 | 0 | 0 | 2006 Qtr 1: 0; 2006 Qtr 2: 0; 2006 Qtr 3: 0; 2006 Qtr 4: 0; 2007 Qtr 1: 0; 2007 Qtr 2: 0; 2007 Qtr 3: 0.8; 2007 Qtr 4: 0; 2008 Qtr 1: 0; 2008 Qtr 2: 0; 2008 Qtr 3: 0; 2008 Qtr 4: 0 | 0.8
0 | 255004-Low Flow Showerheads |  | 7 | Residential | 04-DMO-ResidentialMobileHome–DoubleWide-WAT_HEAT | 0 |  |  |  |  | 47.4375 | 0 | 0 | 0 | 34.6125 | 12.825 | 0 |  | kWh | 0 | 7.4 | Residential |  | Annual | [5 empty] | 10 | 0.89 |  |  |  | 0 | 0 | 1.6 | 0 | 0 | 0 | 0 | 0 | 0 | 0 | 0 | 0 | 2006 Qtr 1: 0; 2006 Qtr 2: 0; 2006 Qtr 3: 0; 2006 Qtr 4: 0; 2007 Qtr 1: 0; 2007 Qtr 2: 0; 2007 Qtr 3: 1.6; 2007 Qtr 4: 0; 2008 Qtr 1: 0; 2008 Qtr 2: 0; 2008 Qtr 3: 0; 2008 Qtr 4: 0 | 1.6
0 | 255004-Low Flow Showerheads |  | 10 | Residential | 04-DMO-ResidentialMobileHome–DoubleWide-WAT_HEAT | 0 |  |  |  |  | 47.4375 | 0 | 0 | 0 | 34.6125 | 12.825 | 0 |  | kWh | 0 | 7.4 | Residential |  | Annual | [5 empty] | 10 | 0.89 |  |  |  | 0 | 0 | 1.6 | 0 | 0 | 0 | 0 | 0 | 0 | 0 | 0 | 0 | 2006 Qtr 1: 0; 2006 Qtr 2: 0; 2006 Qtr 3: 0; 2006 Qtr 4: 0; 2007 Qtr 1: 0; 2007 Qtr 2: 0; 2007 Qtr 3: 1.6; 2007 Qtr 4: 0; 2008 Qtr 1: 0; 2008 Qtr 2: 0; 2008 Qtr 3: 0; 2008 Qtr 4: 0 | 1.6
0 | 255004-Low Flow Showerheads |  | 7 | Residential | 04-DMO-ResidentialMobileHome–DoubleWide-WAT_HEAT | 0 |  |  |  |  | 47.4375 | 0 | 0 | 0 | 34.6125 | 12.825 | 0 |  | kWh | 0 | 7.4 | Residential |  | Annual | [5 empty] | 10 | 0.89 |  |  |  | 0 | 0 | 1.6 | 0 | 0 | 0 | 0 | 0 | 0 | 0 | 0 | 0 | 2006 Qtr 1: 0; 2006 Qtr 2: 0; 2006 Qtr 3: 0; 2006 Qtr 4: 0; 2007 Qtr 1: 0; 2007 Qtr 2: 0; 2007 Qtr 3: 1.6; 2007 Qtr 4: 0; 2008 Qtr 1: 0; 2008 Qtr 2: 0; 2008 Qtr 3: 0; 2008 Qtr 4: 0 | 1.6
0 | 255004-Low Flow Showerheads |  | System | Residential | 04-DMO-ResidentialMobileHome–DoubleWide-WAT_HEAT | 0 |  |  |  |  | 47.4375 | 0 | 0 | 0 | 34.6125 | 12.825 | 0 |  | kWh | 0 | 7.4 | Residential |  | Annual | [5 empty] | 10 | 0.89 |  |  |  | 0 | 0 | 0.8 | 0 | 0 | 0 | 0 | 0 | 0 | 0 | 0 | 0 | 2006 Qtr 1: 0; 2006 Qtr 2: 0; 2006 Qtr 3: 0; 2006 Qtr 4: 0; 2007 Qtr 1: 0; 2007 Qtr 2: 0; 2007 Qtr 3: 0.8; 2007 Qtr 4: 0; 2008 Qtr 1: 0; 2008 Qtr 2: 0; 2008 Qtr 3: 0; 2008 Qtr 4: 0 | 0.8
0 | 255004-Low Flow Showerheads |  | 10 | Residential | 04-DMO-ResidentialMobileHome–DoubleWide-WAT_HEAT | 0 |  |  |  |  | 47.4375 | 0 | 0 | 0 | 34.6125 | 12.825 | 0 |  | kWh | 0 | 7.4 | Residential |  | Annual | [5 empty] | 10 | 0.89 |  |  |  | 0 | 0 | 1.6 | 0 | 0 | 0 | 0 | 0 | 0 | 0 | 0 | 0 | 2006 Qtr 1: 0; 2006 Qtr 2: 0; 2006 Qtr 3: 0; 2006 Qtr 4: 0; 2007 Qtr 1: 0; 2007 Qtr 2: 0; 2007 Qtr 3: 1.6; 2007 Qtr 4: 0; 2008 Qtr 1: 0; 2008 Qtr 2: 0; 2008 Qtr 3: 0; 2008 Qtr 4: 0 | 1.6
0 | 255004-Low Flow Showerheads |  | 7 | Residential | 04-DMO-ResidentialMobileHome–DoubleWide-WAT_HEAT | 0 |  |  |  |  | 47.4375 | 0 | 0 | 0 | 34.6125 | 12.825 | 0 |  | kWh | 0 | 7.4 | Residential |  | Annual | [5 empty] | 10 | 0.89 |  |  |  | 0 | 0 | 1.6 | 0 | 0 | 0 | 0 | 0 | 0 | 0 | 0 | 0 | 2006 Qtr 1: 0; 2006 Qtr 2: 0; 2006 Qtr 3: 0; 2006 Qtr 4: 0; 2007 Qtr 1: 0; 2007 Qtr 2: 0; 2007 Qtr 3: 1.6; 2007 Qtr 4: 0; 2008 Qtr 1: 0; 2008 Qtr 2: 0; 2008 Qtr 3: 0; 2008 Qtr 4: 0 | 1.6
0 | 255004-Low Flow Showerheads |  | 10 | Residential | 04-DMO-ResidentialMobileHome–DoubleWide-WAT_HEAT | 0 |  |  |  |  | 47.4375 | 0 | 0 | 0 | 34.6125 | 12.825 | 0 |  | kWh | 0 | 7.4 | Residential |  | Annual | [5 empty] | 10 | 0.89 |  |  |  | 0 | 0 | 0.8 | 0 | 0 | 0 | 0 | 0 | 0 | 0 | 0 | 0 | 2006 Qtr 1: 0; 2006 Qtr 2: 0; 2006 Qtr 3: 0; 2006 Qtr 4: 0; 2007 Qtr 1: 0; 2007 Qtr 2: 0; 2007 Qtr 3: 0.8; 2007 Qtr 4: 0; 2008 Qtr 1: 0; 2008 Qtr 2: 0; 2008 Qtr 3: 0; 2008 Qtr 4: 0 | 0.8
0 | 255004-Low Flow Showerheads |  | System | Residential | 04-DMO-ResidentialMobileHome–DoubleWide-WAT_HEAT | 0 |  |  |  |  | 47.4375 | 0 | 0 | 0 | 34.6125 | 12.825 | 0 |  | kWh | 0 | 7.4 | Residential |  | Annual | [5 empty] | 10 | 0.89 |  |  |  | 0 | 0 | 0.8 | 0 | 0 | 0 | 0 | 0 | 0 | 0 | 0 | 0 | 2006 Qtr 1: 0; 2006 Qtr 2: 0; 2006 Qtr 3: 0; 2006 Qtr 4: 0; 2007 Qtr 1: 0; 2007 Qtr 2: 0; 2007 Qtr 3: 0.8; 2007 Qtr 4: 0; 2008 Qtr 1: 0; 2008 Qtr 2: 0; 2008 Qtr 3: 0; 2008 Qtr 4: 0 | 0.8
0 | 255004-Low Flow Showerheads |  | 10 | Residential | 04-DMO-ResidentialMobileHome–DoubleWide-WAT_HEAT | 0 |  |  |  |  | 47.4375 | 0 | 0 | 0 | 34.6125 | 12.825 | 0 |  | kWh | 0 | 7.4 | Residential |  | Annual | [5 empty] | 10 | 0.89 |  |  |  | 0 | 0 | 1.6 | 0 | 0 | 0 | 0 | 0 | 0 | 0 | 0 | 0 | 2006 Qtr 1: 0; 2006 Qtr 2: 0; 2006 Qtr 3: 0; 2006 Qtr 4: 0; 2007 Qtr 1: 0; 2007 Qtr 2: 0; 2007 Qtr 3: 1.6; 2007 Qtr 4: 0; 2008 Qtr 1: 0; 2008 Qtr 2: 0; 2008 Qtr 3: 0; 2008 Qtr 4: 0 | 1.6
0 | 255004-Low Flow Showerheads |  | 10 | Residential | 04-DMO-ResidentialMobileHome–DoubleWide-WAT_HEAT | 0 |  |  |  |  | 47.4375 | 0 | 0 | 0 | 34.6125 | 12.825 | 0 |  | kWh | 0 | 7.4 | Residential |  | Annual | [5 empty] | 10 | 0.89 |  |  |  | 0 | 0 | 0.8 | 0 | 0 | 0 | 0 | 0 | 0 | 0 | 0 | 0 | 2006 Qtr 1: 0; 2006 Qtr 2: 0; 2006 Qtr 3: 0; 2006 Qtr 4: 0; 2007 Qtr 1: 0; 2007 Qtr 2: 0; 2007 Qtr 3: 0.8; 2007 Qtr 4: 0; 2008 Qtr 1: 0; 2008 Qtr 2: 0; 2008 Qtr 3: 0; 2008 Qtr 4: 0 | 0.8
0 | 255004-Low Flow Showerheads |  | 10 | Residential | 04-DMO-ResidentialMobileHome–DoubleWide-WAT_HEAT | 0 |  |  |  |  | 47.4375 | 0 | 0 | 0 | 34.6125 | 12.825 | 0 |  | kWh | 0 | 7.4 | Residential |  | Annual | [5 empty] | 10 | 0.89 |  |  |  | 0 | 0 | 0.8 | 0 | 0 | 0 | 0 | 0 | 0 | 0 | 0 | 0 | 2006 Qtr 1: 0; 2006 Qtr 2: 0; 2006 Qtr 3: 0; 2006 Qtr 4: 0; 2007 Qtr 1: 0; 2007 Qtr 2: 0; 2007 Qtr 3: 0.8; 2007 Qtr 4: 0; 2008 Qtr 1: 0; 2008 Qtr 2: 0; 2008 Qtr 3: 0; 2008 Qtr 4: 0 | 0.8
0 | 255004-Low Flow Showerheads |  | 10 | Residential | 04-DMO-ResidentialMobileHome–DoubleWide-WAT_HEAT | 0 |  |  |  |  | 47.4375 | 0 | 0 | 0 | 34.6125 | 12.825 | 0 |  | kWh | 0 | 7.4 | Residential |  | Annual | [5 empty] | 10 | 0.89 |  |  |  | 0 | 0 | 1.6 | 0 | 0 | 0 | 0 | 0 | 0 | 0 | 0 | 0 | 2006 Qtr 1: 0; 2006 Qtr 2: 0; 2006 Qtr 3: 0; 2006 Qtr 4: 0; 2007 Qtr 1: 0; 2007 Qtr 2: 0; 2007 Qtr 3: 1.6; 2007 Qtr 4: 0; 2008 Qtr 1: 0; 2008 Qtr 2: 0; 2008 Qtr 3: 0; 2008 Qtr 4: 0 | 1.6
0 | 255004-Low Flow Showerheads |  | 10 | Residential | 04-DMO-ResidentialMobileHome–DoubleWide-WAT_HEAT | 0 |  |  |  |  | 47.4375 | 0 | 0 | 0 | 34.6125 | 12.825 | 0 |  | kWh | 0 | 7.4 | Residential |  | Annual | [5 empty] | 10 | 0.89 |  |  |  | 0 | 0 | 1.6 | 0 | 0 | 0 | 0 | 0 | 0 | 0 | 0 | 0 | 2006 Qtr 1: 0; 2006 Qtr 2: 0; 2006 Qtr 3: 0; 2006 Qtr 4: 0; 2007 Qtr 1: 0; 2007 Qtr 2: 0; 2007 Qtr 3: 1.6; 2007 Qtr 4: 0; 2008 Qtr 1: 0; 2008 Qtr 2: 0; 2008 Qtr 3: 0; 2008 Qtr 4: 0 | 1.6
0 | 255004-Low Flow Showerheads |  | 10 | Residential | 04-DMO-ResidentialMobileHome–DoubleWide-WAT_HEAT | 0 |  |  |  |  | 47.4375 | 0 | 0 | 0 | 34.6125 | 12.825 | 0 |  | kWh | 0 | 7.4 | Residential |  | Annual | [5 empty] | 10 | 0.89 |  |  |  | 0 | 0 | 0.8 | 0 | 0 | 0 | 0 | 0 | 0 | 0 | 0 | 0 | 2006 Qtr 1: 0; 2006 Qtr 2: 0; 2006 Qtr 3: 0; 2006 Qtr 4: 0; 2007 Qtr 1: 0; 2007 Qtr 2: 0; 2007 Qtr 3: 0.8; 2007 Qtr 4: 0; 2008 Qtr 1: 0; 2008 Qtr 2: 0; 2008 Qtr 3: 0; 2008 Qtr 4: 0 | 0.8
0 | 255004-Low Flow Showerheads |  | 10 | Residential | 04-DMO-ResidentialMobileHome–DoubleWide-WAT_HEAT | 0 |  |  |  |  | 47.4375 | 0 | 0 | 0 | 34.6125 | 12.825 | 0 |  | kWh | 0 | 7.4 | Residential |  | Annual | [5 empty] | 10 | 0.89 |  |  |  | 0 | 0 | 1.6 | 0 | 0 | 0 | 0 | 0 | 0 | 0 | 0 | 0 | 2006 Qtr 1: 0; 2006 Qtr 2: 0; 2006 Qtr 3: 0; 2006 Qtr 4: 0; 2007 Qtr 1: 0; 2007 Qtr 2: 0; 2007 Qtr 3: 1.6; 2007 Qtr 4: 0; 2008 Qtr 1: 0; 2008 Qtr 2: 0; 2008 Qtr 3: 0; 2008 Qtr 4: 0 | 1.6
0 | 255004-Low Flow Showerheads |  | 10 | Residential | 04-DMO-ResidentialMobileHome–DoubleWide-WAT_HEAT | 0 |  |  |  |  | 47.4375 | 0 | 0 | 0 | 34.6125 | 12.825 | 0 |  | kWh | 0 | 7.4 | Residential |  | Annual | [5 empty] | 10 | 0.89 |  |  |  | 0 | 0 | 1.6 | 0 | 0 | 0 | 0 | 0 | 0 | 0 | 0 | 0 | 2006 Qtr 1: 0; 2006 Qtr 2: 0; 2006 Qtr 3: 0; 2006 Qtr 4: 0; 2007 Qtr 1: 0; 2007 Qtr 2: 0; 2007 Qtr 3: 1.6; 2007 Qtr 4: 0; 2008 Qtr 1: 0; 2008 Qtr 2: 0; 2008 Qtr 3: 0; 2008 Qtr 4: 0 | 1.6
0 | 255004-Low Flow Showerheads |  | 10 | Residential | 04-DMO-ResidentialMobileHome–DoubleWide-WAT_HEAT | 0 |  |  |  |  | 47.4375 | 0 | 0 | 0 | 34.6125 | 12.825 | 0 |  | kWh | 0 | 7.4 | Residential |  | Annual | [5 empty] | 10 | 0.89 |  |  |  | 0 | 0 | 1.6 | 0 | 0 | 0 | 0 | 0 | 0 | 0 | 0 | 0 | 2006 Qtr 1: 0; 2006 Qtr 2: 0; 2006 Qtr 3: 0; 2006 Qtr 4: 0; 2007 Qtr 1: 0; 2007 Qtr 2: 0; 2007 Qtr 3: 1.6; 2007 Qtr 4: 0; 2008 Qtr 1: 0; 2008 Qtr 2: 0; 2008 Qtr 3: 0; 2008 Qtr 4: 0 | 1.6
0 | 255004-Low Flow Showerheads |  | 10 | Residential | 04-DMO-ResidentialMobileHome–DoubleWide-WAT_HEAT | 0 |  |  |  |  | 47.4375 | 0 | 0 | 0 | 34.6125 | 12.825 | 0 |  | kWh | 0 | 7.4 | Residential |  | Annual | [5 empty] | 10 | 0.89 |  |  |  | 0 | 0 | 1.6 | 0 | 0 | 0 | 0 | 0 | 0 | 0 | 0 | 0 | 2006 Qtr 1: 0; 2006 Qtr 2: 0; 2006 Qtr 3: 0; 2006 Qtr 4: 0; 2007 Qtr 1: 0; 2007 Qtr 2: 0; 2007 Qtr 3: 1.6; 2007 Qtr 4: 0; 2008 Qtr 1: 0; 2008 Qtr 2: 0; 2008 Qtr 3: 0; 2008 Qtr 4: 0 | 1.6
0 | 255004-Low Flow Showerheads |  | 10 | Residential | 04-DMO-ResidentialMobileHome–DoubleWide-WAT_HEAT | 0 |  |  |  |  | 47.4375 | 0 | 0 | 0 | 34.6125 | 12.825 | 0 |  | kWh | 0 | 7.4 | Residential |  | Annual | [5 empty] | 10 | 0.89 |  |  |  | 0 | 0 | 1.6 | 0 | 0 | 0 | 0 | 0 | 0 | 0 | 0 | 0 | 2006 Qtr 1: 0; 2006 Qtr 2: 0; 2006 Qtr 3: 0; 2006 Qtr 4: 0; 2007 Qtr 1: 0; 2007 Qtr 2: 0; 2007 Qtr 3: 1.6; 2007 Qtr 4: 0; 2008 Qtr 1: 0; 2008 Qtr 2: 0; 2008 Qtr 3: 0; 2008 Qtr 4: 0 | 1.6
0 | 255004-Low Flow Showerheads |  | 7 | Residential | 04-DMO-ResidentialMobileHome–DoubleWide-WAT_HEAT | 0 |  |  |  |  | 47.4375 | 0 | 0 | 0 | 34.6125 | 12.825 | 0 |  | kWh | 0 | 7.4 | Residential |  | Annual | [5 empty] | 10 | 0.89 |  |  |  | 0 | 0 | 0.8 | 0 | 0 | 0 | 0 | 0 | 0 | 0 | 0 | 0 | 2006 Qtr 1: 0; 2006 Qtr 2: 0; 2006 Qtr 3: 0; 2006 Qtr 4: 0; 2007 Qtr 1: 0; 2007 Qtr 2: 0; 2007 Qtr 3: 0.8; 2007 Qtr 4: 0; 2008 Qtr 1: 0; 2008 Qtr 2: 0; 2008 Qtr 3: 0; 2008 Qtr 4: 0 | 0.8
0 | 255004-Low Flow Showerheads |  | 10 | Residential | 04-DMO-ResidentialMobileHome–DoubleWide-WAT_HEAT | 0 |  |  |  |  | 47.4375 | 0 | 0 | 0 | 34.6125 | 12.825 | 0 |  | kWh | 0 | 7.4 | Residential |  | Annual | [5 empty] | 10 | 0.89 |  |  |  | 0 | 0 | 1.6 | 0 | 0 | 0 | 0 | 0 | 0 | 0 | 0 | 0 | 2006 Qtr 1: 0; 2006 Qtr 2: 0; 2006 Qtr 3: 0; 2006 Qtr 4: 0; 2007 Qtr 1: 0; 2007 Qtr 2: 0; 2007 Qtr 3: 1.6; 2007 Qtr 4: 0; 2008 Qtr 1: 0; 2008 Qtr 2: 0; 2008 Qtr 3: 0; 2008 Qtr 4: 0 | 1.6
0 | 255004-Low Flow Showerheads |  | 10 | Residential | 04-DMO-ResidentialMobileHome–DoubleWide-WAT_HEAT | 0 |  |  |  |  | 47.4375 | 0 | 0 | 0 | 34.6125 | 12.825 | 0 |  | kWh | 0 | 7.4 | Residential |  | Annual | [5 empty] | 10 | 0.89 |  |  |  | 0 | 0 | 0.8 | 0 | 0 | 0 | 0 | 0 | 0 | 0 | 0 | 0 | 2006 Qtr 1: 0; 2006 Qtr 2: 0; 2006 Qtr 3: 0; 2006 Qtr 4: 0; 2007 Qtr 1: 0; 2007 Qtr 2: 0; 2007 Qtr 3: 0.8; 2007 Qtr 4: 0; 2008 Qtr 1: 0; 2008 Qtr 2: 0; 2008 Qtr 3: 0; 2008 Qtr 4: 0 | 0.8
0 | 255004-Low Flow Showerheads |  | 10 | Residential | 04-DMO-ResidentialMobileHome–DoubleWide-WAT_HEAT | 0 |  |  |  |  | 47.4375 | 0 | 0 | 0 | 34.6125 | 12.825 | 0 |  | kWh | 0 | 7.4 | Residential |  | Annual | [5 empty] | 10 | 0.89 |  |  |  | 0 | 0 | 0.8 | 0 | 0 | 0 | 0 | 0 | 0 | 0 | 0 | 0 | 2006 Qtr 1: 0; 2006 Qtr 2: 0; 2006 Qtr 3: 0; 2006 Qtr 4: 0; 2007 Qtr 1: 0; 2007 Qtr 2: 0; 2007 Qtr 3: 0.8; 2007 Qtr 4: 0; 2008 Qtr 1: 0; 2008 Qtr 2: 0; 2008 Qtr 3: 0; 2008 Qtr 4: 0 | 0.8
0 | 255004-Low Flow Showerheads |  | 10 | Residential | 04-DMO-ResidentialMobileHome–DoubleWide-WAT_HEAT | 0 |  |  |  |  | 47.4375 | 0 | 0 | 0 | 34.6125 | 12.825 | 0 |  | kWh | 0 | 7.4 | Residential |  | Annual | [5 empty] | 10 | 0.89 |  |  |  | 0 | 0 | 0.8 | 0 | 0 | 0 | 0 | 0 | 0 | 0 | 0 | 0 | 2006 Qtr 1: 0; 2006 Qtr 2: 0; 2006 Qtr 3: 0; 2006 Qtr 4: 0; 2007 Qtr 1: 0; 2007 Qtr 2: 0; 2007 Qtr 3: 0.8; 2007 Qtr 4: 0; 2008 Qtr 1: 0; 2008 Qtr 2: 0; 2008 Qtr 3: 0; 2008 Qtr 4: 0 | 0.8
0 | 255004-Low Flow Showerheads |  | 10 | Residential | 04-DMO-ResidentialMobileHome–DoubleWide-WAT_HEAT | 0 |  |  |  |  | 47.4375 | 0 | 0 | 0 | 34.6125 | 12.825 | 0 |  | kWh | 0 | 7.4 | Residential |  | Annual | [5 empty] | 10 | 0.89 |  |  |  | 0 | 0 | 0.8 | 0 | 0 | 0 | 0 | 0 | 0 | 0 | 0 | 0 | 2006 Qtr 1: 0; 2006 Qtr 2: 0; 2006 Qtr 3: 0; 2006 Qtr 4: 0; 2007 Qtr 1: 0; 2007 Qtr 2: 0; 2007 Qtr 3: 0.8; 2007 Qtr 4: 0; 2008 Qtr 1: 0; 2008 Qtr 2: 0; 2008 Qtr 3: 0; 2008 Qtr 4: 0 | 0.8
0 | 255004-Low Flow Showerheads |  | 10 | Residential | 04-DMO-ResidentialMobileHome–DoubleWide-WAT_HEAT | 0 |  |  |  |  | 47.4375 | 0 | 0 | 0 | 34.6125 | 12.825 | 0 |  | kWh | 0 | 7.4 | Residential |  | Annual | [5 empty] | 10 | 0.89 |  |  |  | 0 | 0 | 0.8 | 0 | 0 | 0 | 0 | 0 | 0 | 0 | 0 | 0 | 2006 Qtr 1: 0; 2006 Qtr 2: 0; 2006 Qtr 3: 0; 2006 Qtr 4: 0; 2007 Qtr 1: 0; 2007 Qtr 2: 0; 2007 Qtr 3: 0.8; 2007 Qtr 4: 0; 2008 Qtr 1: 0; 2008 Qtr 2: 0; 2008 Qtr 3: 0; 2008 Qtr 4: 0 | 0.8
0 | 255004-Low Flow Showerheads |  | 10 | Residential | 04-DMO-ResidentialMobileHome–DoubleWide-WAT_HEAT | 0 |  |  |  |  | 47.4375 | 0 | 0 | 0 | 34.6125 | 12.825 | 0 |  | kWh | 0 | 7.4 | Residential |  | Annual | [5 empty] | 10 | 0.89 |  |  |  | 0 | 0 | 0.8 | 0 | 0 | 0 | 0 | 0 | 0 | 0 | 0 | 0 | 2006 Qtr 1: 0; 2006 Qtr 2: 0; 2006 Qtr 3: 0; 2006 Qtr 4: 0; 2007 Qtr 1: 0; 2007 Qtr 2: 0; 2007 Qtr 3: 0.8; 2007 Qtr 4: 0; 2008 Qtr 1: 0; 2008 Qtr 2: 0; 2008 Qtr 3: 0; 2008 Qtr 4: 0 | 0.8
0 | 255004-Low Flow Showerheads |  | 10 | Residential | 04-DMO-ResidentialMobileHome–DoubleWide-WAT_HEAT | 0 |  |  |  |  | 47.4375 | 0 | 0 | 0 | 34.6125 | 12.825 | 0 |  | kWh | 0 | 7.4 | Residential |  | Annual | [5 empty] | 10 | 0.89 |  |  |  | 0 | 0 | 0.8 | 0 | 0 | 0 | 0 | 0 | 0 | 0 | 0 | 0 | 2006 Qtr 1: 0; 2006 Qtr 2: 0; 2006 Qtr 3: 0; 2006 Qtr 4: 0; 2007 Qtr 1: 0; 2007 Qtr 2: 0; 2007 Qtr 3: 0.8; 2007 Qtr 4: 0; 2008 Qtr 1: 0; 2008 Qtr 2: 0; 2008 Qtr 3: 0; 2008 Qtr 4: 0 | 0.8
0 | 255004-Low Flow Showerheads |  | 10 | Residential | 04-DMO-ResidentialMobileHome–DoubleWide-WAT_HEAT | 0 |  |  |  |  | 47.4375 | 0 | 0 | 0 | 34.6125 | 12.825 | 0 |  | kWh | 0 | 7.4 | Residential |  | Annual | [5 empty] | 10 | 0.89 |  |  |  | 0 | 0 | 1.6 | 0 | 0 | 0 | 0 | 0 | 0 | 0 | 0 | 0 | 2006 Qtr 1: 0; 2006 Qtr 2: 0; 2006 Qtr 3: 0; 2006 Qtr 4: 0; 2007 Qtr 1: 0; 2007 Qtr 2: 0; 2007 Qtr 3: 1.6; 2007 Qtr 4: 0; 2008 Qtr 1: 0; 2008 Qtr 2: 0; 2008 Qtr 3: 0; 2008 Qtr 4: 0 | 1.6
0 | 255004-Low Flow Showerheads |  | 7 | Residential | 04-DMO-ResidentialMobileHome–DoubleWide-WAT_HEAT | 0 |  |  |  |  | 47.4375 | 0 | 0 | 0 | 34.6125 | 12.825 | 0 |  | kWh | 0 | 7.4 | Residential |  | Annual | [5 empty] | 10 | 0.89 |  |  |  | 0 | 0 | 0.8 | 0 | 0 | 0 | 0 | 0 | 0 | 0 | 0 | 0 | 2006 Qtr 1: 0; 2006 Qtr 2: 0; 2006 Qtr 3: 0; 2006 Qtr 4: 0; 2007 Qtr 1: 0; 2007 Qtr 2: 0; 2007 Qtr 3: 0.8; 2007 Qtr 4: 0; 2008 Qtr 1: 0; 2008 Qtr 2: 0; 2008 Qtr 3: 0; 2008 Qtr 4: 0 | 0.8
0 | 255004-Low Flow Showerheads |  | 10 | Residential | 04-DMO-ResidentialMobileHome–DoubleWide-WAT_HEAT | 0 |  |  |  |  | 47.4375 | 0 | 0 | 0 | 34.6125 | 12.825 | 0 |  | kWh | 0 | 7.4 | Residential |  | Annual | [5 empty] | 10 | 0.89 |  |  |  | 0 | 0 | 1.6 | 0 | 0 | 0 | 0 | 0 | 0 | 0 | 0 | 0 | 2006 Qtr 1: 0; 2006 Qtr 2: 0; 2006 Qtr 3: 0; 2006 Qtr 4: 0; 2007 Qtr 1: 0; 2007 Qtr 2: 0; 2007 Qtr 3: 1.6; 2007 Qtr 4: 0; 2008 Qtr 1: 0; 2008 Qtr 2: 0; 2008 Qtr 3: 0; 2008 Qtr 4: 0 | 1.6
0 | 255004-Low Flow Showerheads |  | 10 | Residential | 04-DMO-ResidentialMobileHome–DoubleWide-WAT_HEAT | 0 |  |  |  |  | 47.4375 | 0 | 0 | 0 | 34.6125 | 12.825 | 0 |  | kWh | 0 | 7.4 | Residential |  | Annual | [5 empty] | 10 | 0.89 |  |  |  | 0 | 0 | 0.8 | 0 | 0 | 0 | 0 | 0 | 0 | 0 | 0 | 0 | 2006 Qtr 1: 0; 2006 Qtr 2: 0; 2006 Qtr 3: 0; 2006 Qtr 4: 0; 2007 Qtr 1: 0; 2007 Qtr 2: 0; 2007 Qtr 3: 0.8; 2007 Qtr 4: 0; 2008 Qtr 1: 0; 2008 Qtr 2: 0; 2008 Qtr 3: 0; 2008 Qtr 4: 0 | 0.8
0 | 255004-Low Flow Showerheads |  | 7 | Residential | 04-DMO-ResidentialMobileHome–DoubleWide-WAT_HEAT | 0 |  |  |  |  | 47.4375 | 0 | 0 | 0 | 34.6125 | 12.825 | 0 |  | kWh | 0 | 7.4 | Residential |  | Annual | [5 empty] | 10 | 0.89 |  |  |  | 0 | 0 | 0.8 | 0 | 0 | 0 | 0 | 0 | 0 | 0 | 0 | 0 | 2006 Qtr 1: 0; 2006 Qtr 2: 0; 2006 Qtr 3: 0; 2006 Qtr 4: 0; 2007 Qtr 1: 0; 2007 Qtr 2: 0; 2007 Qtr 3: 0.8; 2007 Qtr 4: 0; 2008 Qtr 1: 0; 2008 Qtr 2: 0; 2008 Qtr 3: 0; 2008 Qtr 4: 0 | 0.8
0 | 255004-Low Flow Showerheads |  | 10 | Residential | 04-DMO-ResidentialMobileHome–DoubleWide-WAT_HEAT | 0 |  |  |  |  | 47.4375 | 0 | 0 | 0 | 34.6125 | 12.825 | 0 |  | kWh | 0 | 7.4 | Residential |  | Annual | [5 empty] | 10 | 0.89 |  |  |  | 0 | 0 | 0.8 | 0 | 0 | 0 | 0 | 0 | 0 | 0 | 0 | 0 | 2006 Qtr 1: 0; 2006 Qtr 2: 0; 2006 Qtr 3: 0; 2006 Qtr 4: 0; 2007 Qtr 1: 0; 2007 Qtr 2: 0; 2007 Qtr 3: 0.8; 2007 Qtr 4: 0; 2008 Qtr 1: 0; 2008 Qtr 2: 0; 2008 Qtr 3: 0; 2008 Qtr 4: 0 | 0.8
0 | 255004-Low Flow Showerheads |  | 10 | Residential | 04-DMO-ResidentialMobileHome–DoubleWide-WAT_HEAT | 0 |  |  |  |  | 47.4375 | 0 | 0 | 0 | 34.6125 | 12.825 | 0 |  | kWh | 0 | 7.4 | Residential |  | Annual | [5 empty] | 10 | 0.89 |  |  |  | 0 | 0 | 0.8 | 0 | 0 | 0 | 0 | 0 | 0 | 0 | 0 | 0 | 2006 Qtr 1: 0; 2006 Qtr 2: 0; 2006 Qtr 3: 0; 2006 Qtr 4: 0; 2007 Qtr 1: 0; 2007 Qtr 2: 0; 2007 Qtr 3: 0.8; 2007 Qtr 4: 0; 2008 Qtr 1: 0; 2008 Qtr 2: 0; 2008 Qtr 3: 0; 2008 Qtr 4: 0 | 0.8
0 | 255004-Low Flow Showerheads |  | 10 | Residential | 04-DMO-ResidentialMobileHome–DoubleWide-WAT_HEAT | 0 |  |  |  |  | 47.4375 | 0 | 0 | 0 | 34.6125 | 12.825 | 0 |  | kWh | 0 | 7.4 | Residential |  | Annual | [5 empty] | 10 | 0.89 |  |  |  | 0 | 0 | 0.8 | 0 | 0 | 0 | 0 | 0 | 0 | 0 | 0 | 0 | 2006 Qtr 1: 0; 2006 Qtr 2: 0; 2006 Qtr 3: 0; 2006 Qtr 4: 0; 2007 Qtr 1: 0; 2007 Qtr 2: 0; 2007 Qtr 3: 0.8; 2007 Qtr 4: 0; 2008 Qtr 1: 0; 2008 Qtr 2: 0; 2008 Qtr 3: 0; 2008 Qtr 4: 0 | 0.8
0 | 255004-Low Flow Showerheads |  | 10 | Residential | 04-DMO-ResidentialMobileHome–DoubleWide-WAT_HEAT | 0 |  |  |  |  | 47.4375 | 0 | 0 | 0 | 34.6125 | 12.825 | 0 |  | kWh | 0 | 7.4 | Residential |  | Annual | [5 empty] | 10 | 0.89 |  |  |  | 0 | 0 | 0.8 | 0 | 0 | 0 | 0 | 0 | 0 | 0 | 0 | 0 | 2006 Qtr 1: 0; 2006 Qtr 2: 0; 2006 Qtr 3: 0; 2006 Qtr 4: 0; 2007 Qtr 1: 0; 2007 Qtr 2: 0; 2007 Qtr 3: 0.8; 2007 Qtr 4: 0; 2008 Qtr 1: 0; 2008 Qtr 2: 0; 2008 Qtr 3: 0; 2008 Qtr 4: 0 | 0.8
0 | 255004-Low Flow Showerheads |  | 10 | Residential | 04-DMO-ResidentialMobileHome–DoubleWide-WAT_HEAT | 0 |  |  |  |  | 47.4375 | 0 | 0 | 0 | 34.6125 | 12.825 | 0 |  | kWh | 0 | 7.4 | Residential |  | Annual | [5 empty] | 10 | 0.89 |  |  |  | 0 | 0 | 1.6 | 0 | 0 | 0 | 0 | 0 | 0 | 0 | 0 | 0 | 2006 Qtr 1: 0; 2006 Qtr 2: 0; 2006 Qtr 3: 0; 2006 Qtr 4: 0; 2007 Qtr 1: 0; 2007 Qtr 2: 0; 2007 Qtr 3: 1.6; 2007 Qtr 4: 0; 2008 Qtr 1: 0; 2008 Qtr 2: 0; 2008 Qtr 3: 0; 2008 Qtr 4: 0 | 1.6
0 | 255004-Low Flow Showerheads |  | 10 | Residential | 04-DMO-ResidentialMobileHome–DoubleWide-WAT_HEAT | 0 |  |  |  |  | 47.4375 | 0 | 0 | 0 | 34.6125 | 12.825 | 0 |  | kWh | 0 | 7.4 | Residential |  | Annual | [5 empty] | 10 | 0.89 |  |  |  | 0 | 0 | 1.6 | 0 | 0 | 0 | 0 | 0 | 0 | 0 | 0 | 0 | 2006 Qtr 1: 0; 2006 Qtr 2: 0; 2006 Qtr 3: 0; 2006 Qtr 4: 0; 2007 Qtr 1: 0; 2007 Qtr 2: 0; 2007 Qtr 3: 1.6; 2007 Qtr 4: 0; 2008 Qtr 1: 0; 2008 Qtr 2: 0; 2008 Qtr 3: 0; 2008 Qtr 4: 0 | 1.6
0 | 255004-Low Flow Showerheads |  | 10 | Residential | 04-DMO-ResidentialMobileHome–DoubleWide-WAT_HEAT | 0 |  |  |  |  | 47.4375 | 0 | 0 | 0 | 34.6125 | 12.825 | 0 |  | kWh | 0 | 7.4 | Residential |  | Annual | [5 empty] | 10 | 0.89 |  |  |  | 0 | 0 | 0.8 | 0 | 0 | 0 | 0 | 0 | 0 | 0 | 0 | 0 | 2006 Qtr 1: 0; 2006 Qtr 2: 0; 2006 Qtr 3: 0; 2006 Qtr 4: 0; 2007 Qtr 1: 0; 2007 Qtr 2: 0; 2007 Qtr 3: 0.8; 2007 Qtr 4: 0; 2008 Qtr 1: 0; 2008 Qtr 2: 0; 2008 Qtr 3: 0; 2008 Qtr 4: 0 | 0.8
0 | 255004-Low Flow Showerheads |  | 7 | Residential | 04-DMO-ResidentialMobileHome–DoubleWide-WAT_HEAT | 0 |  |  |  |  | 47.4375 | 0 | 0 | 0 | 34.6125 | 12.825 | 0 |  | kWh | 0 | 7.4 | Residential |  | Annual | [5 empty] | 10 | 0.89 |  |  |  | 0 | 0 | 0.8 | 0 | 0 | 0 | 0 | 0 | 0 | 0 | 0 | 0 | 2006 Qtr 1: 0; 2006 Qtr 2: 0; 2006 Qtr 3: 0; 2006 Qtr 4: 0; 2007 Qtr 1: 0; 2007 Qtr 2: 0; 2007 Qtr 3: 0.8; 2007 Qtr 4: 0; 2008 Qtr 1: 0; 2008 Qtr 2: 0; 2008 Qtr 3: 0; 2008 Qtr 4: 0 | 0.8
0 | 255004-Low Flow Showerheads |  | 10 | Residential | 04-DMO-ResidentialMobileHome–DoubleWide-WAT_HEAT | 0 |  |  |  |  | 47.4375 | 0 | 0 | 0 | 34.6125 | 12.825 | 0 |  | kWh | 0 | 7.4 | Residential |  | Annual | [5 empty] | 10 | 0.89 |  |  |  | 0 | 0 | 1.6 | 0 | 0 | 0 | 0 | 0 | 0 | 0 | 0 | 0 | 2006 Qtr 1: 0; 2006 Qtr 2: 0; 2006 Qtr 3: 0; 2006 Qtr 4: 0; 2007 Qtr 1: 0; 2007 Qtr 2: 0; 2007 Qtr 3: 1.6; 2007 Qtr 4: 0; 2008 Qtr 1: 0; 2008 Qtr 2: 0; 2008 Qtr 3: 0; 2008 Qtr 4: 0 | 1.6
0 | 255004-Low Flow Showerheads |  | 10 | Residential | 04-DMO-ResidentialMobileHome–DoubleWide-WAT_HEAT | 0 |  |  |  |  | 47.4375 | 0 | 0 | 0 | 34.6125 | 12.825 | 0 |  | kWh | 0 | 7.4 | Residential |  | Annual | [5 empty] | 10 | 0.89 |  |  |  | 0 | 0 | 1.6 | 0 | 0 | 0 | 0 | 0 | 0 | 0 | 0 | 0 | 2006 Qtr 1: 0; 2006 Qtr 2: 0; 2006 Qtr 3: 0; 2006 Qtr 4: 0; 2007 Qtr 1: 0; 2007 Qtr 2: 0; 2007 Qtr 3: 1.6; 2007 Qtr 4: 0; 2008 Qtr 1: 0; 2008 Qtr 2: 0; 2008 Qtr 3: 0; 2008 Qtr 4: 0 | 1.6
0 | 255004-Low Flow Showerheads |  | 10 | Residential | 04-DMO-ResidentialMobileHome–DoubleWide-WAT_HEAT | 0 |  |  |  |  | 47.4375 | 0 | 0 | 0 | 34.6125 | 12.825 | 0 |  | kWh | 0 | 7.4 | Residential |  | Annual | [5 empty] | 10 | 0.89 |  |  |  | 0 | 0 | 0.8 | 0 | 0 | 0 | 0 | 0 | 0 | 0 | 0 | 0 | 2006 Qtr 1: 0; 2006 Qtr 2: 0; 2006 Qtr 3: 0; 2006 Qtr 4: 0; 2007 Qtr 1: 0; 2007 Qtr 2: 0; 2007 Qtr 3: 0.8; 2007 Qtr 4: 0; 2008 Qtr 1: 0; 2008 Qtr 2: 0; 2008 Qtr 3: 0; 2008 Qtr 4: 0 | 0.8
0 | 255004-Low Flow Showerheads |  | 7 | Residential | 04-DMO-ResidentialMobileHome–DoubleWide-WAT_HEAT | 0 |  |  |  |  | 47.4375 | 0 | 0 | 0 | 34.6125 | 12.825 | 0 |  | kWh | 0 | 7.4 | Residential |  | Annual | [5 empty] | 10 | 0.89 |  |  |  | 0 | 0 | 0.8 | 0 | 0 | 0 | 0 | 0 | 0 | 0 | 0 | 0 | 2006 Qtr 1: 0; 2006 Qtr 2: 0; 2006 Qtr 3: 0; 2006 Qtr 4: 0; 2007 Qtr 1: 0; 2007 Qtr 2: 0; 2007 Qtr 3: 0.8; 2007 Qtr 4: 0; 2008 Qtr 1: 0; 2008 Qtr 2: 0; 2008 Qtr 3: 0; 2008 Qtr 4: 0 | 0.8
0 | 255004-Low Flow Showerheads |  | 7 | Residential | 04-DMO-ResidentialMobileHome–DoubleWide-WAT_HEAT | 0 |  |  |  |  | 47.4375 | 0 | 0 | 0 | 34.6125 | 12.825 | 0 |  | kWh | 0 | 7.4 | Residential |  | Annual | [5 empty] | 10 | 0.89 |  |  |  | 0 | 0 | 1.6 | 0 | 0 | 0 | 0 | 0 | 0 | 0 | 0 | 0 | 2006 Qtr 1: 0; 2006 Qtr 2: 0; 2006 Qtr 3: 0; 2006 Qtr 4: 0; 2007 Qtr 1: 0; 2007 Qtr 2: 0; 2007 Qtr 3: 1.6; 2007 Qtr 4: 0; 2008 Qtr 1: 0; 2008 Qtr 2: 0; 2008 Qtr 3: 0; 2008 Qtr 4: 0 | 1.6
0 | 255004-Low Flow Showerheads |  | 10 | Residential | 04-DMO-ResidentialMobileHome–DoubleWide-WAT_HEAT | 0 |  |  |  |  | 47.4375 | 0 | 0 | 0 | 34.6125 | 12.825 | 0 |  | kWh | 0 | 7.4 | Residential |  | Annual | [5 empty] | 10 | 0.89 |  |  |  | 0 | 0 | 0.8 | 0 | 0 | 0 | 0 | 0 | 0 | 0 | 0 | 0 | 2006 Qtr 1: 0; 2006 Qtr 2: 0; 2006 Qtr 3: 0; 2006 Qtr 4: 0; 2007 Qtr 1: 0; 2007 Qtr 2: 0; 2007 Qtr 3: 0.8; 2007 Qtr 4: 0; 2008 Qtr 1: 0; 2008 Qtr 2: 0; 2008 Qtr 3: 0; 2008 Qtr 4: 0 | 0.8
0 | 255004-Low Flow Showerheads |  | 7 | Residential | 04-DMO-ResidentialMobileHome–DoubleWide-WAT_HEAT | 0 |  |  |  |  | 47.4375 | 0 | 0 | 0 | 34.6125 | 12.825 | 0 |  | kWh | 0 | 7.4 | Residential |  | Annual | [5 empty] | 10 | 0.89 |  |  |  | 0 | 0 | 0.8 | 0 | 0 | 0 | 0 | 0 | 0 | 0 | 0 | 0 | 2006 Qtr 1: 0; 2006 Qtr 2: 0; 2006 Qtr 3: 0; 2006 Qtr 4: 0; 2007 Qtr 1: 0; 2007 Qtr 2: 0; 2007 Qtr 3: 0.8; 2007 Qtr 4: 0; 2008 Qtr 1: 0; 2008 Qtr 2: 0; 2008 Qtr 3: 0; 2008 Qtr 4: 0 | 0.8
0 | 255004-Low Flow Showerheads |  | 7 | Residential | 04-DMO-ResidentialMobileHome–DoubleWide-WAT_HEAT | 0 |  |  |  |  | 47.4375 | 0 | 0 | 0 | 34.6125 | 12.825 | 0 |  | kWh | 0 | 7.4 | Residential |  | Annual | [5 empty] | 10 | 0.89 |  |  |  | 0 | 0 | 1.6 | 0 | 0 | 0 | 0 | 0 | 0 | 0 | 0 | 0 | 2006 Qtr 1: 0; 2006 Qtr 2: 0; 2006 Qtr 3: 0; 2006 Qtr 4: 0; 2007 Qtr 1: 0; 2007 Qtr 2: 0; 2007 Qtr 3: 1.6; 2007 Qtr 4: 0; 2008 Qtr 1: 0; 2008 Qtr 2: 0; 2008 Qtr 3: 0; 2008 Qtr 4: 0 | 1.6
0 | 255004-Low Flow Showerheads |  | 10 | Residential | 04-DMO-ResidentialMobileHome–DoubleWide-WAT_HEAT | 0 |  |  |  |  | 47.4375 | 0 | 0 | 0 | 34.6125 | 12.825 | 0 |  | kWh | 0 | 7.4 | Residential |  | Annual | [5 empty] | 10 | 0.89 |  |  |  | 0 | 0 | 0.8 | 0 | 0 | 0 | 0 | 0 | 0 | 0 | 0 | 0 | 2006 Qtr 1: 0; 2006 Qtr 2: 0; 2006 Qtr 3: 0; 2006 Qtr 4: 0; 2007 Qtr 1: 0; 2007 Qtr 2: 0; 2007 Qtr 3: 0.8; 2007 Qtr 4: 0; 2008 Qtr 1: 0; 2008 Qtr 2: 0; 2008 Qtr 3: 0; 2008 Qtr 4: 0 | 0.8
0 | 255004-Low Flow Showerheads |  | 10 | Residential | 04-DMO-ResidentialMobileHome–DoubleWide-WAT_HEAT | 0 |  |  |  |  | 47.4375 | 0 | 0 | 0 | 34.6125 | 12.825 | 0 |  | kWh | 0 | 7.4 | Residential |  | Annual | [5 empty] | 10 | 0.89 |  |  |  | 0 | 0 | 1.6 | 0 | 0 | 0 | 0 | 0 | 0 | 0 | 0 | 0 | 2006 Qtr 1: 0; 2006 Qtr 2: 0; 2006 Qtr 3: 0; 2006 Qtr 4: 0; 2007 Qtr 1: 0; 2007 Qtr 2: 0; 2007 Qtr 3: 1.6; 2007 Qtr 4: 0; 2008 Qtr 1: 0; 2008 Qtr 2: 0; 2008 Qtr 3: 0; 2008 Qtr 4: 0 | 1.6
0 | 255004-Low Flow Showerheads |  | 10 | Residential | 04-DMO-ResidentialMobileHome–DoubleWide-WAT_HEAT | 0 |  |  |  |  | 47.4375 | 0 | 0 | 0 | 34.6125 | 12.825 | 0 |  | kWh | 0 | 7.4 | Residential |  | Annual | [5 empty] | 10 | 0.89 |  |  |  | 0 | 0 | 0.8 | 0 | 0 | 0 | 0 | 0 | 0 | 0 | 0 | 0 | 2006 Qtr 1: 0; 2006 Qtr 2: 0; 2006 Qtr 3: 0; 2006 Qtr 4: 0; 2007 Qtr 1: 0; 2007 Qtr 2: 0; 2007 Qtr 3: 0.8; 2007 Qtr 4: 0; 2008 Qtr 1: 0; 2008 Qtr 2: 0; 2008 Qtr 3: 0; 2008 Qtr 4: 0 | 0.8
0 | 255004-Low Flow Showerheads |  | 10 | Residential | 04-DMO-ResidentialMobileHome–DoubleWide-WAT_HEAT | 0 |  |  |  |  | 47.4375 | 0 | 0 | 0 | 34.6125 | 12.825 | 0 |  | kWh | 0 | 7.4 | Residential |  | Annual | [5 empty] | 10 | 0.89 |  |  |  | 0 | 0 | 1.6 | 0 | 0 | 0 | 0 | 0 | 0 | 0 | 0 | 0 | 2006 Qtr 1: 0; 2006 Qtr 2: 0; 2006 Qtr 3: 0; 2006 Qtr 4: 0; 2007 Qtr 1: 0; 2007 Qtr 2: 0; 2007 Qtr 3: 1.6; 2007 Qtr 4: 0; 2008 Qtr 1: 0; 2008 Qtr 2: 0; 2008 Qtr 3: 0; 2008 Qtr 4: 0 | 1.6
0 | 255004-Low Flow Showerheads |  | 7 | Residential | 04-DMO-ResidentialMobileHome–DoubleWide-WAT_HEAT | 0 |  |  |  |  | 47.4375 | 0 | 0 | 0 | 34.6125 | 12.825 | 0 |  | kWh | 0 | 7.4 | Residential |  | Annual | [5 empty] | 10 | 0.89 |  |  |  | 0 | 0 | 1.6 | 0 | 0 | 0 | 0 | 0 | 0 | 0 | 0 | 0 | 2006 Qtr 1: 0; 2006 Qtr 2: 0; 2006 Qtr 3: 0; 2006 Qtr 4: 0; 2007 Qtr 1: 0; 2007 Qtr 2: 0; 2007 Qtr 3: 1.6; 2007 Qtr 4: 0; 2008 Qtr 1: 0; 2008 Qtr 2: 0; 2008 Qtr 3: 0; 2008 Qtr 4: 0 | 1.6
0 | 255004-Low Flow Showerheads |  | 7 | Residential | 04-DMO-ResidentialMobileHome–DoubleWide-WAT_HEAT | 0 |  |  |  |  | 47.4375 | 0 | 0 | 0 | 34.6125 | 12.825 | 0 |  | kWh | 0 | 7.4 | Residential |  | Annual | [5 empty] | 10 | 0.89 |  |  |  | 0 | 0 | 1.6 | 0 | 0 | 0 | 0 | 0 | 0 | 0 | 0 | 0 | 2006 Qtr 1: 0; 2006 Qtr 2: 0; 2006 Qtr 3: 0; 2006 Qtr 4: 0; 2007 Qtr 1: 0; 2007 Qtr 2: 0; 2007 Qtr 3: 1.6; 2007 Qtr 4: 0; 2008 Qtr 1: 0; 2008 Qtr 2: 0; 2008 Qtr 3: 0; 2008 Qtr 4: 0 | 1.6
Do NOT enter program data in this row or below. The Spreadsheet will not evaluate any such data. | bar: 2009 Qtr 1; 2011 Qtr 2 to 2011 Qtr 4; 2013 Qtr 2 to 2013 Qtr 4; 2015 Qtr 2 to 2015 Qtr 4
Lists of Dimensions and their Labels
|  |  | Climate Zones | Sectors | End Use Validation List |  | Measure Types for Measure Life | Measure Types for NTGR | Gas Sector | Gas Savings Profile | Combustor Type
|  |  | 7 | Residential | 01-ALC-AllCommercial-Cooling |  | NONRESIDENTIAL MEASURES: |  | Residential | Summer Only | Large Boilers (>100 MMBtu/hr Heat Input):Uncontrolled
|  |  | 10 | Commercial | 01-ALC-AllCommercial-ExtLight |  | **************************************************************** | Appliance early retirement and replacement 0.80 | Commercial | Winter Only | Large Boilers (>100 MMBtu/hr Heat Input):Controlled Low NOx Burner
|  |  | 14 | Industrial | 01-ALC-AllCommercial-IntLight |  | Ballast – Dimmable: NR - 11 | California Home Energy Efficiency Rating System (CHEERS) | Core | Annual | Large Boilers (>100 MMBtu/hr Heat Input):Controlled – Flue Gas Recirculation
|  |  | 15 | Agricultural | 01-ALC-AllCommercial-OffEquip |  | Ballast – Electronic: NR - 11 | Residential Audits 0.72 |  |  | Small Boilers (<100 MMBtu/hr Heat Input):Uncontrolled
|  |  | System | Not Used | 01-ALC-AllCommercial-Refrig |  | Fluorescent Fixture – T8: C/I/A - 11 | Refrigerator Recycling 0.35 |  |  | Small Boilers (<100 MMBtu/hr Heat Input):Controlled Low NOx Burner
|  |  |  | Not Used | 01-ALC-AllCommercial-Vent/Fan |  | Fixture: T8 Lamp & Electronic Ballast: C/I/A - 11 | Freezer Recycling 0.54 |  |  | Small Boilers (<100 MMBtu/hr Heat Input):Controlled – Flue Gas Recirculation
|  |  |  | Not Used | 02-ASM-Assembly-Cooling |  | T8 Fixtures – 17 Watt Lamp, 2ft or 32-watt Lamp, 4ft 11 | Residential Contractor Program 0.89 |  |  | Residential Furnaces (<0.3):Uncontrolled
[5 empty] | 02-ASM-Assembly-Exit |  | T8 Lamps: C/I/A - 5 | Emerging Technologies 0.83
[5 empty] | 02-ASM-Assembly-ExtLight |  | High Efficiency Lighting (HID): NR - 16 | All other residential programs 0.80
[5 empty] | 02-ASM-Assembly-IntLight |  | High Output T5 Fixture: NR - 16 |  | Electric Rate | Gas Rate
[5 empty] | 03-BCR-BothResidentialandCommercial-COOL |  | Indoor or Outdoor Lighting System Modification: NR - 13.5 | Advanced water heating systems 1.00 | Residential | 0
[5 empty] | 03-BCR-BothResidentialandCommercial-LIT_INT |  | Lighting Controls: NR - 16 | Agricultural and Dairy Incentives 0.75 | Commercial | Residential
[5 empty] | 03-BCR-BothResidentialandCommercial-OFF_EQ |  | Daylighting Controls; NR - 16 | Coin Laundry and Dry Cleaner Education 0.70 | Not Used | Not Used
[5 empty] | 03-BCR-BothResidentialandCommercial-LIT_EXT |  | Lighting Power Density: NR - 11 | Commercial and agricultural information, tools, or design assistance services | Not Used
[5 empty] | 03-BCR-BothResidentialandCommercial-REFG |  | Exit Sign – CF Hardware Kit/LED/ Electro-Luminescent: NR - 16 | Comprehensive Space Conditioning 1.00 | Not Used
[5 empty] | 03-BCR-BothResidentialandCommercial-VENT |  | Occupancy Sensor: NR - 8 | Lodging Education 0.70
[5 empty] | 04-DMO-ResidentialMobileHome–DoubleWide-CL_DRY |  | Photocell: NR - 8 | Express Efficiency (rebates) 0.96
[5 empty] | 04-DMO-ResidentialMobileHome–DoubleWide-CL_WASH |  | Time Clock – Lighting: NR - 8 | Energy Management Services, including audits (for small and medium customers)
[5 empty] | 04-DMO-ResidentialMobileHome–DoubleWide-DSH_WASH |  | Induction Lamps: NR - 2 | Food Services Equipment Retrofit 1.00
[5 empty] | 04-DMO-ResidentialMobileHome–DoubleWide-FREEZ |  | Induction Fixture: NR - 16 | Industrial Information and Services 0.74
[5 empty] | 04-DMO-ResidentialMobileHome–DoubleWide-LIGHT |  | Delamp/reflectors: C/I - 11 | Large Standard Performance Contract 0.70
[5 empty] | 04-DMO-ResidentialMobileHome–DoubleWide-POOL_PMP |  | Optical Reflectors- new construction: Ind, NRNC - 12 | All other nonresidential programs 0.80
[5 empty] | 04-DMO-ResidentialMobileHome–DoubleWide-REFG |  | Optical Reflectors- retrofit: NR - 10 | New Construction
[5 empty] | 04-DMO-ResidentialMobileHome–DoubleWide-SP_COOL |  | HID fixture: Interior, >= 176 Watts lamp: Ind - 16 | Industrial and Agricultural Process 0.94
[5 empty] | 04-DMO-ResidentialMobileHome–DoubleWide-SP_HEAT |  | HID fixture: Interior, 251-400 Watt lamp: Com - 16 | Industrial new construction incentives 0.62
[5 empty] | 04-DMO-ResidentialMobileHome–DoubleWide-WAT_HEAT |  | CFL Fixture: Pin based CFL fixture: Com - 12.0 | Savings by Design 0.82
[5 empty] | 05-ECC-Education–CommunityCollege-COOL |  | Screw-in CFL: Education - Primary School: NR - 5.6 | All other new construction programs 0.80
[5 empty] | 05-ECC-Education–CommunityCollege-LIT_INT |  | Screw-in CFL: Education - Secondary School: NR - 3.5 | Large Standard Performance Contract 0.7011
[5 empty] | 05-ECC-Education–CommunityCollege-OFF_EQ |  | Screw-in CFL: Education - Community College: NR - 2.1 | Savings by Design 0.8212
[5 empty] | 05-ECC-Education–CommunityCollege-LIT_EXT |  | Screw-in CFL: Education - University: NR - 2.6 | Codes and Standards
[5 empty] | 05-ECC-Education–CommunityCollege-REFG |  | Screw-in CFL: Grocery: NR - 1.4
[5 empty] | 05-ECC-Education–CommunityCollege-VENT |  | Screw-in CFL: Health/Medical - Hospital: NR - 0.9
[5 empty] | 06-EPR-Education–PrimarySchool-COOL |  | Screw-in CFL: Health/Medical - Nursing Home: NR - 0.9
[5 empty] | 06-EPR-Education–PrimarySchool-LIT_INT |  | Screw-in CFL: Lodging - Hotel: NR - 0.9
[5 empty] | 06-EPR-Education–PrimarySchool-OFF_EQ |  | Screw-in CFL: Lodging - Motel: NR - 0.9
[5 empty] | 06-EPR-Education–PrimarySchool-LIT_EXT |  | Screw-in CFL: Lodging - Guest Rooms: NR - 7.0
[5 empty] | 06-EPR-Education–PrimarySchool-REFG |  | Screw-in CFL: Manufacturing - Light Industrial: NR - 2.8
[5 empty] | 06-EPR-Education–PrimarySchool-VENT |  | Screw-in CFL: Office - Large: NR - 2.9
[5 empty] | 07-ESE-Education–SecondarySchool-COOL |  | Screw-in CFL: Office - Small: NR - 3.2
[5 empty] | 07-ESE-Education–SecondarySchool-LIT_INT |  | Screw-in CFL: Restaurant - Sit-Down: NR - 2.3
[5 empty] | 07-ESE-Education–SecondarySchool-OFF_EQ |  | Screw-in CFL: Restaurant - Fast-Food: NR - 1.3
[5 empty] | 07-ESE-Education–SecondarySchool-LIT_EXT |  | Screw-in CFL: Retail - 3-Story Large: NR - 1.9
[5 empty] | 07-ESE-Education–SecondarySchool-REFG |  | Screw-in CFL: Retail - Single-Story Large: NR - 1.8
[5 empty] | 07-ESE-Education–SecondarySchool-VENT |  | Screw-in CFL: Retail - Small: NR - 2.1
[5 empty] | 08-EUN-Education–University-COOL |  | Screw-in CFL: Storage - Conditioned: NR - 2.8
[5 empty] | 08-EUN-Education–University-LIT_INT |  | Screw-in CFL: Storage - Unconditioned: NR - 2.8
[5 empty] | 08-EUN-Education–University-OFF_EQ |  | Screw-in CFL: Warehouse - Refrigerated: NR - 3.1
08-EUN-Education–University-LIT_EXT
[5 empty] | 08-EUN-Education–University-REFG |  | HVAC/Refrigeration – SPC: NR - 16
[5 empty] | 08-EUN-Education–University-VENT |  | Chiller – High Efficiency: NR - 20
[5 empty] | 09-GRO-Grocery-COOL |  | Chiller – Variable Speed Drive: NR - 20
[5 empty] | 09-GRO-Grocery-LIT_INT |  | Water Cooled Chillers: NR - 20
[5 empty] | 09-GRO-Grocery-OFF_EQ |  | Air Conditioners – High Efficiency: NR - 15
[5 empty] | 09-GRO-Grocery-LIT_EXT |  | Packaged HVAC Systems: NR - 15
[5 empty] | 09-GRO-Grocery-REFG |  | Install HVAC EMS: Com - 14
[5 empty] | 09-GRO-Grocery-VENT |  | AC Packaged Terminal Units: NR - 15
[5 empty] | 10-HSP-Health/Medical–Hospital-COOL |  | Evaporative Coolers: NR - 15
[5 empty] | 10-HSP-Health/Medical–Hospital-LIT_INT |  | Boiler – High Efficiency: NR - 20
[5 empty] | 10-HSP-Health/Medical–Hospital-OFF_EQ |  | Cooling Towers/Evaporative Condenser: NR - 15
[5 empty] | 10-HSP-Health/Medical–Hospital-LIT_EXT |  | Heat Pump – Split System: NR - 15
[5 empty] | 10-HSP-Health/Medical–Hospital-REFG |  | Heat Pump with Integrated Water Heating: NR - 10
[5 empty] | 10-HSP-Health/Medical–Hospital-VENT |  | Ground Source Heat Pump: NR - 15
[5 empty] | 11-HTL-Lodging–Hotel(GuestRooms)-COOL |  | Reduce Internal Load: NR - 15
[5 empty] | 11-HTL-Lodging–Hotel(GuestRooms)-LIT_INT |  | Insulation: NR - 20
[5 empty] | 11-HTL-Lodging–Hotel(GuestRooms)-OFF_EQ |  | Insulation Package: NR - 20
[5 empty] | 11-HTL-Lodging–Hotel(GuestRooms)-LIT_EXT |  | Reflective Window Film: NR - 10
[5 empty] | 11-HTL-Lodging–Hotel(GuestRooms)-REFG |  | Bypass/Delay Timer(lighting): NR - 8
[5 empty] | 11-HTL-Lodging–Hotel(GuestRooms)-VENT |  | Set-Back Thermostat: NR - 11
[5 empty] | 12-MBT-Manufacturing–Bio/Tech-AG_PUMP |  | Time Clock - HVAC: NR - 10
[5 empty] | 12-MBT-Manufacturing–Bio/Tech-COMP_AIR |  | HVAC/Space Heating/Efficiency (Gas): NR - 18
[5 empty] | 12-MBT-Manufacturing–Bio/Tech-COOL |  | Nonresidential Gas – AC: NR - 20
12-MBT-Manufacturing–Bio/Tech-LIGHT
[5 empty] | 12-MBT-Manufacturing–Bio/Tech-MOTOR |  | Adjustable speed drive, application unknown: Ag - 10
[5 empty] | 12-MBT-Manufacturing–Bio/Tech-PROC_OTH |  | Adjustable speed drive, application unknown: Com - 10
[5 empty] | 13-MFM-ResidentialMulti-family-CL_DRY |  | Adjustable Speed Drive: HVAC fan, 50 HP Max: Com - 10
[5 empty] | 13-MFM-ResidentialMulti-family-CL_WASH |  | Pump repair: Ag - 11
[5 empty] | 13-MFM-ResidentialMulti-family-DSH_WASH |  | Injection molding machines: Ind - 15
[5 empty] | 13-MFM-ResidentialMulti-family-FREEZ |  | Plastic extusion equipment: Ind - 15
[5 empty] | 13-MFM-ResidentialMulti-family-LIGHT |  | Process cooling: Ind - 15
[5 empty] | 13-MFM-ResidentialMulti-family-POOL_PMP |  | Process equipment insulation: Ind - 15
13-MFM-ResidentialMulti-family-REFG
[5 empty] | 13-MFM-ResidentialMulti-family-SP_COOL |  | Horizontal Clothes Washer: NR - 10
[5 empty] | 13-MFM-ResidentialMulti-family-SP_HEAT |  | Efficient Dishwashing: NR - 5
[5 empty] | 13-MFM-ResidentialMulti-family-WAT_HEAT |  | Water Heater Controls: NR - 15
[5 empty] | 14-MLI-Manufacturing–LightIndustry-AG_PUMP |  | Cooking measures , Assorted: Com - 12
[5 empty] | 14-MLI-Manufacturing–LightIndustry-COMP_AIR |  | Water Heater – Gas: NR - 15
[5 empty] | 14-MLI-Manufacturing–LightIndustry-COOL |  | Domestic Hot Water Boiler (Gas): NR - 20
14-MLI-Manufacturing–LightIndustry-LIGHT
[5 empty] | 14-MLI-Manufacturing–LightIndustry-MOTOR |  | Auto Closer for Cooler/Freezer: NR - 8
[5 empty] | 14-MLI-Manufacturing–LightIndustry-PROC_OTH |  | Door Gaskets: NR - 4
[5 empty] | 15-MTL-Lodging–Motel-COOL |  | Floating Head Pressure: NR - 16
[5 empty] | 15-MTL-Lodging–Motel-LIT_INT |  | Heatless Door: NR - 16
[5 empty] | 15-MTL-Lodging–Motel-OFF_EQ |  | Humidistat Control for Anti-Sweat Heater: NR - 12
[5 empty] | 15-MTL-Lodging–Motel-LIT_EXT |  | Insulation on Refrigeration Suction Line: NR - 11
[5 empty] | 15-MTL-Lodging–Motel-REFG |  | Night Covers for Display Cases: NR - 5
[5 empty] | 15-MTL-Lodging–Motel-VENT |  | PSC Evaporator Motor – Walkin/ Display: NR - 15
[5 empty] | 16-NRS-Health/Medical–Clinic-COOL |  | Refrigeration Case Doors – Glass/Acrylic: NR - 12
[5 empty] | 16-NRS-Health/Medical–Clinic-LIT_INT |  | Refrigerator Case with Doors: NR - 12
[5 empty] | 16-NRS-Health/Medical–Clinic-OFF_EQ |  | Refrigerator Condensate Evaporator – Elec/Non Elec: NR - 8
[5 empty] | 16-NRS-Health/Medical–Clinic-LIT_EXT |  | Strip Curtains for Walk-Ins: NR - 4
[5 empty] | 16-NRS-Health/Medical–Clinic-REFG |  | Ballast: Electronic, for display case: NR - 11
[5 empty] | 16-NRS-Health/Medical–Clinic-VENT |  | Defrost: NR - 16
[5 empty] | 17-OFL-Office–Large-Cooling |  | FHP & EFF Conditioner: NR - 16
[5 empty] | 17-OFL-Office–Large-ExtLight |  | High-efficiency Liquid Suction Heat Exchangers: NR - 16
[5 empty] | 17-OFL-Office–Large-IntLight |  | Night Shields on Refrigerator and Freezer Cases: NR - 5
[5 empty] | 17-OFL-Office–Large-OffEquip |  | Walk-in Refrigerator or Freezer: Evaporative Fan Controller: NR - 5
[5 empty] | 17-OFL-Office–Large-Refrig |  | Multiplec Refrigeration Systems/Supermarket Systems: NR - 10
17-OFL-Office–Large-Vent/Fan
[5 empty] | 18-OFS-Office–Small-Cooling |  | Kiln/Oven/Furnace: NR - 18
[5 empty] | 18-OFS-Office–Small-ExtLight |  | Thermal Night Curtains: NR - 5
[5 empty] | 18-OFS-Office–Small-IntLight |  | Custom Measures – SPC: NR - 15
[5 empty] | 18-OFS-Office–Small-OffEquip |  | Local Government Partnership: NR - 11
[5 empty] | 18-OFS-Office–Small-Refrig |  | Audits: NR - 3
[5 empty] | 18-OFS-Office–Small-Vent/Fan |  | Plug Load Sensor: NR - 10
[5 empty] | 19-RES-AllResidential-CL_DRY |  | Information: NR - 1
[5 empty] | 19-RES-AllResidential-CL_WASH |  | High Efficiency Motors: NR - 15
[5 empty] | 19-RES-AllResidential-DSH_WASH |  | Process Overhaul: NR - 20
[5 empty] | 19-RES-AllResidential-FREEZ |  | System Controls: NR - 15
19-RES-AllResidential-LIGHT
19-RES-AllResidential-POOL_PMP
[5 empty] | 19-RES-AllResidential-REFG |  | RESIDENTIAL MEASURES
[5 empty] | 19-RES-AllResidential-SP_COOL |  | ****************************************************************
[5 empty] | 19-RES-AllResidential-SP_HEAT |  | T8 Fixtures ; lamp or ballast: Res - 15
[5 empty] | 19-RES-AllResidential-WAT_HEAT |  | Pin based CFL Fixture: Res - 16
[5 empty] | 20-RFF-Restaurant–FastFood-Cooling |  | CFL: Indoor Screw in: Res - 9.4
[5 empty] | 20-RFF-Restaurant–FastFood-ExtLight |  | CFL: Outdoor Screw in: Res - 7
[5 empty] | 20-RFF-Restaurant–FastFood-IntLight |  | Torchiere: Res - 9
20-RFF-Restaurant–FastFood-OffEquip
[5 empty] | 20-RFF-Restaurant–FastFood-Refrig |  | Air Conditioners with SEER >= 11.0: Res - 18
[5 empty] | 20-RFF-Restaurant–FastFood-Vent/Fan |  | Central Air Conditioners: Res - 18
[5 empty] | 21-RSD-Restaurant–SitDown-COOL |  | Duct Testing: Res NC - 18
[5 empty] | 21-RSD-Restaurant–SitDown-LIT_INT |  | High Energy Efficiency Ducts: Res - 18
[5 empty] | 21-RSD-Restaurant–SitDown-OFF_EQ |  | Whole House Fan: Res - 15
[5 empty] | 21-RSD-Restaurant–SitDown-LIT_EXT |  | Evaporative Cooler: Res - 15
[5 empty] | 21-RSD-Restaurant–SitDown-PROC_OTH |  | Glazing - Low E Double / Low Shade Coefficient: Res - 20
[5 empty] | 21-RSD-Restaurant–SitDown-REFG |  | Heat Pump - Electric: Res - 15
[5 empty] | 21-RSD-Restaurant–SitDown-VENT |  | Insulation - Ceiling / Floor / Walls: Res - 20
[5 empty] | 22-RT3-Retail–3StoryLarge-COOL |  | A/C with Integrated Water Heating: Res - 10
[5 empty] | 22-RT3-Retail–3StoryLarge-LIT_INT |  | Programmable Thermostat: Res - 12
22-RT3-Retail–3StoryLarge-OFF_EQ
[5 empty] | 22-RT3-Retail–3StoryLarge-LIT_EXT |  | Audits: Res - 3
[5 empty] | 22-RT3-Retail–3StoryLarge-REFG |  | Gas Cooktops: Res - 20
[5 empty] | 22-RT3-Retail–3StoryLarge-VENT |  | Gas Dryer Stub: Res - 18
[5 empty] | 23-RTL-Retail–SingleStorylarge-COOL |  | Energy-Efficient Furnaces: Res - 18
23-RTL-Retail–SingleStorylarge-LIT_INT
[5 empty] | 23-RTL-Retail–SingleStorylarge-OFF_EQ |  | Refrigerator Recycling: Res - 10
[5 empty] | 23-RTL-Retail–SingleStorylarge-LIT_EXT |  | Refrigerator - Energy Efficient; 20% more efficient: Res - 18
[5 empty] | 23-RTL-Retail–SingleStorylarge-REFG |  | Refrigerators: Res - 18
23-RTL-Retail–SingleStorylarge-VENT
24-RTS-Retail–Small-COOL
[5 empty] | 24-RTS-Retail–Small-LIT_INT |  | GENERIC USEFUL LIVES:
[5 empty] | 24-RTS-Retail–Small-OFF_EQ |  | ****************************************************************
[5 empty] | 24-RTS-Retail–Small-LIT_EXT |  | 0.1
[5 empty] | 24-RTS-Retail–Small-REFG |  | 0.2
[5 empty] | 24-RTS-Retail–Small-VENT |  | 0.3
[5 empty] | 25-SCN-Storage–Conditioned-Cooling |  | 0.4
[5 empty] | 25-SCN-Storage–Conditioned-Exit |  | 0.5
[5 empty] | 25-SCN-Storage–Conditioned-ExtLight |  | 0.6
[5 empty] | 26-SFM-ResidentialSingleFamily-CL_DRY |  | 0.7
[5 empty] | 26-SFM-ResidentialSingleFamily-CL_WASH |  | 0.8
[5 empty] | 26-SFM-ResidentialSingleFamily-DSH_WASH |  | 0.9
[5 empty] | 26-SFM-ResidentialSingleFamily-FREEZ |  | 1
[5 empty] | 26-SFM-ResidentialSingleFamily-LIGHT |  | 1.1
[5 empty] | 26-SFM-ResidentialSingleFamily-POOL_PMP |  | 1.2
[5 empty] | 26-SFM-ResidentialSingleFamily-REFG |  | 1.3
[5 empty] | 26-SFM-ResidentialSingleFamily-SP_COOL |  | 1.4
[5 empty] | 26-SFM-ResidentialSingleFamily-SP_HEAT |  | 1.5
[5 empty] | 26-SFM-ResidentialSingleFamily-WAT_HEAT |  | 1.6
[5 empty] | 27-SMO-ResidentialMobileHome–SingleWide-CL_DRY |  | 1.7
[5 empty] | 27-SMO-ResidentialMobileHome–SingleWide-CL_WASH |  | 1.8
[5 empty] | 27-SMO-ResidentialMobileHome–SingleWide-DSH_WASH |  | 1.9
[5 empty] | 27-SMO-ResidentialMobileHome–SingleWide-FREEZ |  | 2
[5 empty] | 27-SMO-ResidentialMobileHome–SingleWide-LIGHT |  | 2.1
[5 empty] | 27-SMO-ResidentialMobileHome–SingleWide-POOL_PMP |  | 2.2
[5 empty] | 27-SMO-ResidentialMobileHome–SingleWide-REFG |  | 2.3
[5 empty] | 27-SMO-ResidentialMobileHome–SingleWide-SP_COOL |  | 2.4
[5 empty] | 27-SMO-ResidentialMobileHome–SingleWide-SP_HEAT |  | 2.5
[5 empty] | 27-SMO-ResidentialMobileHome–SingleWide-WAT_HEAT |  | 2.6
[5 empty] | 28-SUN-Storage–Unconditioned-Exit |  | 2.7
[5 empty] | 28-SUN-Storage–Unconditioned-ExtLight |  | 2.8
[5 empty] | 29-WRF-Storage–Refrigerated-Cooling |  | 2.9
[5 empty] | 29-WRF-Storage–Refrigerated-Exit |  | 3
[5 empty] | 29-WRF-Storage–Refrigerated-ExtLight |  | 3.1
[5 empty] | 30-S20-SIC20Food&KindredProducts-AG_PUMP |  | 3.2
[5 empty] | 30-S20-SIC20Food&KindredProducts-COMP_AIR |  | 3.3
[5 empty] | 30-S20-SIC20Food&KindredProducts-COOL |  | 3.4
[5 empty] | 30-S20-SIC20Food&KindredProducts-LIGHT |  | 3.5
[5 empty] | 30-S20-SIC20Food&KindredProducts-MOTOR |  | 3.6
[5 empty] | 30-S20-SIC20Food&KindredProducts-PROC_OTH |  | 3.7
[5 empty] | 31-S26-SIC26Paper&AlliedProducts-AG_PUMP |  | 3.8
[5 empty] | 31-S26-SIC26Paper&AlliedProducts-COMP_AIR |  | 3.9
[5 empty] | 31-S26-SIC26Paper&AlliedProducts-COOL |  | 4
[5 empty] | 31-S26-SIC26Paper&AlliedProducts-LIGHT |  | 4.1
[5 empty] | 31-S26-SIC26Paper&AlliedProducts-MOTOR |  | 4.2
[5 empty] | 31-S26-SIC26Paper&AlliedProducts-PROC_OTH |  | 4.3
[5 empty] | 32-S28-SIC28Chemicals&AlliedProducts-AG_PUMP |  | 4.4
[5 empty] | 32-S28-SIC28Chemicals&AlliedProducts-COMP_AIR |  | 4.5
[5 empty] | 32-S28-SIC28Chemicals&AlliedProducts-COOL |  | 4.6
[5 empty] | 32-S28-SIC28Chemicals&AlliedProducts-LIGHT |  | 4.7
[5 empty] | 32-S28-SIC28Chemicals&AlliedProducts-MOTOR |  | 4.8
[5 empty] | 32-S28-SIC28Chemicals&AlliedProducts-PROC_OTH |  | 4.9
[5 empty] | 33-S29-SIC29Petroleum&CoalProducts-AG_PUMP |  | 5
[5 empty] | 33-S29-SIC29Petroleum&CoalProducts-COMP_AIR |  | 5.1
[5 empty] | 33-S29-SIC29Petroleum&CoalProducts-COOL |  | 5.2
[5 empty] | 33-S29-SIC29Petroleum&CoalProducts-LIGHT |  | 5.3
[5 empty] | 33-S29-SIC29Petroleum&CoalProducts-MOTOR |  | 5.4
[5 empty] | 33-S29-SIC29Petroleum&CoalProducts-PROC_OTH |  | 5.5
[5 empty] | 34-S33-SIC33Metals-AG_PUMP |  | 5.6
[5 empty] | 34-S33-SIC33Metals-COMP_AIR |  | 5.7
[5 empty] | 34-S33-SIC33Metals-COOL |  | 5.8
[5 empty] | 34-S33-SIC33Metals-LIGHT |  | 5.9
[5 empty] | 34-S33-SIC33Metals-MOTOR |  | 6
[5 empty] | 34-S33-SIC33Metals-PROC_OTH |  | 6.1
[5 empty] | 35-OTI-OtherIndustrial-AG_PUMP |  | 6.2
[5 empty] | 35-OTI-OtherIndustrial-COMP_AIR |  | 6.3
[5 empty] | 35-OTI-OtherIndustrial-COOL |  | 6.4
[5 empty] | 35-OTI-OtherIndustrial-LIGHT |  | 6.5
[5 empty] | 35-OTI-OtherIndustrial-MOTOR |  | 6.6
[5 empty] | 35-OTI-OtherIndustrial-PROC_OTH |  | 6.7
[5 empty] | 36-GST-Lodging-GuestRooms-Cooling |  | 6.8
[5 empty] | 36-GST-Lodging-GuestRooms-ExtLight |  | 6.9
[5 empty] | 36-GST-Lodging-GuestRooms-IntLight |  | 7
[5 empty] | 36-GST-Lodging-GuestRooms-OffEquip |  | 7.1
[5 empty] | 36-GST-Lodging-GuestRooms-Refrig |  | 7.2
[5 empty] | 36-GST-Lodging-GuestRooms-Vent/Fan |  | 7.3
7.4
7.5
7.6
7.7
7.8
7.9
8
8.1
8.2
8.3
8.4
8.5
8.6
8.7
8.8
8.9
9
9.1
9.2
9.3
9.4
9.5
9.6
9.7
9.8
9.9
10
10.1
10.2
10.3
10.4
10.5
10.6
10.7
10.8
10.9
11
11.1
11.2
11.3
11.4
11.5
11.6
11.7
11.8
11.9
12
12.1
12.2
12.3
12.4
12.5
12.6
12.7
12.8
12.9
13
13.1
13.2
13.3
13.4
13.5
13.6
13.7
13.8
13.9
14
14.1
14.2
14.3
14.4
14.5
14.6
14.7
14.8
14.9
15
15.1
15.2
15.3
15.4
15.5
15.6
15.7
15.8
15.9
16
16.1
16.2
16.3
16.4
16.5
16.6
16.7
16.8
16.9
17
17.1
17.2
17.3
17.4
17.5
17.6
17.7
17.8
17.9
18
19
20