## Export
PROGRAM NAME | 0
BUDGET
Administrative Costs
Overhead and G&A | 0
Other Administrative Costs | 0
Marketing/Outreach | 0
Direct Implementation
Incentives and Rebates
User Input Incentive | 0
Direct Install Rebate | 380600
Direct Install Labor | 0
Direct Install Materials | 0
Activity | 0
Installation | 0
Hardware & Materials | 0
Rebate Processing & Inspection | 0
EM&V Costs | 0
Budget | 380600
Costs recovered from other sources | 0
Budget (plus other costs) | 380600
PROGRAM IMPACTS
Program Reductions for Measures installed through 2008
User Entered kW (kW) | 791.3963
Net Jul-Sept Peak (kW) | 791.3963
Net Dec-Feb Peak (kW) | 72.0171
Net NCP (kW) | 330.9509
Net CEC (kW) | 0
Annual Net kWh | 798586.08
Lifecycle Net kWh | 13881607.432
Annual Net Therms | 39916.944
Lifecycle Net Therms | 725615.84
Cost Effectiveness for all measures installed through 2012
TRC
Costs | 586091.2574
Electric Benefits | 1141102.3677
Gas Benefits | 351791.8948
Net Benefits (NPV) | 906803.0051
BC Ratio | 2.5472
PAC
Costs | 311209.0463
Electric Benefits | 1141102.3677
Gas Benefits | 351791.8948
Net Benefits (NPV) | 1181685.2161
BC Ratio | 4.7971
Levelized Cost
Levelized Cost TRC ($/kWh )
Discounted kWh | 6695971.663
Cost | 0.058005
Benefits | 0.17042
Benefit-Cost | 0.11241
Levelized Cost PAC ($/kWh)
Discounted kWh | 6695971.663
Cost | 0.028217
Benefits | 0.17042
Benefit-Cost | 0.1422
Levelized Cost TRC ($/therm)
Discounted Therms | 343549.1966
Cost | 0.57543
Benefits | 1.024
Benefit-Cost | 0.44856
Levelized Cost PAC ($/therm)
Discounted Therms | 343549.1966
Cost | 0.3559
Benefits | 1.024
Benefit-Cost | 0.66809
Emission Annual Reductions (2006-2008)
Electric Annual CO2 (tons) - 2006 | 0
2007 | 5.798
2008 | 477.8628
Electric Lifecycle CO2 (tons) - 2006 | 0
2007 | 104.3632
2008 | 8302.9826
Electric Annual NOX (tons) - 2006 | 0
2007 | 0.00081853
2008 | 0.067463
Electric Lifecycle NOX (tons) - 2006 | 0
2007 | 0.014734
2008 | 1.1722
Electric Annual SO2 (lbs) - 2006
2007
2008
Electric Lifecycle SO2 (lbs) - 2006
2007
2008
Gas Annual CO2 (tons) - 2006 | 0
2007 | 2.123
2008 | 231.3911
Gas Lifecycle CO2 (tons) - 2006 | 0
2007 | 38.2146
2008 | 4206.638
Gas Annual NOX (tons) - 2006 | 0
2007 | 0.0016694
2008 | 0.18195
Gas Lifecycle NOX (tons) - 2006 | 0
2007 | 0.030049
2008 | 3.3078
Gas Annual SO2 (lbs) - 2006
2007
2008
Gas Lifecycle SO2 (lbs) - 2006
2007
2008
Data below not currently used in Energy Division workbook
Levelized Cost RIM ($/therm)
Discounted Therms | 343549.1966
Cost | 0.21346
Benefits | 1.024
Benefit-Cost | 0.81053
Levelized Cost RIM ($/kWh)
Discounted kWh | 6695971.663
Cost | 0.035525
Benefits | 0.17042
Benefit-Cost | 0.81053
RIM
Costs | 311209.0463
Electric Benefits | 1141102.3677
Gas Benefits | 351791.8948
Net Benefits (NPV) | 1181685.2161
BC Ratio | 4.7971
Impacts for all programs installed trhough 2012
Net July-Sept Peak (kW)
Clothes Dryer | 0
Clothes Washer | 0
Consumer Electronics | 0
Cooking | 0
Dishwasher | 0
Net Dec-Feb Pk (kW)
Clothes Dryer | 0
Clothes Washer | 0
Consumer Electronics | 0
Cooking | 0
Dishwasher | 0
0
Clothes Dryer | 0
Clothes Washer | 0
Consumer Electronics | 0
Cooking | 0
Dishwasher | 0
Annual Net kWh
Clothes Dryer | 0
Clothes Washer | 0
Consumer Electronics | 0
Cooking | 0
Dishwasher | 0
Lifecycle Net kWh
Clothes Dryer | 0
Clothes Washer | 0
Consumer Electronics | 0
Cooking | 0
Dishwasher | 0
Annual Net Therms
Clothes Dryer | 0
Clothes Washer | 11718.208
Consumer Electronics | 0
Cooking | 0
Dishwasher | 0
Lifecycle Net Therms
Clothes Dryer | 0
Clothes Washer | 175503.136
Consumer Electronics | 0
Cooking | 0
Dishwasher | 0

## Output by Measure
0
0
SoCal Gas | [7 empty] | Levelized Benefits less Costs (TRC) |  |  |  | Levelized Benefits less Costs (PAC) |  |  |  | Benefit Cost Ratios
Net Impacts by Measure | [7 empty] | No Allocated Admin |  | w/ Allocated Admin |  | No Allocated Admin |  | w/ Allocated Admin |  | No Allocated Admin |  | w/ Allocated Admin
| Net Avg Jul-Sep (kW) | Net Dec-Feb Pk (kW) | Net User Entered kW | Annual kWh adj for Net to gross | Lifecycle kWh (Annual * Measure Life) | Annual Therms | Lifecycle Therms | Electric ($/kWh) | Gas ($/Th) | Electric ($/kWh) | Gas ($/Th) | Electric ($/kWh) | Gas ($/Th) | Electric ($/kWh) | Gas ($/Th) | TRC | PAC | TRC | PAC
Total or Average | 791.3963 | 72.0171 | 791.3963 | 798586.08 | 13881607.432 | 39916.944 | 725615.84 | 0.11241 | 0.44856 | 0.11241 | 0.44856 | 0.1422 | 0.66809 | 0.1422 | 0.66809
316019-Single Family, Verified Ducting System, CZ 10 | 0.47702 | 0.043408 | 0.47702 | 435.144 | 7832.592 | 16.496 | 296.928 | 0.14554 | 0.91214 | 0.14554 | 0.91214 | 0.13487 | 0.84526 | 0.13487 | 0.84526 | 6.8449 | 4.7914 | 6.8449 | 4.7914
316019-Single Family, Verified Ducting System, CZ 10 | 0.47702 | 0.043408 | 0.47702 | 435.144 | 7832.592 | 16.496 | 296.928 | 0.14554 | 0.91214 | 0.14554 | 0.91214 | 0.13487 | 0.84526 | 0.13487 | 0.84526 | 6.8449 | 4.7914 | 6.8449 | 4.7914
316019-Single Family, Verified Ducting System, CZ 10 | 0.47702 | 0.043408 | 0.47702 | 435.144 | 7832.592 | 16.496 | 296.928 | 0.14554 | 0.91214 | 0.14554 | 0.91214 | 0.13487 | 0.84526 | 0.13487 | 0.84526 | 6.8449 | 4.7914 | 6.8449 | 4.7914
316019-Single Family, Verified Ducting System, CZ 10 | 0.47702 | 0.043408 | 0.47702 | 435.144 | 7832.592 | 16.496 | 296.928 | 0.14554 | 0.91214 | 0.14554 | 0.91214 | 0.13487 | 0.84526 | 0.13487 | 0.84526 | 6.8449 | 4.7914 | 6.8449 | 4.7914
316019-Single Family, Verified Ducting System, CZ 10 | 0.47702 | 0.043408 | 0.47702 | 435.144 | 7832.592 | 16.496 | 296.928 | 0.14554 | 0.91214 | 0.14554 | 0.91214 | 0.13487 | 0.84526 | 0.13487 | 0.84526 | 6.8449 | 4.7914 | 6.8449 | 4.7914
316019-Single Family, Verified Ducting System, CZ 10 | 0.47702 | 0.043408 | 0.47702 | 435.144 | 7832.592 | 16.496 | 296.928 | 0.14554 | 0.91214 | 0.14554 | 0.91214 | 0.13487 | 0.84526 | 0.13487 | 0.84526 | 6.8449 | 4.7914 | 6.8449 | 4.7914
316019-Single Family, Verified Ducting System, CZ 10 | 0.47702 | 0.043408 | 0.47702 | 435.144 | 7832.592 | 16.496 | 296.928 | 0.14554 | 0.91214 | 0.14554 | 0.91214 | 0.13487 | 0.84526 | 0.13487 | 0.84526 | 6.8449 | 4.7914 | 6.8449 | 4.7914
316019-Single Family, Verified Ducting System, CZ 10 | 0.47702 | 0.043408 | 0.47702 | 435.144 | 7832.592 | 16.496 | 296.928 | 0.14554 | 0.91214 | 0.14554 | 0.91214 | 0.13487 | 0.84526 | 0.13487 | 0.84526 | 6.8449 | 4.7914 | 6.8449 | 4.7914
316019-Single Family, Verified Ducting System, CZ 10 | 0.47702 | 0.043408 | 0.47702 | 435.144 | 7832.592 | 16.496 | 296.928 | 0.14554 | 0.91214 | 0.14554 | 0.91214 | 0.13487 | 0.84526 | 0.13487 | 0.84526 | 6.8449 | 4.7914 | 6.8449 | 4.7914
316019-Single Family, Verified Ducting System, CZ 10 | 0.47702 | 0.043408 | 0.47702 | 435.144 | 7832.592 | 16.496 | 296.928 | 0.14554 | 0.91214 | 0.14554 | 0.91214 | 0.13487 | 0.84526 | 0.13487 | 0.84526 | 6.8449 | 4.7914 | 6.8449 | 4.7914
316019-Single Family, Verified Ducting System, CZ 10 | 0.47702 | 0.043408 | 0.47702 | 435.144 | 7832.592 | 16.496 | 296.928 | 0.14554 | 0.91214 | 0.14554 | 0.91214 | 0.13487 | 0.84526 | 0.13487 | 0.84526 | 6.8449 | 4.7914 | 6.8449 | 4.7914
316019-Single Family, Verified Ducting System, CZ 10 | 0.47702 | 0.043408 | 0.47702 | 435.144 | 7832.592 | 16.496 | 296.928 | 0.14554 | 0.91214 | 0.14554 | 0.91214 | 0.13487 | 0.84526 | 0.13487 | 0.84526 | 6.8449 | 4.7914 | 6.8449 | 4.7914
316019-Single Family, Verified Ducting System, CZ 10 | 0.47702 | 0.043408 | 0.47702 | 435.144 | 7832.592 | 16.496 | 296.928 | 0.14554 | 0.91214 | 0.14554 | 0.91214 | 0.13487 | 0.84526 | 0.13487 | 0.84526 | 6.8449 | 4.7914 | 6.8449 | 4.7914
316019-Single Family, Verified Ducting System, CZ 10 | 0.47702 | 0.043408 | 0.47702 | 435.144 | 7832.592 | 16.496 | 296.928 | 0.14554 | 0.91214 | 0.14554 | 0.91214 | 0.13487 | 0.84526 | 0.13487 | 0.84526 | 6.8449 | 4.7914 | 6.8449 | 4.7914
316019-Single Family, Verified Ducting System, CZ 10 | 0.47702 | 0.043408 | 0.47702 | 435.144 | 7832.592 | 16.496 | 296.928 | 0.14554 | 0.91214 | 0.14554 | 0.91214 | 0.13487 | 0.84526 | 0.13487 | 0.84526 | 6.8449 | 4.7914 | 6.8449 | 4.7914
316019-Single Family, Verified Ducting System, CZ 10 | 0.47702 | 0.043408 | 0.47702 | 435.144 | 7832.592 | 16.496 | 296.928 | 0.14554 | 0.91214 | 0.14554 | 0.91214 | 0.13487 | 0.84526 | 0.13487 | 0.84526 | 6.8449 | 4.7914 | 6.8449 | 4.7914
316019-Single Family, Verified Ducting System, CZ 10 | 0.47702 | 0.043408 | 0.47702 | 435.144 | 7832.592 | 16.496 | 296.928 | 0.14554 | 0.91214 | 0.14554 | 0.91214 | 0.13487 | 0.84526 | 0.13487 | 0.84526 | 6.8449 | 4.7914 | 6.8449 | 4.7914
316019-Single Family, Verified Ducting System, CZ 10 | 0.47702 | 0.043408 | 0.47702 | 435.144 | 7832.592 | 16.496 | 296.928 | 0.14554 | 0.91214 | 0.14554 | 0.91214 | 0.13487 | 0.84526 | 0.13487 | 0.84526 | 6.8449 | 4.7914 | 6.8449 | 4.7914
316019-Single Family, Verified Ducting System, CZ 10 | 0.47702 | 0.043408 | 0.47702 | 435.144 | 7832.592 | 16.496 | 296.928 | 0.14554 | 0.91214 | 0.14554 | 0.91214 | 0.13487 | 0.84526 | 0.13487 | 0.84526 | 6.8449 | 4.7914 | 6.8449 | 4.7914
316019-Single Family, Verified Ducting System, CZ 10 | 0.47702 | 0.043408 | 0.47702 | 435.144 | 7832.592 | 16.496 | 296.928 | 0.14554 | 0.91214 | 0.14554 | 0.91214 | 0.13487 | 0.84526 | 0.13487 | 0.84526 | 6.8449 | 4.7914 | 6.8449 | 4.7914
316019-Single Family, Verified Ducting System, CZ 10 | 0.47702 | 0.043408 | 0.47702 | 435.144 | 7832.592 | 16.496 | 296.928 | 0.14554 | 0.91214 | 0.14554 | 0.91214 | 0.13487 | 0.84526 | 0.13487 | 0.84526 | 6.8449 | 4.7914 | 6.8449 | 4.7914
316019-Single Family, Verified Ducting System, CZ 10 | 0.47702 | 0.043408 | 0.47702 | 435.144 | 7832.592 | 16.496 | 296.928 | 0.14554 | 0.91214 | 0.14554 | 0.91214 | 0.13487 | 0.84526 | 0.13487 | 0.84526 | 6.8449 | 4.7914 | 6.8449 | 4.7914
316029-Single Family, Quality Insulation Installation, CZ 10 | 0.41059 | 0.037364 | 0.41059 | 374.552 | 7491.04 | 30.728 | 614.56 | 0.13099 | 0.79724 | 0.13099 | 0.79724 | 0.14723 | 0.89607 | 0.14723 | 0.89607 | 3.9335 | 6.1812 | 3.9335 | 6.1812
316029-Single Family, Quality Insulation Installation, CZ 10 | 0.41059 | 0.037364 | 0.41059 | 374.552 | 7491.04 | 30.728 | 614.56 | 0.13099 | 0.79724 | 0.13099 | 0.79724 | 0.14723 | 0.89607 | 0.14723 | 0.89607 | 3.9335 | 6.1812 | 3.9335 | 6.1812
316029-Single Family, Quality Insulation Installation, CZ 10 | 0.41059 | 0.037364 | 0.41059 | 374.552 | 7491.04 | 30.728 | 614.56 | 0.13099 | 0.79724 | 0.13099 | 0.79724 | 0.14723 | 0.89607 | 0.14723 | 0.89607 | 3.9335 | 6.1812 | 3.9335 | 6.1812
316029-Single Family, Quality Insulation Installation, CZ 10 | 0.41059 | 0.037364 | 0.41059 | 374.552 | 7491.04 | 30.728 | 614.56 | 0.13099 | 0.79724 | 0.13099 | 0.79724 | 0.14723 | 0.89607 | 0.14723 | 0.89607 | 3.9335 | 6.1812 | 3.9335 | 6.1812
316029-Single Family, Quality Insulation Installation, CZ 10 | 0.41059 | 0.037364 | 0.41059 | 374.552 | 7491.04 | 30.728 | 614.56 | 0.13099 | 0.79724 | 0.13099 | 0.79724 | 0.14723 | 0.89607 | 0.14723 | 0.89607 | 3.9335 | 6.1812 | 3.9335 | 6.1812
316029-Single Family, Quality Insulation Installation, CZ 10 | 0.41059 | 0.037364 | 0.41059 | 374.552 | 7491.04 | 30.728 | 614.56 | 0.13099 | 0.79724 | 0.13099 | 0.79724 | 0.14723 | 0.89607 | 0.14723 | 0.89607 | 3.9335 | 6.1812 | 3.9335 | 6.1812
316029-Single Family, Quality Insulation Installation, CZ 10 | 0.41059 | 0.037364 | 0.41059 | 374.552 | 7491.04 | 30.728 | 614.56 | 0.13099 | 0.79724 | 0.13099 | 0.79724 | 0.14723 | 0.89607 | 0.14723 | 0.89607 | 3.9335 | 6.1812 | 3.9335 | 6.1812
316029-Single Family, Quality Insulation Installation, CZ 10 | 0.41059 | 0.037364 | 0.41059 | 374.552 | 7491.04 | 30.728 | 614.56 | 0.13099 | 0.79724 | 0.13099 | 0.79724 | 0.14723 | 0.89607 | 0.14723 | 0.89607 | 3.9335 | 6.1812 | 3.9335 | 6.1812
316029-Single Family, Quality Insulation Installation, CZ 10 | 0.41059 | 0.037364 | 0.41059 | 374.552 | 7491.04 | 30.728 | 614.56 | 0.13099 | 0.79724 | 0.13099 | 0.79724 | 0.14723 | 0.89607 | 0.14723 | 0.89607 | 3.9335 | 6.1812 | 3.9335 | 6.1812
316029-Single Family, Quality Insulation Installation, CZ 10 | 0.41059 | 0.037364 | 0.41059 | 374.552 | 7491.04 | 30.728 | 614.56 | 0.13099 | 0.79724 | 0.13099 | 0.79724 | 0.14723 | 0.89607 | 0.14723 | 0.89607 | 3.9335 | 6.1812 | 3.9335 | 6.1812
316029-Single Family, Quality Insulation Installation, CZ 10 | 0.41059 | 0.037364 | 0.41059 | 374.552 | 7491.04 | 30.728 | 614.56 | 0.13099 | 0.79724 | 0.13099 | 0.79724 | 0.14723 | 0.89607 | 0.14723 | 0.89607 | 3.9335 | 6.1812 | 3.9335 | 6.1812
316029-Single Family, Quality Insulation Installation, CZ 10 | 0.41059 | 0.037364 | 0.41059 | 374.552 | 7491.04 | 30.728 | 614.56 | 0.13099 | 0.79724 | 0.13099 | 0.79724 | 0.14723 | 0.89607 | 0.14723 | 0.89607 | 3.9335 | 6.1812 | 3.9335 | 6.1812
316029-Single Family, Quality Insulation Installation, CZ 10 | 0.41059 | 0.037364 | 0.41059 | 374.552 | 7491.04 | 30.728 | 614.56 | 0.13099 | 0.79724 | 0.13099 | 0.79724 | 0.14723 | 0.89607 | 0.14723 | 0.89607 | 3.9335 | 6.1812 | 3.9335 | 6.1812
316029-Single Family, Quality Insulation Installation, CZ 10 | 0.41059 | 0.037364 | 0.41059 | 374.552 | 7491.04 | 30.728 | 614.56 | 0.13099 | 0.79724 | 0.13099 | 0.79724 | 0.14723 | 0.89607 | 0.14723 | 0.89607 | 3.9335 | 6.1812 | 3.9335 | 6.1812
316029-Single Family, Quality Insulation Installation, CZ 10 | 0.41059 | 0.037364 | 0.41059 | 374.552 | 7491.04 | 30.728 | 614.56 | 0.13099 | 0.79724 | 0.13099 | 0.79724 | 0.14723 | 0.89607 | 0.14723 | 0.89607 | 3.9335 | 6.1812 | 3.9335 | 6.1812
316029-Single Family, Quality Insulation Installation, CZ 10 | 0.41059 | 0.037364 | 0.41059 | 374.552 | 7491.04 | 30.728 | 614.56 | 0.13099 | 0.79724 | 0.13099 | 0.79724 | 0.14723 | 0.89607 | 0.14723 | 0.89607 | 3.9335 | 6.1812 | 3.9335 | 6.1812
316029-Single Family, Quality Insulation Installation, CZ 10 | 0.41059 | 0.037364 | 0.41059 | 374.552 | 7491.04 | 30.728 | 614.56 | 0.13099 | 0.79724 | 0.13099 | 0.79724 | 0.14723 | 0.89607 | 0.14723 | 0.89607 | 3.9335 | 6.1812 | 3.9335 | 6.1812
316029-Single Family, Quality Insulation Installation, CZ 10 | 0.41059 | 0.037364 | 0.41059 | 374.552 | 7491.04 | 30.728 | 614.56 | 0.13099 | 0.79724 | 0.13099 | 0.79724 | 0.14723 | 0.89607 | 0.14723 | 0.89607 | 3.9335 | 6.1812 | 3.9335 | 6.1812
316029-Single Family, Quality Insulation Installation, CZ 10 | 0.41059 | 0.037364 | 0.41059 | 374.552 | 7491.04 | 30.728 | 614.56 | 0.13099 | 0.79724 | 0.13099 | 0.79724 | 0.14723 | 0.89607 | 0.14723 | 0.89607 | 3.9335 | 6.1812 | 3.9335 | 6.1812
316029-Single Family, Quality Insulation Installation, CZ 10 | 0.41059 | 0.037364 | 0.41059 | 374.552 | 7491.04 | 30.728 | 614.56 | 0.13099 | 0.79724 | 0.13099 | 0.79724 | 0.14723 | 0.89607 | 0.14723 | 0.89607 | 3.9335 | 6.1812 | 3.9335 | 6.1812
316029-Single Family, Quality Insulation Installation, CZ 10 | 0.41059 | 0.037364 | 0.41059 | 374.552 | 7491.04 | 30.728 | 614.56 | 0.13099 | 0.79724 | 0.13099 | 0.79724 | 0.14723 | 0.89607 | 0.14723 | 0.89607 | 3.9335 | 6.1812 | 3.9335 | 6.1812
316029-Single Family, Quality Insulation Installation, CZ 10 | 0.41059 | 0.037364 | 0.41059 | 374.552 | 7491.04 | 30.728 | 614.56 | 0.13099 | 0.79724 | 0.13099 | 0.79724 | 0.14723 | 0.89607 | 0.14723 | 0.89607 | 3.9335 | 6.1812 | 3.9335 | 6.1812
316029-Single Family, Quality Insulation Installation, CZ 10 | 0.41059 | 0.037364 | 0.41059 | 374.552 | 7491.04 | 30.728 | 614.56 | 0.13099 | 0.79724 | 0.13099 | 0.79724 | 0.14723 | 0.89607 | 0.14723 | 0.89607 | 3.9335 | 6.1812 | 3.9335 | 6.1812
316029-Single Family, Quality Insulation Installation, CZ 10 | 0.41059 | 0.037364 | 0.41059 | 374.552 | 7491.04 | 30.728 | 614.56 | 0.13099 | 0.79724 | 0.13099 | 0.79724 | 0.14723 | 0.89607 | 0.14723 | 0.89607 | 3.9335 | 6.1812 | 3.9335 | 6.1812
316029-Single Family, Quality Insulation Installation, CZ 10 | 0.41059 | 0.037364 | 0.41059 | 374.552 | 7491.04 | 30.728 | 614.56 | 0.13099 | 0.79724 | 0.13099 | 0.79724 | 0.14723 | 0.89607 | 0.14723 | 0.89607 | 3.9335 | 6.1812 | 3.9335 | 6.1812
316029-Single Family, Quality Insulation Installation, CZ 10 | 0.41059 | 0.037364 | 0.41059 | 374.552 | 7491.04 | 30.728 | 614.56 | 0.13099 | 0.79724 | 0.13099 | 0.79724 | 0.14723 | 0.89607 | 0.14723 | 0.89607 | 3.9335 | 6.1812 | 3.9335 | 6.1812
316029-Single Family, Quality Insulation Installation, CZ 10 | 0.41059 | 0.037364 | 0.41059 | 374.552 | 7491.04 | 30.728 | 614.56 | 0.13099 | 0.79724 | 0.13099 | 0.79724 | 0.14723 | 0.89607 | 0.14723 | 0.89607 | 3.9335 | 6.1812 | 3.9335 | 6.1812
316029-Single Family, Quality Insulation Installation, CZ 10 | 0.41059 | 0.037364 | 0.41059 | 374.552 | 7491.04 | 30.728 | 614.56 | 0.13099 | 0.79724 | 0.13099 | 0.79724 | 0.14723 | 0.89607 | 0.14723 | 0.89607 | 3.9335 | 6.1812 | 3.9335 | 6.1812
316029-Single Family, Quality Insulation Installation, CZ 10 | 0.41059 | 0.037364 | 0.41059 | 374.552 | 7491.04 | 30.728 | 614.56 | 0.13099 | 0.79724 | 0.13099 | 0.79724 | 0.14723 | 0.89607 | 0.14723 | 0.89607 | 3.9335 | 6.1812 | 3.9335 | 6.1812
316029-Single Family, Quality Insulation Installation, CZ 10 | 0.41059 | 0.037364 | 0.41059 | 374.552 | 7491.04 | 30.728 | 614.56 | 0.13099 | 0.79724 | 0.13099 | 0.79724 | 0.14723 | 0.89607 | 0.14723 | 0.89607 | 3.9335 | 6.1812 | 3.9335 | 6.1812
316029-Single Family, Quality Insulation Installation, CZ 10 | 0.41059 | 0.037364 | 0.41059 | 374.552 | 7491.04 | 30.728 | 614.56 | 0.13099 | 0.79724 | 0.13099 | 0.79724 | 0.14723 | 0.89607 | 0.14723 | 0.89607 | 3.9335 | 6.1812 | 3.9335 | 6.1812
316029-Single Family, Quality Insulation Installation, CZ 10 | 0.41059 | 0.037364 | 0.41059 | 374.552 | 7491.04 | 30.728 | 614.56 | 0.13099 | 0.79724 | 0.13099 | 0.79724 | 0.14723 | 0.89607 | 0.14723 | 0.89607 | 3.9335 | 6.1812 | 3.9335 | 6.1812
316029-Single Family, Quality Insulation Installation, CZ 10 | 0.41059 | 0.037364 | 0.41059 | 374.552 | 7491.04 | 30.728 | 614.56 | 0.13099 | 0.79724 | 0.13099 | 0.79724 | 0.14723 | 0.89607 | 0.14723 | 0.89607 | 3.9335 | 6.1812 | 3.9335 | 6.1812
316029-Single Family, Quality Insulation Installation, CZ 10 | 0.41059 | 0.037364 | 0.41059 | 374.552 | 7491.04 | 30.728 | 614.56 | 0.13099 | 0.79724 | 0.13099 | 0.79724 | 0.14723 | 0.89607 | 0.14723 | 0.89607 | 3.9335 | 6.1812 | 3.9335 | 6.1812
316029-Single Family, Quality Insulation Installation, CZ 10 | 0.41059 | 0.037364 | 0.41059 | 374.552 | 7491.04 | 30.728 | 614.56 | 0.13099 | 0.79724 | 0.13099 | 0.79724 | 0.14723 | 0.89607 | 0.14723 | 0.89607 | 3.9335 | 6.1812 | 3.9335 | 6.1812
316029-Single Family, Quality Insulation Installation, CZ 10 | 0.41059 | 0.037364 | 0.41059 | 374.552 | 7491.04 | 30.728 | 614.56 | 0.13099 | 0.79724 | 0.13099 | 0.79724 | 0.14723 | 0.89607 | 0.14723 | 0.89607 | 3.9335 | 6.1812 | 3.9335 | 6.1812
316029-Single Family, Quality Insulation Installation, CZ 10 | 0.41059 | 0.037364 | 0.41059 | 374.552 | 7491.04 | 30.728 | 614.56 | 0.13099 | 0.79724 | 0.13099 | 0.79724 | 0.14723 | 0.89607 | 0.14723 | 0.89607 | 3.9335 | 6.1812 | 3.9335 | 6.1812
316029-Single Family, Quality Insulation Installation, CZ 10 | 0.41059 | 0.037364 | 0.41059 | 374.552 | 7491.04 | 30.728 | 614.56 | 0.13099 | 0.79724 | 0.13099 | 0.79724 | 0.14723 | 0.89607 | 0.14723 | 0.89607 | 3.9335 | 6.1812 | 3.9335 | 6.1812
316029-Single Family, Quality Insulation Installation, CZ 10 | 0.41059 | 0.037364 | 0.41059 | 374.552 | 7491.04 | 30.728 | 614.56 | 0.13099 | 0.79724 | 0.13099 | 0.79724 | 0.14723 | 0.89607 | 0.14723 | 0.89607 | 3.9335 | 6.1812 | 3.9335 | 6.1812
316029-Single Family, Quality Insulation Installation, CZ 10 | 0.41059 | 0.037364 | 0.41059 | 374.552 | 7491.04 | 30.728 | 614.56 | 0.13099 | 0.79724 | 0.13099 | 0.79724 | 0.14723 | 0.89607 | 0.14723 | 0.89607 | 3.9335 | 6.1812 | 3.9335 | 6.1812
316029-Single Family, Quality Insulation Installation, CZ 10 | 0.41059 | 0.037364 | 0.41059 | 374.552 | 7491.04 | 30.728 | 614.56 | 0.13099 | 0.79724 | 0.13099 | 0.79724 | 0.14723 | 0.89607 | 0.14723 | 0.89607 | 3.9335 | 6.1812 | 3.9335 | 6.1812
316029-Single Family, Quality Insulation Installation, CZ 10 | 0.41059 | 0.037364 | 0.41059 | 374.552 | 7491.04 | 30.728 | 614.56 | 0.13099 | 0.79724 | 0.13099 | 0.79724 | 0.14723 | 0.89607 | 0.14723 | 0.89607 | 3.9335 | 6.1812 | 3.9335 | 6.1812
316029-Single Family, Quality Insulation Installation, CZ 10 | 0.41059 | 0.037364 | 0.41059 | 374.552 | 7491.04 | 30.728 | 614.56 | 0.13099 | 0.79724 | 0.13099 | 0.79724 | 0.14723 | 0.89607 | 0.14723 | 0.89607 | 3.9335 | 6.1812 | 3.9335 | 6.1812
316029-Single Family, Quality Insulation Installation, CZ 10 | 0.41059 | 0.037364 | 0.41059 | 374.552 | 7491.04 | 30.728 | 614.56 | 0.13099 | 0.79724 | 0.13099 | 0.79724 | 0.14723 | 0.89607 | 0.14723 | 0.89607 | 3.9335 | 6.1812 | 3.9335 | 6.1812
316029-Single Family, Quality Insulation Installation, CZ 10 | 0.41059 | 0.037364 | 0.41059 | 374.552 | 7491.04 | 30.728 | 614.56 | 0.13099 | 0.79724 | 0.13099 | 0.79724 | 0.14723 | 0.89607 | 0.14723 | 0.89607 | 3.9335 | 6.1812 | 3.9335 | 6.1812
316029-Single Family, Quality Insulation Installation, CZ 10 | 0.41059 | 0.037364 | 0.41059 | 374.552 | 7491.04 | 30.728 | 614.56 | 0.13099 | 0.79724 | 0.13099 | 0.79724 | 0.14723 | 0.89607 | 0.14723 | 0.89607 | 3.9335 | 6.1812 | 3.9335 | 6.1812
316029-Single Family, Quality Insulation Installation, CZ 10 | 0.41059 | 0.037364 | 0.41059 | 374.552 | 7491.04 | 30.728 | 614.56 | 0.13099 | 0.79724 | 0.13099 | 0.79724 | 0.14723 | 0.89607 | 0.14723 | 0.89607 | 3.9335 | 6.1812 | 3.9335 | 6.1812
316029-Single Family, Quality Insulation Installation, CZ 10 | 0.41059 | 0.037364 | 0.41059 | 374.552 | 7491.04 | 30.728 | 614.56 | 0.13099 | 0.79724 | 0.13099 | 0.79724 | 0.14723 | 0.89607 | 0.14723 | 0.89607 | 3.9335 | 6.1812 | 3.9335 | 6.1812
316029-Single Family, Quality Insulation Installation, CZ 10 | 0.41059 | 0.037364 | 0.41059 | 374.552 | 7491.04 | 30.728 | 614.56 | 0.13099 | 0.79724 | 0.13099 | 0.79724 | 0.14723 | 0.89607 | 0.14723 | 0.89607 | 3.9335 | 6.1812 | 3.9335 | 6.1812
316029-Single Family, Quality Insulation Installation, CZ 10 | 0.41059 | 0.037364 | 0.41059 | 374.552 | 7491.04 | 30.728 | 614.56 | 0.13099 | 0.79724 | 0.13099 | 0.79724 | 0.14723 | 0.89607 | 0.14723 | 0.89607 | 3.9335 | 6.1812 | 3.9335 | 6.1812
316029-Single Family, Quality Insulation Installation, CZ 10 | 0.41059 | 0.037364 | 0.41059 | 374.552 | 7491.04 | 30.728 | 614.56 | 0.13099 | 0.79724 | 0.13099 | 0.79724 | 0.14723 | 0.89607 | 0.14723 | 0.89607 | 3.9335 | 6.1812 | 3.9335 | 6.1812
316029-Single Family, Quality Insulation Installation, CZ 10 | 0.41059 | 0.037364 | 0.41059 | 374.552 | 7491.04 | 30.728 | 614.56 | 0.13099 | 0.79724 | 0.13099 | 0.79724 | 0.14723 | 0.89607 | 0.14723 | 0.89607 | 3.9335 | 6.1812 | 3.9335 | 6.1812
316029-Single Family, Quality Insulation Installation, CZ 10 | 0.41059 | 0.037364 | 0.41059 | 374.552 | 7491.04 | 30.728 | 614.56 | 0.13099 | 0.79724 | 0.13099 | 0.79724 | 0.14723 | 0.89607 | 0.14723 | 0.89607 | 3.9335 | 6.1812 | 3.9335 | 6.1812
316029-Single Family, Quality Insulation Installation, CZ 10 | 0.41059 | 0.037364 | 0.41059 | 374.552 | 7491.04 | 30.728 | 614.56 | 0.13099 | 0.79724 | 0.13099 | 0.79724 | 0.14723 | 0.89607 | 0.14723 | 0.89607 | 3.9335 | 6.1812 | 3.9335 | 6.1812
316029-Single Family, Quality Insulation Installation, CZ 10 | 0.41059 | 0.037364 | 0.41059 | 374.552 | 7491.04 | 30.728 | 614.56 | 0.13099 | 0.79724 | 0.13099 | 0.79724 | 0.14723 | 0.89607 | 0.14723 | 0.89607 | 3.9335 | 6.1812 | 3.9335 | 6.1812
316029-Single Family, Quality Insulation Installation, CZ 10 | 0.41059 | 0.037364 | 0.41059 | 374.552 | 7491.04 | 30.728 | 614.56 | 0.13099 | 0.79724 | 0.13099 | 0.79724 | 0.14723 | 0.89607 | 0.14723 | 0.89607 | 3.9335 | 6.1812 | 3.9335 | 6.1812
316029-Single Family, Quality Insulation Installation, CZ 10 | 0.41059 | 0.037364 | 0.41059 | 374.552 | 7491.04 | 30.728 | 614.56 | 0.13099 | 0.79724 | 0.13099 | 0.79724 | 0.14723 | 0.89607 | 0.14723 | 0.89607 | 3.9335 | 6.1812 | 3.9335 | 6.1812
316029-Single Family, Quality Insulation Installation, CZ 10 | 0.41059 | 0.037364 | 0.41059 | 374.552 | 7491.04 | 30.728 | 614.56 | 0.13099 | 0.79724 | 0.13099 | 0.79724 | 0.14723 | 0.89607 | 0.14723 | 0.89607 | 3.9335 | 6.1812 | 3.9335 | 6.1812
316029-Single Family, Quality Insulation Installation, CZ 10 | 0.41059 | 0.037364 | 0.41059 | 374.552 | 7491.04 | 30.728 | 614.56 | 0.13099 | 0.79724 | 0.13099 | 0.79724 | 0.14723 | 0.89607 | 0.14723 | 0.89607 | 3.9335 | 6.1812 | 3.9335 | 6.1812
316029-Single Family, Quality Insulation Installation, CZ 10 | 0.41059 | 0.037364 | 0.41059 | 374.552 | 7491.04 | 30.728 | 614.56 | 0.13099 | 0.79724 | 0.13099 | 0.79724 | 0.14723 | 0.89607 | 0.14723 | 0.89607 | 3.9335 | 6.1812 | 3.9335 | 6.1812
316029-Single Family, Quality Insulation Installation, CZ 10 | 0.41059 | 0.037364 | 0.41059 | 374.552 | 7491.04 | 30.728 | 614.56 | 0.13099 | 0.79724 | 0.13099 | 0.79724 | 0.14723 | 0.89607 | 0.14723 | 0.89607 | 3.9335 | 6.1812 | 3.9335 | 6.1812
316029-Single Family, Quality Insulation Installation, CZ 10 | 0.41059 | 0.037364 | 0.41059 | 374.552 | 7491.04 | 30.728 | 614.56 | 0.13099 | 0.79724 | 0.13099 | 0.79724 | 0.14723 | 0.89607 | 0.14723 | 0.89607 | 3.9335 | 6.1812 | 3.9335 | 6.1812
316029-Single Family, Quality Insulation Installation, CZ 10 | 0.41059 | 0.037364 | 0.41059 | 374.552 | 7491.04 | 30.728 | 614.56 | 0.13099 | 0.79724 | 0.13099 | 0.79724 | 0.14723 | 0.89607 | 0.14723 | 0.89607 | 3.9335 | 6.1812 | 3.9335 | 6.1812
316029-Single Family, Quality Insulation Installation, CZ 10 | 0.41059 | 0.037364 | 0.41059 | 374.552 | 7491.04 | 30.728 | 614.56 | 0.13099 | 0.79724 | 0.13099 | 0.79724 | 0.14723 | 0.89607 | 0.14723 | 0.89607 | 3.9335 | 6.1812 | 3.9335 | 6.1812
316085-Multi-family, Tank Less Water Heater, CZ 6 | 0 | 0 | 0 | 0 | 0 | 503.152 | 7547.28 | 0 | -1.6671 | 0 | -1.6671 | 0 | -0.80881 | 0 | -0.80881 | 0.35254 | 0.52882 | 0.35254 | 0.52882
316029-Single Family, Quality Insulation Installation, CZ 10 | 0.41059 | 0.037364 | 0.41059 | 374.552 | 7491.04 | 30.728 | 614.56 | 0.13099 | 0.79724 | 0.13099 | 0.79724 | 0.14723 | 0.89607 | 0.14723 | 0.89607 | 3.9335 | 6.1812 | 3.9335 | 6.1812
316029-Single Family, Quality Insulation Installation, CZ 10 | 0.41059 | 0.037364 | 0.41059 | 374.552 | 7491.04 | 30.728 | 614.56 | 0.13099 | 0.79724 | 0.13099 | 0.79724 | 0.14723 | 0.89607 | 0.14723 | 0.89607 | 3.9335 | 6.1812 | 3.9335 | 6.1812
316029-Single Family, Quality Insulation Installation, CZ 10 | 0.41059 | 0.037364 | 0.41059 | 374.552 | 7491.04 | 30.728 | 614.56 | 0.13099 | 0.79724 | 0.13099 | 0.79724 | 0.14723 | 0.89607 | 0.14723 | 0.89607 | 3.9335 | 6.1812 | 3.9335 | 6.1812
316029-Single Family, Quality Insulation Installation, CZ 10 | 0.41059 | 0.037364 | 0.41059 | 374.552 | 7491.04 | 30.728 | 614.56 | 0.13099 | 0.79724 | 0.13099 | 0.79724 | 0.14723 | 0.89607 | 0.14723 | 0.89607 | 3.9335 | 6.1812 | 3.9335 | 6.1812
316029-Single Family, Quality Insulation Installation, CZ 10 | 0.41059 | 0.037364 | 0.41059 | 374.552 | 7491.04 | 30.728 | 614.56 | 0.13099 | 0.79724 | 0.13099 | 0.79724 | 0.14723 | 0.89607 | 0.14723 | 0.89607 | 3.9335 | 6.1812 | 3.9335 | 6.1812
316029-Single Family, Quality Insulation Installation, CZ 10 | 0.41059 | 0.037364 | 0.41059 | 374.552 | 7491.04 | 30.728 | 614.56 | 0.13099 | 0.79724 | 0.13099 | 0.79724 | 0.14723 | 0.89607 | 0.14723 | 0.89607 | 3.9335 | 6.1812 | 3.9335 | 6.1812
316029-Single Family, Quality Insulation Installation, CZ 10 | 0.41059 | 0.037364 | 0.41059 | 374.552 | 7491.04 | 30.728 | 614.56 | 0.13099 | 0.79724 | 0.13099 | 0.79724 | 0.14723 | 0.89607 | 0.14723 | 0.89607 | 3.9335 | 6.1812 | 3.9335 | 6.1812
316029-Single Family, Quality Insulation Installation, CZ 10 | 0.41059 | 0.037364 | 0.41059 | 374.552 | 7491.04 | 30.728 | 614.56 | 0.13099 | 0.79724 | 0.13099 | 0.79724 | 0.14723 | 0.89607 | 0.14723 | 0.89607 | 3.9335 | 6.1812 | 3.9335 | 6.1812
316029-Single Family, Quality Insulation Installation, CZ 10 | 0.41059 | 0.037364 | 0.41059 | 374.552 | 7491.04 | 30.728 | 614.56 | 0.13099 | 0.79724 | 0.13099 | 0.79724 | 0.14723 | 0.89607 | 0.14723 | 0.89607 | 3.9335 | 6.1812 | 3.9335 | 6.1812
316029-Single Family, Quality Insulation Installation, CZ 10 | 0.41059 | 0.037364 | 0.41059 | 374.552 | 7491.04 | 30.728 | 614.56 | 0.13099 | 0.79724 | 0.13099 | 0.79724 | 0.14723 | 0.89607 | 0.14723 | 0.89607 | 3.9335 | 6.1812 | 3.9335 | 6.1812
316029-Single Family, Quality Insulation Installation, CZ 10 | 0.41059 | 0.037364 | 0.41059 | 374.552 | 7491.04 | 30.728 | 614.56 | 0.13099 | 0.79724 | 0.13099 | 0.79724 | 0.14723 | 0.89607 | 0.14723 | 0.89607 | 3.9335 | 6.1812 | 3.9335 | 6.1812
316029-Single Family, Quality Insulation Installation, CZ 10 | 0.41059 | 0.037364 | 0.41059 | 374.552 | 7491.04 | 30.728 | 614.56 | 0.13099 | 0.79724 | 0.13099 | 0.79724 | 0.14723 | 0.89607 | 0.14723 | 0.89607 | 3.9335 | 6.1812 | 3.9335 | 6.1812
316029-Single Family, Quality Insulation Installation, CZ 10 | 0.41059 | 0.037364 | 0.41059 | 374.552 | 7491.04 | 30.728 | 614.56 | 0.13099 | 0.79724 | 0.13099 | 0.79724 | 0.14723 | 0.89607 | 0.14723 | 0.89607 | 3.9335 | 6.1812 | 3.9335 | 6.1812
316029-Single Family, Quality Insulation Installation, CZ 10 | 0.41059 | 0.037364 | 0.41059 | 374.552 | 7491.04 | 30.728 | 614.56 | 0.13099 | 0.79724 | 0.13099 | 0.79724 | 0.14723 | 0.89607 | 0.14723 | 0.89607 | 3.9335 | 6.1812 | 3.9335 | 6.1812
316029-Single Family, Quality Insulation Installation, CZ 10 | 0.41059 | 0.037364 | 0.41059 | 374.552 | 7491.04 | 30.728 | 614.56 | 0.13099 | 0.79724 | 0.13099 | 0.79724 | 0.14723 | 0.89607 | 0.14723 | 0.89607 | 3.9335 | 6.1812 | 3.9335 | 6.1812
316029-Single Family, Quality Insulation Installation, CZ 10 | 0.41059 | 0.037364 | 0.41059 | 374.552 | 7491.04 | 30.728 | 614.56 | 0.13099 | 0.79724 | 0.13099 | 0.79724 | 0.14723 | 0.89607 | 0.14723 | 0.89607 | 3.9335 | 6.1812 | 3.9335 | 6.1812
316029-Single Family, Quality Insulation Installation, CZ 10 | 0.41059 | 0.037364 | 0.41059 | 374.552 | 7491.04 | 30.728 | 614.56 | 0.13099 | 0.79724 | 0.13099 | 0.79724 | 0.14723 | 0.89607 | 0.14723 | 0.89607 | 3.9335 | 6.1812 | 3.9335 | 6.1812
316029-Single Family, Quality Insulation Installation, CZ 10 | 0.41059 | 0.037364 | 0.41059 | 374.552 | 7491.04 | 30.728 | 614.56 | 0.13099 | 0.79724 | 0.13099 | 0.79724 | 0.14723 | 0.89607 | 0.14723 | 0.89607 | 3.9335 | 6.1812 | 3.9335 | 6.1812
316029-Single Family, Quality Insulation Installation, CZ 10 | 0.41059 | 0.037364 | 0.41059 | 374.552 | 7491.04 | 30.728 | 614.56 | 0.13099 | 0.79724 | 0.13099 | 0.79724 | 0.14723 | 0.89607 | 0.14723 | 0.89607 | 3.9335 | 6.1812 | 3.9335 | 6.1812
316029-Single Family, Quality Insulation Installation, CZ 10 | 0.41059 | 0.037364 | 0.41059 | 374.552 | 7491.04 | 30.728 | 614.56 | 0.13099 | 0.79724 | 0.13099 | 0.79724 | 0.14723 | 0.89607 | 0.14723 | 0.89607 | 3.9335 | 6.1812 | 3.9335 | 6.1812
316029-Single Family, Quality Insulation Installation, CZ 10 | 0.41059 | 0.037364 | 0.41059 | 374.552 | 7491.04 | 30.728 | 614.56 | 0.13099 | 0.79724 | 0.13099 | 0.79724 | 0.14723 | 0.89607 | 0.14723 | 0.89607 | 3.9335 | 6.1812 | 3.9335 | 6.1812
316029-Single Family, Quality Insulation Installation, CZ 10 | 0.41059 | 0.037364 | 0.41059 | 374.552 | 7491.04 | 30.728 | 614.56 | 0.13099 | 0.79724 | 0.13099 | 0.79724 | 0.14723 | 0.89607 | 0.14723 | 0.89607 | 3.9335 | 6.1812 | 3.9335 | 6.1812
316029-Single Family, Quality Insulation Installation, CZ 10 | 0.41059 | 0.037364 | 0.41059 | 374.552 | 7491.04 | 30.728 | 614.56 | 0.13099 | 0.79724 | 0.13099 | 0.79724 | 0.14723 | 0.89607 | 0.14723 | 0.89607 | 3.9335 | 6.1812 | 3.9335 | 6.1812
316029-Single Family, Quality Insulation Installation, CZ 10 | 0.41059 | 0.037364 | 0.41059 | 374.552 | 7491.04 | 30.728 | 614.56 | 0.13099 | 0.79724 | 0.13099 | 0.79724 | 0.14723 | 0.89607 | 0.14723 | 0.89607 | 3.9335 | 6.1812 | 3.9335 | 6.1812
316029-Single Family, Quality Insulation Installation, CZ 10 | 0.41059 | 0.037364 | 0.41059 | 374.552 | 7491.04 | 30.728 | 614.56 | 0.13099 | 0.79724 | 0.13099 | 0.79724 | 0.14723 | 0.89607 | 0.14723 | 0.89607 | 3.9335 | 6.1812 | 3.9335 | 6.1812
316029-Single Family, Quality Insulation Installation, CZ 10 | 0.41059 | 0.037364 | 0.41059 | 374.552 | 7491.04 | 30.728 | 614.56 | 0.13099 | 0.79724 | 0.13099 | 0.79724 | 0.14723 | 0.89607 | 0.14723 | 0.89607 | 3.9335 | 6.1812 | 3.9335 | 6.1812
316029-Single Family, Quality Insulation Installation, CZ 10 | 0.41059 | 0.037364 | 0.41059 | 374.552 | 7491.04 | 30.728 | 614.56 | 0.13099 | 0.79724 | 0.13099 | 0.79724 | 0.14723 | 0.89607 | 0.14723 | 0.89607 | 3.9335 | 6.1812 | 3.9335 | 6.1812
316029-Single Family, Quality Insulation Installation, CZ 10 | 0.41059 | 0.037364 | 0.41059 | 374.552 | 7491.04 | 30.728 | 614.56 | 0.13099 | 0.79724 | 0.13099 | 0.79724 | 0.14723 | 0.89607 | 0.14723 | 0.89607 | 3.9335 | 6.1812 | 3.9335 | 6.1812
316029-Single Family, Quality Insulation Installation, CZ 10 | 0.41059 | 0.037364 | 0.41059 | 374.552 | 7491.04 | 30.728 | 614.56 | 0.13099 | 0.79724 | 0.13099 | 0.79724 | 0.14723 | 0.89607 | 0.14723 | 0.89607 | 3.9335 | 6.1812 | 3.9335 | 6.1812
316029-Single Family, Quality Insulation Installation, CZ 10 | 0.41059 | 0.037364 | 0.41059 | 374.552 | 7491.04 | 30.728 | 614.56 | 0.13099 | 0.79724 | 0.13099 | 0.79724 | 0.14723 | 0.89607 | 0.14723 | 0.89607 | 3.9335 | 6.1812 | 3.9335 | 6.1812
316029-Single Family, Quality Insulation Installation, CZ 10 | 0.41059 | 0.037364 | 0.41059 | 374.552 | 7491.04 | 30.728 | 614.56 | 0.13099 | 0.79724 | 0.13099 | 0.79724 | 0.14723 | 0.89607 | 0.14723 | 0.89607 | 3.9335 | 6.1812 | 3.9335 | 6.1812
316029-Single Family, Quality Insulation Installation, CZ 10 | 0.41059 | 0.037364 | 0.41059 | 374.552 | 7491.04 | 30.728 | 614.56 | 0.13099 | 0.79724 | 0.13099 | 0.79724 | 0.14723 | 0.89607 | 0.14723 | 0.89607 | 3.9335 | 6.1812 | 3.9335 | 6.1812
316029-Single Family, Quality Insulation Installation, CZ 10 | 0.41059 | 0.037364 | 0.41059 | 374.552 | 7491.04 | 30.728 | 614.56 | 0.13099 | 0.79724 | 0.13099 | 0.79724 | 0.14723 | 0.89607 | 0.14723 | 0.89607 | 3.9335 | 6.1812 | 3.9335 | 6.1812
316029-Single Family, Quality Insulation Installation, CZ 10 | 0.41059 | 0.037364 | 0.41059 | 374.552 | 7491.04 | 30.728 | 614.56 | 0.13099 | 0.79724 | 0.13099 | 0.79724 | 0.14723 | 0.89607 | 0.14723 | 0.89607 | 3.9335 | 6.1812 | 3.9335 | 6.1812
316029-Single Family, Quality Insulation Installation, CZ 10 | 0.41059 | 0.037364 | 0.41059 | 374.552 | 7491.04 | 30.728 | 614.56 | 0.13099 | 0.79724 | 0.13099 | 0.79724 | 0.14723 | 0.89607 | 0.14723 | 0.89607 | 3.9335 | 6.1812 | 3.9335 | 6.1812
316029-Single Family, Quality Insulation Installation, CZ 10 | 0.41059 | 0.037364 | 0.41059 | 374.552 | 7491.04 | 30.728 | 614.56 | 0.13099 | 0.79724 | 0.13099 | 0.79724 | 0.14723 | 0.89607 | 0.14723 | 0.89607 | 3.9335 | 6.1812 | 3.9335 | 6.1812
316029-Single Family, Quality Insulation Installation, CZ 10 | 0.41059 | 0.037364 | 0.41059 | 374.552 | 7491.04 | 30.728 | 614.56 | 0.13099 | 0.79724 | 0.13099 | 0.79724 | 0.14723 | 0.89607 | 0.14723 | 0.89607 | 3.9335 | 6.1812 | 3.9335 | 6.1812
316029-Single Family, Quality Insulation Installation, CZ 10 | 0.41059 | 0.037364 | 0.41059 | 374.552 | 7491.04 | 30.728 | 614.56 | 0.13099 | 0.79724 | 0.13099 | 0.79724 | 0.14723 | 0.89607 | 0.14723 | 0.89607 | 3.9335 | 6.1812 | 3.9335 | 6.1812
316029-Single Family, Quality Insulation Installation, CZ 10 | 0.41059 | 0.037364 | 0.41059 | 374.552 | 7491.04 | 30.728 | 614.56 | 0.13099 | 0.79724 | 0.13099 | 0.79724 | 0.14723 | 0.89607 | 0.14723 | 0.89607 | 3.9335 | 6.1812 | 3.9335 | 6.1812
316029-Single Family, Quality Insulation Installation, CZ 10 | 0.41059 | 0.037364 | 0.41059 | 374.552 | 7491.04 | 30.728 | 614.56 | 0.13099 | 0.79724 | 0.13099 | 0.79724 | 0.14723 | 0.89607 | 0.14723 | 0.89607 | 3.9335 | 6.1812 | 3.9335 | 6.1812
316029-Single Family, Quality Insulation Installation, CZ 10 | 0.41059 | 0.037364 | 0.41059 | 374.552 | 7491.04 | 30.728 | 614.56 | 0.13099 | 0.79724 | 0.13099 | 0.79724 | 0.14723 | 0.89607 | 0.14723 | 0.89607 | 3.9335 | 6.1812 | 3.9335 | 6.1812
316029-Single Family, Quality Insulation Installation, CZ 10 | 0.41059 | 0.037364 | 0.41059 | 374.552 | 7491.04 | 30.728 | 614.56 | 0.13099 | 0.79724 | 0.13099 | 0.79724 | 0.14723 | 0.89607 | 0.14723 | 0.89607 | 3.9335 | 6.1812 | 3.9335 | 6.1812
316029-Single Family, Quality Insulation Installation, CZ 10 | 0.41059 | 0.037364 | 0.41059 | 374.552 | 7491.04 | 30.728 | 614.56 | 0.13099 | 0.79724 | 0.13099 | 0.79724 | 0.14723 | 0.89607 | 0.14723 | 0.89607 | 3.9335 | 6.1812 | 3.9335 | 6.1812
316029-Single Family, Quality Insulation Installation, CZ 10 | 0.41059 | 0.037364 | 0.41059 | 374.552 | 7491.04 | 30.728 | 614.56 | 0.13099 | 0.79724 | 0.13099 | 0.79724 | 0.14723 | 0.89607 | 0.14723 | 0.89607 | 3.9335 | 6.1812 | 3.9335 | 6.1812
316029-Single Family, Quality Insulation Installation, CZ 10 | 0.41059 | 0.037364 | 0.41059 | 374.552 | 7491.04 | 30.728 | 614.56 | 0.13099 | 0.79724 | 0.13099 | 0.79724 | 0.14723 | 0.89607 | 0.14723 | 0.89607 | 3.9335 | 6.1812 | 3.9335 | 6.1812
316029-Single Family, Quality Insulation Installation, CZ 10 | 0.41059 | 0.037364 | 0.41059 | 374.552 | 7491.04 | 30.728 | 614.56 | 0.13099 | 0.79724 | 0.13099 | 0.79724 | 0.14723 | 0.89607 | 0.14723 | 0.89607 | 3.9335 | 6.1812 | 3.9335 | 6.1812
316029-Single Family, Quality Insulation Installation, CZ 10 | 0.41059 | 0.037364 | 0.41059 | 374.552 | 7491.04 | 30.728 | 614.56 | 0.13099 | 0.79724 | 0.13099 | 0.79724 | 0.14723 | 0.89607 | 0.14723 | 0.89607 | 3.9335 | 6.1812 | 3.9335 | 6.1812
316029-Single Family, Quality Insulation Installation, CZ 10 | 0.41059 | 0.037364 | 0.41059 | 374.552 | 7491.04 | 30.728 | 614.56 | 0.13099 | 0.79724 | 0.13099 | 0.79724 | 0.14723 | 0.89607 | 0.14723 | 0.89607 | 3.9335 | 6.1812 | 3.9335 | 6.1812
316029-Single Family, Quality Insulation Installation, CZ 10 | 0.41059 | 0.037364 | 0.41059 | 374.552 | 7491.04 | 30.728 | 614.56 | 0.13099 | 0.79724 | 0.13099 | 0.79724 | 0.14723 | 0.89607 | 0.14723 | 0.89607 | 3.9335 | 6.1812 | 3.9335 | 6.1812
316029-Single Family, Quality Insulation Installation, CZ 10 | 0.41059 | 0.037364 | 0.41059 | 374.552 | 7491.04 | 30.728 | 614.56 | 0.13099 | 0.79724 | 0.13099 | 0.79724 | 0.14723 | 0.89607 | 0.14723 | 0.89607 | 3.9335 | 6.1812 | 3.9335 | 6.1812
316029-Single Family, Quality Insulation Installation, CZ 10 | 0.41059 | 0.037364 | 0.41059 | 374.552 | 7491.04 | 30.728 | 614.56 | 0.13099 | 0.79724 | 0.13099 | 0.79724 | 0.14723 | 0.89607 | 0.14723 | 0.89607 | 3.9335 | 6.1812 | 3.9335 | 6.1812
316029-Single Family, Quality Insulation Installation, CZ 10 | 0.41059 | 0.037364 | 0.41059 | 374.552 | 7491.04 | 30.728 | 614.56 | 0.13099 | 0.79724 | 0.13099 | 0.79724 | 0.14723 | 0.89607 | 0.14723 | 0.89607 | 3.9335 | 6.1812 | 3.9335 | 6.1812
316019-Single Family, Verified Ducting System, CZ 10 | 0.47702 | 0.043408 | 0.47702 | 435.144 | 7832.592 | 16.496 | 296.928 | 0.14813 | 0.89846 | 0.14813 | 0.89846 | 0.1374 | 0.83333 | 0.1374 | 0.83333 | 6.9123 | 4.8386 | 6.9123 | 4.8386
316019-Single Family, Verified Ducting System, CZ 10 | 0.47702 | 0.043408 | 0.47702 | 435.144 | 7832.592 | 16.496 | 296.928 | 0.14813 | 0.89846 | 0.14813 | 0.89846 | 0.1374 | 0.83333 | 0.1374 | 0.83333 | 6.9123 | 4.8386 | 6.9123 | 4.8386
316019-Single Family, Verified Ducting System, CZ 10 | 0.47702 | 0.043408 | 0.47702 | 435.144 | 7832.592 | 16.496 | 296.928 | 0.14813 | 0.89846 | 0.14813 | 0.89846 | 0.1374 | 0.83333 | 0.1374 | 0.83333 | 6.9123 | 4.8386 | 6.9123 | 4.8386
316019-Single Family, Verified Ducting System, CZ 10 | 0.47702 | 0.043408 | 0.47702 | 435.144 | 7832.592 | 16.496 | 296.928 | 0.14813 | 0.89846 | 0.14813 | 0.89846 | 0.1374 | 0.83333 | 0.1374 | 0.83333 | 6.9123 | 4.8386 | 6.9123 | 4.8386
316019-Single Family, Verified Ducting System, CZ 10 | 0.47702 | 0.043408 | 0.47702 | 435.144 | 7832.592 | 16.496 | 296.928 | 0.14813 | 0.89846 | 0.14813 | 0.89846 | 0.1374 | 0.83333 | 0.1374 | 0.83333 | 6.9123 | 4.8386 | 6.9123 | 4.8386
316019-Single Family, Verified Ducting System, CZ 10 | 0.47702 | 0.043408 | 0.47702 | 435.144 | 7832.592 | 16.496 | 296.928 | 0.14813 | 0.89846 | 0.14813 | 0.89846 | 0.1374 | 0.83333 | 0.1374 | 0.83333 | 6.9123 | 4.8386 | 6.9123 | 4.8386
316019-Single Family, Verified Ducting System, CZ 10 | 0.47702 | 0.043408 | 0.47702 | 435.144 | 7832.592 | 16.496 | 296.928 | 0.14813 | 0.89846 | 0.14813 | 0.89846 | 0.1374 | 0.83333 | 0.1374 | 0.83333 | 6.9123 | 4.8386 | 6.9123 | 4.8386
316019-Single Family, Verified Ducting System, CZ 10 | 0.47702 | 0.043408 | 0.47702 | 435.144 | 7832.592 | 16.496 | 296.928 | 0.14813 | 0.89846 | 0.14813 | 0.89846 | 0.1374 | 0.83333 | 0.1374 | 0.83333 | 6.9123 | 4.8386 | 6.9123 | 4.8386
316029-Single Family, Quality Insulation Installation, CZ 10 | 0.41059 | 0.037364 | 0.41059 | 374.552 | 7491.04 | 30.728 | 614.56 | 0.13099 | 0.79724 | 0.13099 | 0.79724 | 0.14723 | 0.89607 | 0.14723 | 0.89607 | 3.9335 | 6.1812 | 3.9335 | 6.1812
316029-Single Family, Quality Insulation Installation, CZ 10 | 0.41059 | 0.037364 | 0.41059 | 374.552 | 7491.04 | 30.728 | 614.56 | 0.13099 | 0.79724 | 0.13099 | 0.79724 | 0.14723 | 0.89607 | 0.14723 | 0.89607 | 3.9335 | 6.1812 | 3.9335 | 6.1812
316019-Single Family, Verified Ducting System, CZ 10 | 0.47702 | 0.043408 | 0.47702 | 435.144 | 7832.592 | 16.496 | 296.928 | 0.14813 | 0.89846 | 0.14813 | 0.89846 | 0.1374 | 0.83333 | 0.1374 | 0.83333 | 6.9123 | 4.8386 | 6.9123 | 4.8386
316029-Single Family, Quality Insulation Installation, CZ 10 | 0.41059 | 0.037364 | 0.41059 | 374.552 | 7491.04 | 30.728 | 614.56 | 0.13099 | 0.79724 | 0.13099 | 0.79724 | 0.14723 | 0.89607 | 0.14723 | 0.89607 | 3.9335 | 6.1812 | 3.9335 | 6.1812
316019-Single Family, Verified Ducting System, CZ 10 | 0.47702 | 0.043408 | 0.47702 | 435.144 | 7832.592 | 16.496 | 296.928 | 0.14813 | 0.89846 | 0.14813 | 0.89846 | 0.1374 | 0.83333 | 0.1374 | 0.83333 | 6.9123 | 4.8386 | 6.9123 | 4.8386
316019-Single Family, Verified Ducting System, CZ 10 | 0.47702 | 0.043408 | 0.47702 | 435.144 | 7832.592 | 16.496 | 296.928 | 0.14813 | 0.89846 | 0.14813 | 0.89846 | 0.1374 | 0.83333 | 0.1374 | 0.83333 | 6.9123 | 4.8386 | 6.9123 | 4.8386
316029-Single Family, Quality Insulation Installation, CZ 10 | 0.41059 | 0.037364 | 0.41059 | 374.552 | 7491.04 | 30.728 | 614.56 | 0.13099 | 0.79724 | 0.13099 | 0.79724 | 0.14723 | 0.89607 | 0.14723 | 0.89607 | 3.9335 | 6.1812 | 3.9335 | 6.1812
316019-Single Family, Verified Ducting System, CZ 10 | 0.47702 | 0.043408 | 0.47702 | 435.144 | 7832.592 | 16.496 | 296.928 | 0.14813 | 0.89846 | 0.14813 | 0.89846 | 0.1374 | 0.83333 | 0.1374 | 0.83333 | 6.9123 | 4.8386 | 6.9123 | 4.8386
316029-Single Family, Quality Insulation Installation, CZ 10 | 0.41059 | 0.037364 | 0.41059 | 374.552 | 7491.04 | 30.728 | 614.56 | 0.13099 | 0.79724 | 0.13099 | 0.79724 | 0.14723 | 0.89607 | 0.14723 | 0.89607 | 3.9335 | 6.1812 | 3.9335 | 6.1812
316039-Single Family, Tank Less Water Heater, CZ 10 | 0 | 0 | 0 | 0 | 0 | 66.816 | 1002.24 | 0 | 0.43483 | 0 | 0.43483 | 0 | 0.59247 | 0 | 0.59247 | 1.9195 | 2.8792 | 1.9195 | 2.8792
316039-Single Family, Tank Less Water Heater, CZ 10 | 0 | 0 | 0 | 0 | 0 | 66.816 | 1002.24 | 0 | 0.37177 | 0 | 0.37177 | 0 | 0.27719 | 0 | 0.27719 | 1.6936 | 1.4396 | 1.6936 | 1.4396
316039-Single Family, Tank Less Water Heater, CZ 10 | 0 | 0 | 0 | 0 | 0 | 66.816 | 1002.24 | 0 | 0.43483 | 0 | 0.43483 | 0 | 0.59247 | 0 | 0.59247 | 1.9195 | 2.8792 | 1.9195 | 2.8792
316039-Single Family, Tank Less Water Heater, CZ 10 | 0 | 0 | 0 | 0 | 0 | 66.816 | 1002.24 | 0 | 0.43483 | 0 | 0.43483 | 0 | 0.59247 | 0 | 0.59247 | 1.9195 | 2.8792 | 1.9195 | 2.8792
316039-Single Family, Tank Less Water Heater, CZ 10 | 0 | 0 | 0 | 0 | 0 | 66.816 | 1002.24 | 0 | 0.43483 | 0 | 0.43483 | 0 | 0.59247 | 0 | 0.59247 | 1.9195 | 2.8792 | 1.9195 | 2.8792
316039-Single Family, Tank Less Water Heater, CZ 10 | 0 | 0 | 0 | 0 | 0 | 66.816 | 1002.24 | 0 | 0.37177 | 0 | 0.37177 | 0 | 0.27719 | 0 | 0.27719 | 1.6936 | 1.4396 | 1.6936 | 1.4396
316039-Single Family, Tank Less Water Heater, CZ 10 | 0 | 0 | 0 | 0 | 0 | 66.816 | 1002.24 | 0 | 0.43483 | 0 | 0.43483 | 0 | 0.59247 | 0 | 0.59247 | 1.9195 | 2.8792 | 1.9195 | 2.8792
316039-Single Family, Tank Less Water Heater, CZ 10 | 0 | 0 | 0 | 0 | 0 | 66.816 | 1002.24 | 0 | 0.43483 | 0 | 0.43483 | 0 | 0.59247 | 0 | 0.59247 | 1.9195 | 2.8792 | 1.9195 | 2.8792
316039-Single Family, Tank Less Water Heater, CZ 10 | 0 | 0 | 0 | 0 | 0 | 66.816 | 1002.24 | 0 | 0.37177 | 0 | 0.37177 | 0 | 0.27719 | 0 | 0.27719 | 1.6936 | 1.4396 | 1.6936 | 1.4396
316039-Single Family, Tank Less Water Heater, CZ 10 | 0 | 0 | 0 | 0 | 0 | 66.816 | 1002.24 | 0 | 0.37177 | 0 | 0.37177 | 0 | 0.27719 | 0 | 0.27719 | 1.6936 | 1.4396 | 1.6936 | 1.4396
316039-Single Family, Tank Less Water Heater, CZ 10 | 0 | 0 | 0 | 0 | 0 | 66.816 | 1002.24 | 0 | 0.37177 | 0 | 0.37177 | 0 | 0.27719 | 0 | 0.27719 | 1.6936 | 1.4396 | 1.6936 | 1.4396
316039-Single Family, Tank Less Water Heater, CZ 10 | 0 | 0 | 0 | 0 | 0 | 66.816 | 1002.24 | 0 | 0.43483 | 0 | 0.43483 | 0 | 0.59247 | 0 | 0.59247 | 1.9195 | 2.8792 | 1.9195 | 2.8792
316039-Single Family, Tank Less Water Heater, CZ 10 | 0 | 0 | 0 | 0 | 0 | 66.816 | 1002.24 | 0 | 0.37177 | 0 | 0.37177 | 0 | 0.27719 | 0 | 0.27719 | 1.6936 | 1.4396 | 1.6936 | 1.4396
316039-Single Family, Tank Less Water Heater, CZ 10 | 0 | 0 | 0 | 0 | 0 | 66.816 | 1002.24 | 0 | 0.37177 | 0 | 0.37177 | 0 | 0.27719 | 0 | 0.27719 | 1.6936 | 1.4396 | 1.6936 | 1.4396
316067-Multi-family, Verified Ducting System, CZ 8 | 0.42067 | 0.038281 | 0.42067 | 383.744 | 6907.392 | 35.328 | 635.904 | 0.044112 | 0.28386 | 0.044112 | 0.28386 | 0.069191 | 0.44524 | 0.069191 | 0.44524 | 1.3703 | 1.7357 | 1.3703 | 1.7357
316067-Multi-family, Verified Ducting System, CZ 8 | 0.42067 | 0.038281 | 0.42067 | 383.744 | 6907.392 | 35.328 | 635.904 | 0.044112 | 0.28386 | 0.044112 | 0.28386 | 0.069191 | 0.44524 | 0.069191 | 0.44524 | 1.3703 | 1.7357 | 1.3703 | 1.7357
316067-Multi-family, Verified Ducting System, CZ 8 | 0.42067 | 0.038281 | 0.42067 | 383.744 | 6907.392 | 35.328 | 635.904 | 0.044112 | 0.28386 | 0.044112 | 0.28386 | 0.069191 | 0.44524 | 0.069191 | 0.44524 | 1.3703 | 1.7357 | 1.3703 | 1.7357
316019-Single Family, Verified Ducting System, CZ 10 | 0.47702 | 0.043408 | 0.47702 | 435.144 | 7832.592 | 16.496 | 296.928 | 0.15171 | 0.92017 | 0.15171 | 0.92017 | 0.15529 | 0.94187 | 0.15529 | 0.94187 | 8.0643 | 9.6772 | 8.0643 | 9.6772
316019-Single Family, Verified Ducting System, CZ 10 | 0.47702 | 0.043408 | 0.47702 | 435.144 | 7832.592 | 16.496 | 296.928 | 0.14813 | 0.89846 | 0.14813 | 0.89846 | 0.1374 | 0.83333 | 0.1374 | 0.83333 | 6.9123 | 4.8386 | 6.9123 | 4.8386
316019-Single Family, Verified Ducting System, CZ 10 | 0.47702 | 0.043408 | 0.47702 | 435.144 | 7832.592 | 16.496 | 296.928 | 0.14813 | 0.89846 | 0.14813 | 0.89846 | 0.1374 | 0.83333 | 0.1374 | 0.83333 | 6.9123 | 4.8386 | 6.9123 | 4.8386
316019-Single Family, Verified Ducting System, CZ 10 | 0.47702 | 0.043408 | 0.47702 | 435.144 | 7832.592 | 16.496 | 296.928 | 0.14813 | 0.89846 | 0.14813 | 0.89846 | 0.1374 | 0.83333 | 0.1374 | 0.83333 | 6.9123 | 4.8386 | 6.9123 | 4.8386
316019-Single Family, Verified Ducting System, CZ 10 | 0.47702 | 0.043408 | 0.47702 | 435.144 | 7832.592 | 16.496 | 296.928 | 0.14813 | 0.89846 | 0.14813 | 0.89846 | 0.1374 | 0.83333 | 0.1374 | 0.83333 | 6.9123 | 4.8386 | 6.9123 | 4.8386
316019-Single Family, Verified Ducting System, CZ 10 | 0.47702 | 0.043408 | 0.47702 | 435.144 | 7832.592 | 16.496 | 296.928 | 0.14813 | 0.89846 | 0.14813 | 0.89846 | 0.1374 | 0.83333 | 0.1374 | 0.83333 | 6.9123 | 4.8386 | 6.9123 | 4.8386
316019-Single Family, Verified Ducting System, CZ 10 | 0.47702 | 0.043408 | 0.47702 | 435.144 | 7832.592 | 16.496 | 296.928 | 0.14813 | 0.89846 | 0.14813 | 0.89846 | 0.1374 | 0.83333 | 0.1374 | 0.83333 | 6.9123 | 4.8386 | 6.9123 | 4.8386
316019-Single Family, Verified Ducting System, CZ 10 | 0.47702 | 0.043408 | 0.47702 | 435.144 | 7832.592 | 16.496 | 296.928 | 0.14813 | 0.89846 | 0.14813 | 0.89846 | 0.1374 | 0.83333 | 0.1374 | 0.83333 | 6.9123 | 4.8386 | 6.9123 | 4.8386
316019-Single Family, Verified Ducting System, CZ 10 | 0.47702 | 0.043408 | 0.47702 | 435.144 | 7832.592 | 16.496 | 296.928 | 0.14813 | 0.89846 | 0.14813 | 0.89846 | 0.1374 | 0.83333 | 0.1374 | 0.83333 | 6.9123 | 4.8386 | 6.9123 | 4.8386
316019-Single Family, Verified Ducting System, CZ 10 | 0.47702 | 0.043408 | 0.47702 | 435.144 | 7832.592 | 16.496 | 296.928 | 0.14813 | 0.89846 | 0.14813 | 0.89846 | 0.1374 | 0.83333 | 0.1374 | 0.83333 | 6.9123 | 4.8386 | 6.9123 | 4.8386
316019-Single Family, Verified Ducting System, CZ 10 | 0.47702 | 0.043408 | 0.47702 | 435.144 | 7832.592 | 16.496 | 296.928 | 0.14813 | 0.89846 | 0.14813 | 0.89846 | 0.1374 | 0.83333 | 0.1374 | 0.83333 | 6.9123 | 4.8386 | 6.9123 | 4.8386
316019-Single Family, Verified Ducting System, CZ 10 | 0.47702 | 0.043408 | 0.47702 | 435.144 | 7832.592 | 16.496 | 296.928 | 0.14813 | 0.89846 | 0.14813 | 0.89846 | 0.1374 | 0.83333 | 0.1374 | 0.83333 | 6.9123 | 4.8386 | 6.9123 | 4.8386
316019-Single Family, Verified Ducting System, CZ 10 | 0.47702 | 0.043408 | 0.47702 | 435.144 | 7832.592 | 16.496 | 296.928 | 0.14813 | 0.89846 | 0.14813 | 0.89846 | 0.1374 | 0.83333 | 0.1374 | 0.83333 | 6.9123 | 4.8386 | 6.9123 | 4.8386
316019-Single Family, Verified Ducting System, CZ 10 | 0.47702 | 0.043408 | 0.47702 | 435.144 | 7832.592 | 16.496 | 296.928 | 0.14813 | 0.89846 | 0.14813 | 0.89846 | 0.1374 | 0.83333 | 0.1374 | 0.83333 | 6.9123 | 4.8386 | 6.9123 | 4.8386
316019-Single Family, Verified Ducting System, CZ 10 | 0.47702 | 0.043408 | 0.47702 | 435.144 | 7832.592 | 16.496 | 296.928 | 0.14813 | 0.89846 | 0.14813 | 0.89846 | 0.1374 | 0.83333 | 0.1374 | 0.83333 | 6.9123 | 4.8386 | 6.9123 | 4.8386
316019-Single Family, Verified Ducting System, CZ 10 | 0.47702 | 0.043408 | 0.47702 | 435.144 | 7832.592 | 16.496 | 296.928 | 0.14813 | 0.89846 | 0.14813 | 0.89846 | 0.1374 | 0.83333 | 0.1374 | 0.83333 | 6.9123 | 4.8386 | 6.9123 | 4.8386
316019-Single Family, Verified Ducting System, CZ 10 | 0.47702 | 0.043408 | 0.47702 | 435.144 | 7832.592 | 16.496 | 296.928 | 0.14813 | 0.89846 | 0.14813 | 0.89846 | 0.1374 | 0.83333 | 0.1374 | 0.83333 | 6.9123 | 4.8386 | 6.9123 | 4.8386
316019-Single Family, Verified Ducting System, CZ 10 | 0.47702 | 0.043408 | 0.47702 | 435.144 | 7832.592 | 16.496 | 296.928 | 0.14813 | 0.89846 | 0.14813 | 0.89846 | 0.1374 | 0.83333 | 0.1374 | 0.83333 | 6.9123 | 4.8386 | 6.9123 | 4.8386
316019-Single Family, Verified Ducting System, CZ 10 | 0.47702 | 0.043408 | 0.47702 | 435.144 | 7832.592 | 16.496 | 296.928 | 0.14813 | 0.89846 | 0.14813 | 0.89846 | 0.1374 | 0.83333 | 0.1374 | 0.83333 | 6.9123 | 4.8386 | 6.9123 | 4.8386
316019-Single Family, Verified Ducting System, CZ 10 | 0.47702 | 0.043408 | 0.47702 | 435.144 | 7832.592 | 16.496 | 296.928 | 0.14813 | 0.89846 | 0.14813 | 0.89846 | 0.1374 | 0.83333 | 0.1374 | 0.83333 | 6.9123 | 4.8386 | 6.9123 | 4.8386
316019-Single Family, Verified Ducting System, CZ 10 | 0.47702 | 0.043408 | 0.47702 | 435.144 | 7832.592 | 16.496 | 296.928 | 0.14813 | 0.89846 | 0.14813 | 0.89846 | 0.1374 | 0.83333 | 0.1374 | 0.83333 | 6.9123 | 4.8386 | 6.9123 | 4.8386
316019-Single Family, Verified Ducting System, CZ 10 | 0.47702 | 0.043408 | 0.47702 | 435.144 | 7832.592 | 16.496 | 296.928 | 0.14813 | 0.89846 | 0.14813 | 0.89846 | 0.1374 | 0.83333 | 0.1374 | 0.83333 | 6.9123 | 4.8386 | 6.9123 | 4.8386
316019-Single Family, Verified Ducting System, CZ 10 | 0.47702 | 0.043408 | 0.47702 | 435.144 | 7832.592 | 16.496 | 296.928 | 0.14813 | 0.89846 | 0.14813 | 0.89846 | 0.1374 | 0.83333 | 0.1374 | 0.83333 | 6.9123 | 4.8386 | 6.9123 | 4.8386
316019-Single Family, Verified Ducting System, CZ 10 | 0.47702 | 0.043408 | 0.47702 | 435.144 | 7832.592 | 16.496 | 296.928 | 0.14813 | 0.89846 | 0.14813 | 0.89846 | 0.1374 | 0.83333 | 0.1374 | 0.83333 | 6.9123 | 4.8386 | 6.9123 | 4.8386
316019-Single Family, Verified Ducting System, CZ 10 | 0.47702 | 0.043408 | 0.47702 | 435.144 | 7832.592 | 16.496 | 296.928 | 0.14813 | 0.89846 | 0.14813 | 0.89846 | 0.1374 | 0.83333 | 0.1374 | 0.83333 | 6.9123 | 4.8386 | 6.9123 | 4.8386
316019-Single Family, Verified Ducting System, CZ 10 | 0.47702 | 0.043408 | 0.47702 | 435.144 | 7832.592 | 16.496 | 296.928 | 0.14813 | 0.89846 | 0.14813 | 0.89846 | 0.1374 | 0.83333 | 0.1374 | 0.83333 | 6.9123 | 4.8386 | 6.9123 | 4.8386
316019-Single Family, Verified Ducting System, CZ 10 | 0.47702 | 0.043408 | 0.47702 | 435.144 | 7832.592 | 16.496 | 296.928 | 0.14813 | 0.89846 | 0.14813 | 0.89846 | 0.1374 | 0.83333 | 0.1374 | 0.83333 | 6.9123 | 4.8386 | 6.9123 | 4.8386
316019-Single Family, Verified Ducting System, CZ 10 | 0.47702 | 0.043408 | 0.47702 | 435.144 | 7832.592 | 16.496 | 296.928 | 0.14813 | 0.89846 | 0.14813 | 0.89846 | 0.1374 | 0.83333 | 0.1374 | 0.83333 | 6.9123 | 4.8386 | 6.9123 | 4.8386
316017-Single Family, Verified Ducting System, CZ 8 | 0.098121 | 0.008929 | 0.098121 | 89.512 | 1611.216 | 10.712 | 192.816 | 0.090692 | 0.58361 | 0.090692 | 0.58361 | 0.10278 | 0.66141 | 0.10278 | 0.66141 | 2.2502 | 2.7002 | 2.2502 | 2.7002
316017-Single Family, Verified Ducting System, CZ 8 | 0.098121 | 0.008929 | 0.098121 | 89.512 | 1611.216 | 10.712 | 192.816 | 0.090692 | 0.58361 | 0.090692 | 0.58361 | 0.10278 | 0.66141 | 0.10278 | 0.66141 | 2.2502 | 2.7002 | 2.2502 | 2.7002
316017-Single Family, Verified Ducting System, CZ 8 | 0.098121 | 0.008929 | 0.098121 | 89.512 | 1611.216 | 10.712 | 192.816 | 0.090692 | 0.58361 | 0.090692 | 0.58361 | 0.10278 | 0.66141 | 0.10278 | 0.66141 | 2.2502 | 2.7002 | 2.2502 | 2.7002
316017-Single Family, Verified Ducting System, CZ 8 | 0.098121 | 0.008929 | 0.098121 | 89.512 | 1611.216 | 10.712 | 192.816 | 0.090692 | 0.58361 | 0.090692 | 0.58361 | 0.10278 | 0.66141 | 0.10278 | 0.66141 | 2.2502 | 2.7002 | 2.2502 | 2.7002
316017-Single Family, Verified Ducting System, CZ 8 | 0.098121 | 0.008929 | 0.098121 | 89.512 | 1611.216 | 10.712 | 192.816 | 0.090692 | 0.58361 | 0.090692 | 0.58361 | 0.10278 | 0.66141 | 0.10278 | 0.66141 | 2.2502 | 2.7002 | 2.2502 | 2.7002
316017-Single Family, Verified Ducting System, CZ 8 | 0.098121 | 0.008929 | 0.098121 | 89.512 | 1611.216 | 10.712 | 192.816 | 0.090692 | 0.58361 | 0.090692 | 0.58361 | 0.10278 | 0.66141 | 0.10278 | 0.66141 | 2.2502 | 2.7002 | 2.2502 | 2.7002
316017-Single Family, Verified Ducting System, CZ 8 | 0.098121 | 0.008929 | 0.098121 | 89.512 | 1611.216 | 10.712 | 192.816 | 0.090692 | 0.58361 | 0.090692 | 0.58361 | 0.10278 | 0.66141 | 0.10278 | 0.66141 | 2.2502 | 2.7002 | 2.2502 | 2.7002
316017-Single Family, Verified Ducting System, CZ 8 | 0.098121 | 0.008929 | 0.098121 | 89.512 | 1611.216 | 10.712 | 192.816 | 0.090692 | 0.58361 | 0.090692 | 0.58361 | 0.10278 | 0.66141 | 0.10278 | 0.66141 | 2.2502 | 2.7002 | 2.2502 | 2.7002
316017-Single Family, Verified Ducting System, CZ 8 | 0.098121 | 0.008929 | 0.098121 | 89.512 | 1611.216 | 10.712 | 192.816 | 0.090692 | 0.58361 | 0.090692 | 0.58361 | 0.10278 | 0.66141 | 0.10278 | 0.66141 | 2.2502 | 2.7002 | 2.2502 | 2.7002
316017-Single Family, Verified Ducting System, CZ 8 | 0.098121 | 0.008929 | 0.098121 | 89.512 | 1611.216 | 10.712 | 192.816 | 0.090692 | 0.58361 | 0.090692 | 0.58361 | 0.10278 | 0.66141 | 0.10278 | 0.66141 | 2.2502 | 2.7002 | 2.2502 | 2.7002
316017-Single Family, Verified Ducting System, CZ 8 | 0.098121 | 0.008929 | 0.098121 | 89.512 | 1611.216 | 10.712 | 192.816 | 0.090692 | 0.58361 | 0.090692 | 0.58361 | 0.10278 | 0.66141 | 0.10278 | 0.66141 | 2.2502 | 2.7002 | 2.2502 | 2.7002
316017-Single Family, Verified Ducting System, CZ 8 | 0.098121 | 0.008929 | 0.098121 | 89.512 | 1611.216 | 10.712 | 192.816 | 0.090692 | 0.58361 | 0.090692 | 0.58361 | 0.10278 | 0.66141 | 0.10278 | 0.66141 | 2.2502 | 2.7002 | 2.2502 | 2.7002
316017-Single Family, Verified Ducting System, CZ 8 | 0.098121 | 0.008929 | 0.098121 | 89.512 | 1611.216 | 10.712 | 192.816 | 0.090692 | 0.58361 | 0.090692 | 0.58361 | 0.10278 | 0.66141 | 0.10278 | 0.66141 | 2.2502 | 2.7002 | 2.2502 | 2.7002
316017-Single Family, Verified Ducting System, CZ 8 | 0.098121 | 0.008929 | 0.098121 | 89.512 | 1611.216 | 10.712 | 192.816 | 0.090692 | 0.58361 | 0.090692 | 0.58361 | 0.10278 | 0.66141 | 0.10278 | 0.66141 | 2.2502 | 2.7002 | 2.2502 | 2.7002
316017-Single Family, Verified Ducting System, CZ 8 | 0.098121 | 0.008929 | 0.098121 | 89.512 | 1611.216 | 10.712 | 192.816 | 0.090692 | 0.58361 | 0.090692 | 0.58361 | 0.10278 | 0.66141 | 0.10278 | 0.66141 | 2.2502 | 2.7002 | 2.2502 | 2.7002
316017-Single Family, Verified Ducting System, CZ 8 | 0.098121 | 0.008929 | 0.098121 | 89.512 | 1611.216 | 10.712 | 192.816 | 0.090692 | 0.58361 | 0.090692 | 0.58361 | 0.10278 | 0.66141 | 0.10278 | 0.66141 | 2.2502 | 2.7002 | 2.2502 | 2.7002
316017-Single Family, Verified Ducting System, CZ 8 | 0.098121 | 0.008929 | 0.098121 | 89.512 | 1611.216 | 10.712 | 192.816 | 0.090692 | 0.58361 | 0.090692 | 0.58361 | 0.10278 | 0.66141 | 0.10278 | 0.66141 | 2.2502 | 2.7002 | 2.2502 | 2.7002
316017-Single Family, Verified Ducting System, CZ 8 | 0.098121 | 0.008929 | 0.098121 | 89.512 | 1611.216 | 10.712 | 192.816 | 0.090692 | 0.58361 | 0.090692 | 0.58361 | 0.10278 | 0.66141 | 0.10278 | 0.66141 | 2.2502 | 2.7002 | 2.2502 | 2.7002
316017-Single Family, Verified Ducting System, CZ 8 | 0.098121 | 0.008929 | 0.098121 | 89.512 | 1611.216 | 10.712 | 192.816 | 0.090692 | 0.58361 | 0.090692 | 0.58361 | 0.10278 | 0.66141 | 0.10278 | 0.66141 | 2.2502 | 2.7002 | 2.2502 | 2.7002
316017-Single Family, Verified Ducting System, CZ 8 | 0.098121 | 0.008929 | 0.098121 | 89.512 | 1611.216 | 10.712 | 192.816 | 0.090692 | 0.58361 | 0.090692 | 0.58361 | 0.10278 | 0.66141 | 0.10278 | 0.66141 | 2.2502 | 2.7002 | 2.2502 | 2.7002
316017-Single Family, Verified Ducting System, CZ 8 | 0.098121 | 0.008929 | 0.098121 | 89.512 | 1611.216 | 10.712 | 192.816 | 0.090692 | 0.58361 | 0.090692 | 0.58361 | 0.10278 | 0.66141 | 0.10278 | 0.66141 | 2.2502 | 2.7002 | 2.2502 | 2.7002
316017-Single Family, Verified Ducting System, CZ 8 | 0.098121 | 0.008929 | 0.098121 | 89.512 | 1611.216 | 10.712 | 192.816 | 0.090692 | 0.58361 | 0.090692 | 0.58361 | 0.10278 | 0.66141 | 0.10278 | 0.66141 | 2.2502 | 2.7002 | 2.2502 | 2.7002
316017-Single Family, Verified Ducting System, CZ 8 | 0.098121 | 0.008929 | 0.098121 | 89.512 | 1611.216 | 10.712 | 192.816 | 0.090692 | 0.58361 | 0.090692 | 0.58361 | 0.10278 | 0.66141 | 0.10278 | 0.66141 | 2.2502 | 2.7002 | 2.2502 | 2.7002
316017-Single Family, Verified Ducting System, CZ 8 | 0.098121 | 0.008929 | 0.098121 | 89.512 | 1611.216 | 10.712 | 192.816 | 0.090692 | 0.58361 | 0.090692 | 0.58361 | 0.10278 | 0.66141 | 0.10278 | 0.66141 | 2.2502 | 2.7002 | 2.2502 | 2.7002
316017-Single Family, Verified Ducting System, CZ 8 | 0.098121 | 0.008929 | 0.098121 | 89.512 | 1611.216 | 10.712 | 192.816 | 0.090692 | 0.58361 | 0.090692 | 0.58361 | 0.10278 | 0.66141 | 0.10278 | 0.66141 | 2.2502 | 2.7002 | 2.2502 | 2.7002
316017-Single Family, Verified Ducting System, CZ 8 | 0.098121 | 0.008929 | 0.098121 | 89.512 | 1611.216 | 10.712 | 192.816 | 0.090692 | 0.58361 | 0.090692 | 0.58361 | 0.10278 | 0.66141 | 0.10278 | 0.66141 | 2.2502 | 2.7002 | 2.2502 | 2.7002
316017-Single Family, Verified Ducting System, CZ 8 | 0.098121 | 0.008929 | 0.098121 | 89.512 | 1611.216 | 10.712 | 192.816 | 0.090692 | 0.58361 | 0.090692 | 0.58361 | 0.10278 | 0.66141 | 0.10278 | 0.66141 | 2.2502 | 2.7002 | 2.2502 | 2.7002
316017-Single Family, Verified Ducting System, CZ 8 | 0.098121 | 0.008929 | 0.098121 | 89.512 | 1611.216 | 10.712 | 192.816 | 0.090692 | 0.58361 | 0.090692 | 0.58361 | 0.10278 | 0.66141 | 0.10278 | 0.66141 | 2.2502 | 2.7002 | 2.2502 | 2.7002
316017-Single Family, Verified Ducting System, CZ 8 | 0.098121 | 0.008929 | 0.098121 | 89.512 | 1611.216 | 10.712 | 192.816 | 0.090692 | 0.58361 | 0.090692 | 0.58361 | 0.10278 | 0.66141 | 0.10278 | 0.66141 | 2.2502 | 2.7002 | 2.2502 | 2.7002
316017-Single Family, Verified Ducting System, CZ 8 | 0.098121 | 0.008929 | 0.098121 | 89.512 | 1611.216 | 10.712 | 192.816 | 0.090692 | 0.58361 | 0.090692 | 0.58361 | 0.10278 | 0.66141 | 0.10278 | 0.66141 | 2.2502 | 2.7002 | 2.2502 | 2.7002
316017-Single Family, Verified Ducting System, CZ 8 | 0.098121 | 0.008929 | 0.098121 | 89.512 | 1611.216 | 10.712 | 192.816 | 0.090692 | 0.58361 | 0.090692 | 0.58361 | 0.10278 | 0.66141 | 0.10278 | 0.66141 | 2.2502 | 2.7002 | 2.2502 | 2.7002
316017-Single Family, Verified Ducting System, CZ 8 | 0.098121 | 0.008929 | 0.098121 | 89.512 | 1611.216 | 10.712 | 192.816 | 0.090692 | 0.58361 | 0.090692 | 0.58361 | 0.10278 | 0.66141 | 0.10278 | 0.66141 | 2.2502 | 2.7002 | 2.2502 | 2.7002
316017-Single Family, Verified Ducting System, CZ 8 | 0.098121 | 0.008929 | 0.098121 | 89.512 | 1611.216 | 10.712 | 192.816 | 0.090692 | 0.58361 | 0.090692 | 0.58361 | 0.10278 | 0.66141 | 0.10278 | 0.66141 | 2.2502 | 2.7002 | 2.2502 | 2.7002
316017-Single Family, Verified Ducting System, CZ 8 | 0.098121 | 0.008929 | 0.098121 | 89.512 | 1611.216 | 10.712 | 192.816 | 0.090692 | 0.58361 | 0.090692 | 0.58361 | 0.10278 | 0.66141 | 0.10278 | 0.66141 | 2.2502 | 2.7002 | 2.2502 | 2.7002
316017-Single Family, Verified Ducting System, CZ 8 | 0.098121 | 0.008929 | 0.098121 | 89.512 | 1611.216 | 10.712 | 192.816 | 0.090692 | 0.58361 | 0.090692 | 0.58361 | 0.10278 | 0.66141 | 0.10278 | 0.66141 | 2.2502 | 2.7002 | 2.2502 | 2.7002
316032-Single Family, Quality Insulation Installation, CZ 15 | 1.114 | 0.10138 | 1.114 | 1016.256 | 20325.12 | 16.632 | 332.64 | 0.15416 | 0.93312 | 0.15416 | 0.93312 | 0.16232 | 0.98253 | 0.16232 | 0.98253 | 7.8662 | 12.3612 | 7.8662 | 12.3612
316032-Single Family, Quality Insulation Installation, CZ 15 | 1.114 | 0.10138 | 1.114 | 1016.256 | 20325.12 | 16.632 | 332.64 | 0.15416 | 0.93312 | 0.15416 | 0.93312 | 0.16232 | 0.98253 | 0.16232 | 0.98253 | 7.8662 | 12.3612 | 7.8662 | 12.3612
316032-Single Family, Quality Insulation Installation, CZ 15 | 1.114 | 0.10138 | 1.114 | 1016.256 | 20325.12 | 16.632 | 332.64 | 0.15416 | 0.93312 | 0.15416 | 0.93312 | 0.16232 | 0.98253 | 0.16232 | 0.98253 | 7.8662 | 12.3612 | 7.8662 | 12.3612
316032-Single Family, Quality Insulation Installation, CZ 15 | 1.114 | 0.10138 | 1.114 | 1016.256 | 20325.12 | 16.632 | 332.64 | 0.15416 | 0.93312 | 0.15416 | 0.93312 | 0.16232 | 0.98253 | 0.16232 | 0.98253 | 7.8662 | 12.3612 | 7.8662 | 12.3612
316032-Single Family, Quality Insulation Installation, CZ 15 | 1.114 | 0.10138 | 1.114 | 1016.256 | 20325.12 | 16.632 | 332.64 | 0.15416 | 0.93312 | 0.15416 | 0.93312 | 0.16232 | 0.98253 | 0.16232 | 0.98253 | 7.8662 | 12.3612 | 7.8662 | 12.3612
316032-Single Family, Quality Insulation Installation, CZ 15 | 1.114 | 0.10138 | 1.114 | 1016.256 | 20325.12 | 16.632 | 332.64 | 0.15416 | 0.93312 | 0.15416 | 0.93312 | 0.16232 | 0.98253 | 0.16232 | 0.98253 | 7.8662 | 12.3612 | 7.8662 | 12.3612
316032-Single Family, Quality Insulation Installation, CZ 15 | 1.114 | 0.10138 | 1.114 | 1016.256 | 20325.12 | 16.632 | 332.64 | 0.15416 | 0.93312 | 0.15416 | 0.93312 | 0.16232 | 0.98253 | 0.16232 | 0.98253 | 7.8662 | 12.3612 | 7.8662 | 12.3612
316032-Single Family, Quality Insulation Installation, CZ 15 | 1.114 | 0.10138 | 1.114 | 1016.256 | 20325.12 | 16.632 | 332.64 | 0.15416 | 0.93312 | 0.15416 | 0.93312 | 0.16232 | 0.98253 | 0.16232 | 0.98253 | 7.8662 | 12.3612 | 7.8662 | 12.3612
316032-Single Family, Quality Insulation Installation, CZ 15 | 1.114 | 0.10138 | 1.114 | 1016.256 | 20325.12 | 16.632 | 332.64 | 0.15416 | 0.93312 | 0.15416 | 0.93312 | 0.16232 | 0.98253 | 0.16232 | 0.98253 | 7.8662 | 12.3612 | 7.8662 | 12.3612
316032-Single Family, Quality Insulation Installation, CZ 15 | 1.114 | 0.10138 | 1.114 | 1016.256 | 20325.12 | 16.632 | 332.64 | 0.15416 | 0.93312 | 0.15416 | 0.93312 | 0.16232 | 0.98253 | 0.16232 | 0.98253 | 7.8662 | 12.3612 | 7.8662 | 12.3612
316032-Single Family, Quality Insulation Installation, CZ 15 | 1.114 | 0.10138 | 1.114 | 1016.256 | 20325.12 | 16.632 | 332.64 | 0.15416 | 0.93312 | 0.15416 | 0.93312 | 0.16232 | 0.98253 | 0.16232 | 0.98253 | 7.8662 | 12.3612 | 7.8662 | 12.3612
316032-Single Family, Quality Insulation Installation, CZ 15 | 1.114 | 0.10138 | 1.114 | 1016.256 | 20325.12 | 16.632 | 332.64 | 0.15416 | 0.93312 | 0.15416 | 0.93312 | 0.16232 | 0.98253 | 0.16232 | 0.98253 | 7.8662 | 12.3612 | 7.8662 | 12.3612
316032-Single Family, Quality Insulation Installation, CZ 15 | 1.114 | 0.10138 | 1.114 | 1016.256 | 20325.12 | 16.632 | 332.64 | 0.15416 | 0.93312 | 0.15416 | 0.93312 | 0.16232 | 0.98253 | 0.16232 | 0.98253 | 7.8662 | 12.3612 | 7.8662 | 12.3612
316032-Single Family, Quality Insulation Installation, CZ 15 | 1.114 | 0.10138 | 1.114 | 1016.256 | 20325.12 | 16.632 | 332.64 | 0.15416 | 0.93312 | 0.15416 | 0.93312 | 0.16232 | 0.98253 | 0.16232 | 0.98253 | 7.8662 | 12.3612 | 7.8662 | 12.3612
316032-Single Family, Quality Insulation Installation, CZ 15 | 1.114 | 0.10138 | 1.114 | 1016.256 | 20325.12 | 16.632 | 332.64 | 0.15416 | 0.93312 | 0.15416 | 0.93312 | 0.16232 | 0.98253 | 0.16232 | 0.98253 | 7.8662 | 12.3612 | 7.8662 | 12.3612
316032-Single Family, Quality Insulation Installation, CZ 15 | 1.114 | 0.10138 | 1.114 | 1016.256 | 20325.12 | 16.632 | 332.64 | 0.15416 | 0.93312 | 0.15416 | 0.93312 | 0.16232 | 0.98253 | 0.16232 | 0.98253 | 7.8662 | 12.3612 | 7.8662 | 12.3612
316032-Single Family, Quality Insulation Installation, CZ 15 | 1.114 | 0.10138 | 1.114 | 1016.256 | 20325.12 | 16.632 | 332.64 | 0.15416 | 0.93312 | 0.15416 | 0.93312 | 0.16232 | 0.98253 | 0.16232 | 0.98253 | 7.8662 | 12.3612 | 7.8662 | 12.3612
316032-Single Family, Quality Insulation Installation, CZ 15 | 1.114 | 0.10138 | 1.114 | 1016.256 | 20325.12 | 16.632 | 332.64 | 0.15416 | 0.93312 | 0.15416 | 0.93312 | 0.16232 | 0.98253 | 0.16232 | 0.98253 | 7.8662 | 12.3612 | 7.8662 | 12.3612
316032-Single Family, Quality Insulation Installation, CZ 15 | 1.114 | 0.10138 | 1.114 | 1016.256 | 20325.12 | 16.632 | 332.64 | 0.15416 | 0.93312 | 0.15416 | 0.93312 | 0.16232 | 0.98253 | 0.16232 | 0.98253 | 7.8662 | 12.3612 | 7.8662 | 12.3612
316032-Single Family, Quality Insulation Installation, CZ 15 | 1.114 | 0.10138 | 1.114 | 1016.256 | 20325.12 | 16.632 | 332.64 | 0.15416 | 0.93312 | 0.15416 | 0.93312 | 0.16232 | 0.98253 | 0.16232 | 0.98253 | 7.8662 | 12.3612 | 7.8662 | 12.3612
316032-Single Family, Quality Insulation Installation, CZ 15 | 1.114 | 0.10138 | 1.114 | 1016.256 | 20325.12 | 16.632 | 332.64 | 0.15416 | 0.93312 | 0.15416 | 0.93312 | 0.16232 | 0.98253 | 0.16232 | 0.98253 | 7.8662 | 12.3612 | 7.8662 | 12.3612
316032-Single Family, Quality Insulation Installation, CZ 15 | 1.114 | 0.10138 | 1.114 | 1016.256 | 20325.12 | 16.632 | 332.64 | 0.15416 | 0.93312 | 0.15416 | 0.93312 | 0.16232 | 0.98253 | 0.16232 | 0.98253 | 7.8662 | 12.3612 | 7.8662 | 12.3612
316032-Single Family, Quality Insulation Installation, CZ 15 | 1.114 | 0.10138 | 1.114 | 1016.256 | 20325.12 | 16.632 | 332.64 | 0.15416 | 0.93312 | 0.15416 | 0.93312 | 0.16232 | 0.98253 | 0.16232 | 0.98253 | 7.8662 | 12.3612 | 7.8662 | 12.3612
316040-Single Family, Tank Less Water Heater, CZ 13 | 0 | 0 | 0 | 0 | 0 | 60.328 | 904.92 | 0 | 0.37632 | 0 | 0.37632 | 0 | 0.55091 | 0 | 0.55091 | 1.7185 | 2.5777 | 1.7185 | 2.5777
316030-Single Family, Quality Insulation Installation, CZ 13 | 0.48003 | 0.043683 | 0.48003 | 437.896 | 8757.92 | 41.728 | 834.56 | 0.13723 | 0.84653 | 0.13723 | 0.84653 | 0.15034 | 0.92744 | 0.15034 | 0.92744 | 4.805 | 7.5507 | 4.805 | 7.5507
316040-Single Family, Tank Less Water Heater, CZ 13 | 0 | 0 | 0 | 0 | 0 | 60.328 | 904.92 | 0 | 0.37632 | 0 | 0.37632 | 0 | 0.55091 | 0 | 0.55091 | 1.7185 | 2.5777 | 1.7185 | 2.5777
316030-Single Family, Quality Insulation Installation, CZ 13 | 0.48003 | 0.043683 | 0.48003 | 437.896 | 8757.92 | 41.728 | 834.56 | 0.13723 | 0.84653 | 0.13723 | 0.84653 | 0.15034 | 0.92744 | 0.15034 | 0.92744 | 4.805 | 7.5507 | 4.805 | 7.5507
316040-Single Family, Tank Less Water Heater, CZ 13 | 0 | 0 | 0 | 0 | 0 | 60.328 | 904.92 | 0 | 0.37632 | 0 | 0.37632 | 0 | 0.55091 | 0 | 0.55091 | 1.7185 | 2.5777 | 1.7185 | 2.5777
316040-Single Family, Tank Less Water Heater, CZ 13 | 0 | 0 | 0 | 0 | 0 | 60.328 | 904.92 | 0 | 0.37632 | 0 | 0.37632 | 0 | 0.55091 | 0 | 0.55091 | 1.7185 | 2.5777 | 1.7185 | 2.5777
316030-Single Family, Quality Insulation Installation, CZ 13 | 0.48003 | 0.043683 | 0.48003 | 437.896 | 8757.92 | 41.728 | 834.56 | 0.13723 | 0.84653 | 0.13723 | 0.84653 | 0.15034 | 0.92744 | 0.15034 | 0.92744 | 4.805 | 7.5507 | 4.805 | 7.5507
316040-Single Family, Tank Less Water Heater, CZ 13 | 0 | 0 | 0 | 0 | 0 | 60.328 | 904.92 | 0 | 0.37632 | 0 | 0.37632 | 0 | 0.55091 | 0 | 0.55091 | 1.7185 | 2.5777 | 1.7185 | 2.5777
316030-Single Family, Quality Insulation Installation, CZ 13 | 0.48003 | 0.043683 | 0.48003 | 437.896 | 8757.92 | 41.728 | 834.56 | 0.13723 | 0.84653 | 0.13723 | 0.84653 | 0.15034 | 0.92744 | 0.15034 | 0.92744 | 4.805 | 7.5507 | 4.805 | 7.5507
316040-Single Family, Tank Less Water Heater, CZ 13 | 0 | 0 | 0 | 0 | 0 | 60.328 | 904.92 | 0 | 0.37632 | 0 | 0.37632 | 0 | 0.55091 | 0 | 0.55091 | 1.7185 | 2.5777 | 1.7185 | 2.5777
316030-Single Family, Quality Insulation Installation, CZ 13 | 0.48003 | 0.043683 | 0.48003 | 437.896 | 8757.92 | 41.728 | 834.56 | 0.13723 | 0.84653 | 0.13723 | 0.84653 | 0.15034 | 0.92744 | 0.15034 | 0.92744 | 4.805 | 7.5507 | 4.805 | 7.5507
316040-Single Family, Tank Less Water Heater, CZ 13 | 0 | 0 | 0 | 0 | 0 | 60.328 | 904.92 | 0 | 0.37632 | 0 | 0.37632 | 0 | 0.55091 | 0 | 0.55091 | 1.7185 | 2.5777 | 1.7185 | 2.5777
316030-Single Family, Quality Insulation Installation, CZ 13 | 0.48003 | 0.043683 | 0.48003 | 437.896 | 8757.92 | 41.728 | 834.56 | 0.13723 | 0.84653 | 0.13723 | 0.84653 | 0.15034 | 0.92744 | 0.15034 | 0.92744 | 4.805 | 7.5507 | 4.805 | 7.5507
316040-Single Family, Tank Less Water Heater, CZ 13 | 0 | 0 | 0 | 0 | 0 | 60.328 | 904.92 | 0 | 0.37632 | 0 | 0.37632 | 0 | 0.55091 | 0 | 0.55091 | 1.7185 | 2.5777 | 1.7185 | 2.5777
316030-Single Family, Quality Insulation Installation, CZ 13 | 0.48003 | 0.043683 | 0.48003 | 437.896 | 8757.92 | 41.728 | 834.56 | 0.13723 | 0.84653 | 0.13723 | 0.84653 | 0.15034 | 0.92744 | 0.15034 | 0.92744 | 4.805 | 7.5507 | 4.805 | 7.5507
316040-Single Family, Tank Less Water Heater, CZ 13 | 0 | 0 | 0 | 0 | 0 | 60.328 | 904.92 | 0 | 0.37632 | 0 | 0.37632 | 0 | 0.55091 | 0 | 0.55091 | 1.7185 | 2.5777 | 1.7185 | 2.5777
316030-Single Family, Quality Insulation Installation, CZ 13 | 0.48003 | 0.043683 | 0.48003 | 437.896 | 8757.92 | 41.728 | 834.56 | 0.13723 | 0.84653 | 0.13723 | 0.84653 | 0.15034 | 0.92744 | 0.15034 | 0.92744 | 4.805 | 7.5507 | 4.805 | 7.5507
316030-Single Family, Quality Insulation Installation, CZ 13 | 0.48003 | 0.043683 | 0.48003 | 437.896 | 8757.92 | 41.728 | 834.56 | 0.13723 | 0.84653 | 0.13723 | 0.84653 | 0.15034 | 0.92744 | 0.15034 | 0.92744 | 4.805 | 7.5507 | 4.805 | 7.5507
316030-Single Family, Quality Insulation Installation, CZ 13 | 0.48003 | 0.043683 | 0.48003 | 437.896 | 8757.92 | 41.728 | 834.56 | 0.13723 | 0.84653 | 0.13723 | 0.84653 | 0.15034 | 0.92744 | 0.15034 | 0.92744 | 4.805 | 7.5507 | 4.805 | 7.5507
316030-Single Family, Quality Insulation Installation, CZ 13 | 0.48003 | 0.043683 | 0.48003 | 437.896 | 8757.92 | 41.728 | 834.56 | 0.13723 | 0.84653 | 0.13723 | 0.84653 | 0.15034 | 0.92744 | 0.15034 | 0.92744 | 4.805 | 7.5507 | 4.805 | 7.5507
316030-Single Family, Quality Insulation Installation, CZ 13 | 0.48003 | 0.043683 | 0.48003 | 437.896 | 8757.92 | 41.728 | 834.56 | 0.13723 | 0.84653 | 0.13723 | 0.84653 | 0.15034 | 0.92744 | 0.15034 | 0.92744 | 4.805 | 7.5507 | 4.805 | 7.5507
316040-Single Family, Tank Less Water Heater, CZ 13 | 0 | 0 | 0 | 0 | 0 | 60.328 | 904.92 | 0 | 0.37632 | 0 | 0.37632 | 0 | 0.55091 | 0 | 0.55091 | 1.7185 | 2.5777 | 1.7185 | 2.5777
316030-Single Family, Quality Insulation Installation, CZ 13 | 0.48003 | 0.043683 | 0.48003 | 437.896 | 8757.92 | 41.728 | 834.56 | 0.13723 | 0.84653 | 0.13723 | 0.84653 | 0.15034 | 0.92744 | 0.15034 | 0.92744 | 4.805 | 7.5507 | 4.805 | 7.5507
316040-Single Family, Tank Less Water Heater, CZ 13 | 0 | 0 | 0 | 0 | 0 | 60.328 | 904.92 | 0 | 0.37632 | 0 | 0.37632 | 0 | 0.55091 | 0 | 0.55091 | 1.7185 | 2.5777 | 1.7185 | 2.5777
316030-Single Family, Quality Insulation Installation, CZ 13 | 0.48003 | 0.043683 | 0.48003 | 437.896 | 8757.92 | 41.728 | 834.56 | 0.13723 | 0.84653 | 0.13723 | 0.84653 | 0.15034 | 0.92744 | 0.15034 | 0.92744 | 4.805 | 7.5507 | 4.805 | 7.5507
316040-Single Family, Tank Less Water Heater, CZ 13 | 0 | 0 | 0 | 0 | 0 | 60.328 | 904.92 | 0 | 0.37632 | 0 | 0.37632 | 0 | 0.55091 | 0 | 0.55091 | 1.7185 | 2.5777 | 1.7185 | 2.5777
316030-Single Family, Quality Insulation Installation, CZ 13 | 0.48003 | 0.043683 | 0.48003 | 437.896 | 8757.92 | 41.728 | 834.56 | 0.13723 | 0.84653 | 0.13723 | 0.84653 | 0.15034 | 0.92744 | 0.15034 | 0.92744 | 4.805 | 7.5507 | 4.805 | 7.5507
316040-Single Family, Tank Less Water Heater, CZ 13 | 0 | 0 | 0 | 0 | 0 | 60.328 | 904.92 | 0 | 0.37632 | 0 | 0.37632 | 0 | 0.55091 | 0 | 0.55091 | 1.7185 | 2.5777 | 1.7185 | 2.5777
316030-Single Family, Quality Insulation Installation, CZ 13 | 0.48003 | 0.043683 | 0.48003 | 437.896 | 8757.92 | 41.728 | 834.56 | 0.13723 | 0.84653 | 0.13723 | 0.84653 | 0.15034 | 0.92744 | 0.15034 | 0.92744 | 4.805 | 7.5507 | 4.805 | 7.5507
316040-Single Family, Tank Less Water Heater, CZ 13 | 0 | 0 | 0 | 0 | 0 | 60.328 | 904.92 | 0 | 0.37632 | 0 | 0.37632 | 0 | 0.55091 | 0 | 0.55091 | 1.7185 | 2.5777 | 1.7185 | 2.5777
316017-Single Family, Verified Ducting System, CZ 8 | 3.238 | 0.29466 | 3.238 | 2953.896 | 53170.128 | 353.496 | 6362.928 | 0.091986 | 0.60639 | 0.091986 | 0.60639 | 0.10395 | 0.68525 | 0.10395 | 0.68525 | 2.2815 | 2.7378 | 2.2815 | 2.7378
316017-Single Family, Verified Ducting System, CZ 8 | 0.098121 | 0.008929 | 0.098121 | 89.512 | 1611.216 | 10.712 | 192.816 | 0.090692 | 0.58361 | 0.090692 | 0.58361 | 0.10278 | 0.66141 | 0.10278 | 0.66141 | 2.2502 | 2.7002 | 2.2502 | 2.7002
316017-Single Family, Verified Ducting System, CZ 8 | 0.098121 | 0.008929 | 0.098121 | 89.512 | 1611.216 | 10.712 | 192.816 | 0.090692 | 0.58361 | 0.090692 | 0.58361 | 0.10278 | 0.66141 | 0.10278 | 0.66141 | 2.2502 | 2.7002 | 2.2502 | 2.7002
316017-Single Family, Verified Ducting System, CZ 8 | 0.098121 | 0.008929 | 0.098121 | 89.512 | 1611.216 | 10.712 | 192.816 | 0.090692 | 0.58361 | 0.090692 | 0.58361 | 0.10278 | 0.66141 | 0.10278 | 0.66141 | 2.2502 | 2.7002 | 2.2502 | 2.7002
316017-Single Family, Verified Ducting System, CZ 8 | 0.098121 | 0.008929 | 0.098121 | 89.512 | 1611.216 | 10.712 | 192.816 | 0.090692 | 0.58361 | 0.090692 | 0.58361 | 0.10278 | 0.66141 | 0.10278 | 0.66141 | 2.2502 | 2.7002 | 2.2502 | 2.7002
316017-Single Family, Verified Ducting System, CZ 8 | 0.098121 | 0.008929 | 0.098121 | 89.512 | 1611.216 | 10.712 | 192.816 | 0.090692 | 0.58361 | 0.090692 | 0.58361 | 0.10278 | 0.66141 | 0.10278 | 0.66141 | 2.2502 | 2.7002 | 2.2502 | 2.7002
316017-Single Family, Verified Ducting System, CZ 8 | 0.098121 | 0.008929 | 0.098121 | 89.512 | 1611.216 | 10.712 | 192.816 | 0.090692 | 0.58361 | 0.090692 | 0.58361 | 0.10278 | 0.66141 | 0.10278 | 0.66141 | 2.2502 | 2.7002 | 2.2502 | 2.7002
316017-Single Family, Verified Ducting System, CZ 8 | 0.098121 | 0.008929 | 0.098121 | 89.512 | 1611.216 | 10.712 | 192.816 | 0.090692 | 0.58361 | 0.090692 | 0.58361 | 0.10278 | 0.66141 | 0.10278 | 0.66141 | 2.2502 | 2.7002 | 2.2502 | 2.7002
316017-Single Family, Verified Ducting System, CZ 8 | 0.098121 | 0.008929 | 0.098121 | 89.512 | 1611.216 | 10.712 | 192.816 | 0.090692 | 0.58361 | 0.090692 | 0.58361 | 0.10278 | 0.66141 | 0.10278 | 0.66141 | 2.2502 | 2.7002 | 2.2502 | 2.7002
316017-Single Family, Verified Ducting System, CZ 8 | 0.098121 | 0.008929 | 0.098121 | 89.512 | 1611.216 | 10.712 | 192.816 | 0.090692 | 0.58361 | 0.090692 | 0.58361 | 0.10278 | 0.66141 | 0.10278 | 0.66141 | 2.2502 | 2.7002 | 2.2502 | 2.7002
316017-Single Family, Verified Ducting System, CZ 8 | 0.098121 | 0.008929 | 0.098121 | 89.512 | 1611.216 | 10.712 | 192.816 | 0.090692 | 0.58361 | 0.090692 | 0.58361 | 0.10278 | 0.66141 | 0.10278 | 0.66141 | 2.2502 | 2.7002 | 2.2502 | 2.7002
316017-Single Family, Verified Ducting System, CZ 8 | 0.098121 | 0.008929 | 0.098121 | 89.512 | 1611.216 | 10.712 | 192.816 | 0.090692 | 0.58361 | 0.090692 | 0.58361 | 0.10278 | 0.66141 | 0.10278 | 0.66141 | 2.2502 | 2.7002 | 2.2502 | 2.7002
316017-Single Family, Verified Ducting System, CZ 8 | 0.098121 | 0.008929 | 0.098121 | 89.512 | 1611.216 | 10.712 | 192.816 | 0.090692 | 0.58361 | 0.090692 | 0.58361 | 0.10278 | 0.66141 | 0.10278 | 0.66141 | 2.2502 | 2.7002 | 2.2502 | 2.7002
316017-Single Family, Verified Ducting System, CZ 8 | 0.098121 | 0.008929 | 0.098121 | 89.512 | 1611.216 | 10.712 | 192.816 | 0.090692 | 0.58361 | 0.090692 | 0.58361 | 0.10278 | 0.66141 | 0.10278 | 0.66141 | 2.2502 | 2.7002 | 2.2502 | 2.7002
316017-Single Family, Verified Ducting System, CZ 8 | 0.098121 | 0.008929 | 0.098121 | 89.512 | 1611.216 | 10.712 | 192.816 | 0.090692 | 0.58361 | 0.090692 | 0.58361 | 0.10278 | 0.66141 | 0.10278 | 0.66141 | 2.2502 | 2.7002 | 2.2502 | 2.7002
316017-Single Family, Verified Ducting System, CZ 8 | 0.098121 | 0.008929 | 0.098121 | 89.512 | 1611.216 | 10.712 | 192.816 | 0.090692 | 0.58361 | 0.090692 | 0.58361 | 0.10278 | 0.66141 | 0.10278 | 0.66141 | 2.2502 | 2.7002 | 2.2502 | 2.7002
316017-Single Family, Verified Ducting System, CZ 8 | 0.098121 | 0.008929 | 0.098121 | 89.512 | 1611.216 | 10.712 | 192.816 | 0.090692 | 0.58361 | 0.090692 | 0.58361 | 0.10278 | 0.66141 | 0.10278 | 0.66141 | 2.2502 | 2.7002 | 2.2502 | 2.7002
316017-Single Family, Verified Ducting System, CZ 8 | 0.098121 | 0.008929 | 0.098121 | 89.512 | 1611.216 | 10.712 | 192.816 | 0.090692 | 0.58361 | 0.090692 | 0.58361 | 0.10278 | 0.66141 | 0.10278 | 0.66141 | 2.2502 | 2.7002 | 2.2502 | 2.7002
316017-Single Family, Verified Ducting System, CZ 8 | 0.098121 | 0.008929 | 0.098121 | 89.512 | 1611.216 | 10.712 | 192.816 | 0.090692 | 0.58361 | 0.090692 | 0.58361 | 0.10278 | 0.66141 | 0.10278 | 0.66141 | 2.2502 | 2.7002 | 2.2502 | 2.7002
316017-Single Family, Verified Ducting System, CZ 8 | 0.098121 | 0.008929 | 0.098121 | 89.512 | 1611.216 | 10.712 | 192.816 | 0.090692 | 0.58361 | 0.090692 | 0.58361 | 0.10278 | 0.66141 | 0.10278 | 0.66141 | 2.2502 | 2.7002 | 2.2502 | 2.7002
316079-Multi-family, High Quality Insulation Installation, CZ 10 | 16.5631 | 1.5072 | 16.5631 | 15109.2 | 302184 | 975.6 | 19512 | 0.11716 | 0.71304 | 0.11716 | 0.71304 | 0.14315 | 0.87125 | 0.14315 | 0.87125 | 3.003 | 5.4055 | 3.003 | 5.4055
316079-Multi-family, High Quality Insulation Installation, CZ 10 | 1.1042 | 0.10048 | 1.1042 | 1007.28 | 20145.6 | 65.04 | 1300.8 | 0.11716 | 0.71304 | 0.11716 | 0.71304 | 0.14315 | 0.87125 | 0.14315 | 0.87125 | 3.003 | 5.4055 | 3.003 | 5.4055
316079-Multi-family, High Quality Insulation Installation, CZ 10 | 1.1042 | 0.10048 | 1.1042 | 1007.28 | 20145.6 | 65.04 | 1300.8 | 0.11716 | 0.71304 | 0.11716 | 0.71304 | 0.14315 | 0.87125 | 0.14315 | 0.87125 | 3.003 | 5.4055 | 3.003 | 5.4055
316079-Multi-family, High Quality Insulation Installation, CZ 10 | 1.1042 | 0.10048 | 1.1042 | 1007.28 | 20145.6 | 65.04 | 1300.8 | 0.11716 | 0.71304 | 0.11716 | 0.71304 | 0.14315 | 0.87125 | 0.14315 | 0.87125 | 3.003 | 5.4055 | 3.003 | 5.4055
316079-Multi-family, High Quality Insulation Installation, CZ 10 | 1.1042 | 0.10048 | 1.1042 | 1007.28 | 20145.6 | 65.04 | 1300.8 | 0.11716 | 0.71304 | 0.11716 | 0.71304 | 0.14315 | 0.87125 | 0.14315 | 0.87125 | 3.003 | 5.4055 | 3.003 | 5.4055
316079-Multi-family, High Quality Insulation Installation, CZ 10 | 1.1042 | 0.10048 | 1.1042 | 1007.28 | 20145.6 | 65.04 | 1300.8 | 0.11716 | 0.71304 | 0.11716 | 0.71304 | 0.14315 | 0.87125 | 0.14315 | 0.87125 | 3.003 | 5.4055 | 3.003 | 5.4055
316079-Multi-family, High Quality Insulation Installation, CZ 10 | 1.1042 | 0.10048 | 1.1042 | 1007.28 | 20145.6 | 65.04 | 1300.8 | 0.11716 | 0.71304 | 0.11716 | 0.71304 | 0.14315 | 0.87125 | 0.14315 | 0.87125 | 3.003 | 5.4055 | 3.003 | 5.4055
316078-Multi-family, High Quality Insulation Installation, CZ 9 | 16.8612 | 1.5344 | 16.8612 | 15381.088 | 307621.76 | 979.296 | 19585.92 | 0.093231 | 0.58549 | 0.093231 | 0.58549 | 0.12745 | 0.80039 | 0.12745 | 0.80039 | 2.2109 | 3.9796 | 2.2109 | 3.9796
316075-Multi-family, High Quality Insulation Installation, CZ 6 | 0.11958 | 0.010882 | 0.11958 | 109.088 | 2181.76 | 66.192 | 1323.84 | -0.048632 | -0.31223 | -0.048632 | -0.31223 | 0.046985 | 0.30166 | 0.046985 | 0.30166 | 0.77395 | 1.3931 | 0.77395 | 1.3931
316075-Multi-family, High Quality Insulation Installation, CZ 6 | 0.14521 | 0.013214 | 0.14521 | 132.464 | 2649.28 | 80.376 | 1607.52 | -0.048632 | -0.31223 | -0.048632 | -0.31223 | 0.046985 | 0.30166 | 0.046985 | 0.30166 | 0.77395 | 1.3931 | 0.77395 | 1.3931
316075-Multi-family, High Quality Insulation Installation, CZ 6 | 0.23916 | 0.021764 | 0.23916 | 218.176 | 4363.52 | 132.384 | 2647.68 | -0.048632 | -0.31223 | -0.048632 | -0.31223 | 0.046985 | 0.30166 | 0.046985 | 0.30166 | 0.77395 | 1.3931 | 0.77395 | 1.3931
316075-Multi-family, High Quality Insulation Installation, CZ 6 | 0.14521 | 0.013214 | 0.14521 | 132.464 | 2649.28 | 80.376 | 1607.52 | -0.048632 | -0.31223 | -0.048632 | -0.31223 | 0.046985 | 0.30166 | 0.046985 | 0.30166 | 0.77395 | 1.3931 | 0.77395 | 1.3931
316075-Multi-family, High Quality Insulation Installation, CZ 6 | 0.17083 | 0.015546 | 0.17083 | 155.84 | 3116.8 | 94.56 | 1891.2 | -0.048632 | -0.31223 | -0.048632 | -0.31223 | 0.046985 | 0.30166 | 0.046985 | 0.30166 | 0.77395 | 1.3931 | 0.77395 | 1.3931
316075-Multi-family, High Quality Insulation Installation, CZ 6 | 0.093958 | 0.0085501 | 0.093958 | 85.712 | 1714.24 | 52.008 | 1040.16 | -0.048632 | -0.31223 | -0.048632 | -0.31223 | 0.046985 | 0.30166 | 0.046985 | 0.30166 | 0.77395 | 1.3931 | 0.77395 | 1.3931
316075-Multi-family, High Quality Insulation Installation, CZ 6 | 0.16229 | 0.014768 | 0.16229 | 148.048 | 2960.96 | 89.832 | 1796.64 | -0.048632 | -0.31223 | -0.048632 | -0.31223 | 0.046985 | 0.30166 | 0.046985 | 0.30166 | 0.77395 | 1.3931 | 0.77395 | 1.3931
316075-Multi-family, High Quality Insulation Installation, CZ 6 | 0.16229 | 0.014768 | 0.16229 | 148.048 | 2960.96 | 89.832 | 1796.64 | -0.048632 | -0.31223 | -0.048632 | -0.31223 | 0.046985 | 0.30166 | 0.046985 | 0.30166 | 0.77395 | 1.3931 | 0.77395 | 1.3931
316075-Multi-family, High Quality Insulation Installation, CZ 6 | 0.11958 | 0.010882 | 0.11958 | 109.088 | 2181.76 | 66.192 | 1323.84 | -0.048632 | -0.31223 | -0.048632 | -0.31223 | 0.046985 | 0.30166 | 0.046985 | 0.30166 | 0.77395 | 1.3931 | 0.77395 | 1.3931
316075-Multi-family, High Quality Insulation Installation, CZ 6 | 0.14521 | 0.013214 | 0.14521 | 132.464 | 2649.28 | 80.376 | 1607.52 | -0.048632 | -0.31223 | -0.048632 | -0.31223 | 0.046985 | 0.30166 | 0.046985 | 0.30166 | 0.77395 | 1.3931 | 0.77395 | 1.3931
316075-Multi-family, High Quality Insulation Installation, CZ 6 | 0.14521 | 0.013214 | 0.14521 | 132.464 | 2649.28 | 80.376 | 1607.52 | -0.048632 | -0.31223 | -0.048632 | -0.31223 | 0.046985 | 0.30166 | 0.046985 | 0.30166 | 0.77395 | 1.3931 | 0.77395 | 1.3931
316075-Multi-family, High Quality Insulation Installation, CZ 6 | 0.17083 | 0.015546 | 0.17083 | 155.84 | 3116.8 | 94.56 | 1891.2 | -0.048632 | -0.31223 | -0.048632 | -0.31223 | 0.046985 | 0.30166 | 0.046985 | 0.30166 | 0.77395 | 1.3931 | 0.77395 | 1.3931
316029-Single Family, Quality Insulation Installation, CZ 10 | 0.41059 | 0.037364 | 0.41059 | 374.552 | 7491.04 | 30.728 | 614.56 | 0.13096 | 0.822 | 0.13096 | 0.822 | 0.14703 | 0.92287 | 0.14703 | 0.92287 | 3.9633 | 6.228 | 3.9633 | 6.228
316029-Single Family, Quality Insulation Installation, CZ 10 | 0.41059 | 0.037364 | 0.41059 | 374.552 | 7491.04 | 30.728 | 614.56 | 0.13096 | 0.822 | 0.13096 | 0.822 | 0.14703 | 0.92287 | 0.14703 | 0.92287 | 3.9633 | 6.228 | 3.9633 | 6.228
316078-Multi-family, High Quality Insulation Installation, CZ 9 | 4.0066 | 0.3646 | 4.0066 | 3654.912 | 73098.24 | 232.704 | 4654.08 | 0.093231 | 0.58549 | 0.093231 | 0.58549 | 0.12745 | 0.80039 | 0.12745 | 0.80039 | 2.2109 | 3.9796 | 2.2109 | 3.9796
316062-Multi-family, Maximum Cooling Capacity, CZ 15 | 12.5666 | 1.1436 | 12.5666 | 11463.552 | 171953.28 | 27.52 | 412.8 | 0.16062 | 0.96244 | 0.16062 | 0.96244 | 0.16351 | 0.97981 | 0.16351 | 0.97981 | 16.8325 | 23.5655 | 16.8325 | 23.5655
316082-Multi-family, High Quality Insulation Installation, CZ 15 | 2.1348 | 0.19426 | 2.1348 | 1947.392 | 38947.84 | 27.008 | 540.16 | 0.1455 | 0.88075 | 0.1455 | 0.88075 | 0.15933 | 0.96442 | 0.15933 | 0.96442 | 5.6781 | 10.2206 | 5.6781 | 10.2206
316062-Multi-family, Maximum Cooling Capacity, CZ 15 | 12.5666 | 1.1436 | 12.5666 | 11463.552 | 171953.28 | 27.52 | 412.8 | 0.16062 | 0.96244 | 0.16062 | 0.96244 | 0.16351 | 0.97981 | 0.16351 | 0.97981 | 16.8325 | 23.5655 | 16.8325 | 23.5655
316082-Multi-family, High Quality Insulation Installation, CZ 15 | 2.1348 | 0.19426 | 2.1348 | 1947.392 | 38947.84 | 27.008 | 540.16 | 0.1455 | 0.88075 | 0.1455 | 0.88075 | 0.15933 | 0.96442 | 0.15933 | 0.96442 | 5.6781 | 10.2206 | 5.6781 | 10.2206
316062-Multi-family, Maximum Cooling Capacity, CZ 15 | 25.1332 | 2.2871 | 25.1332 | 22927.104 | 343906.56 | 55.04 | 825.6 | 0.16062 | 0.96244 | 0.16062 | 0.96244 | 0.16351 | 0.97981 | 0.16351 | 0.97981 | 16.8325 | 23.5655 | 16.8325 | 23.5655
316082-Multi-family, High Quality Insulation Installation, CZ 15 | 4.2696 | 0.38853 | 4.2696 | 3894.784 | 77895.68 | 54.016 | 1080.32 | 0.1455 | 0.88075 | 0.1455 | 0.88075 | 0.15933 | 0.96442 | 0.15933 | 0.96442 | 5.6781 | 10.2206 | 5.6781 | 10.2206
316062-Multi-family, Maximum Cooling Capacity, CZ 15 | 25.1332 | 2.2871 | 25.1332 | 22927.104 | 343906.56 | 55.04 | 825.6 | 0.16062 | 0.96244 | 0.16062 | 0.96244 | 0.16351 | 0.97981 | 0.16351 | 0.97981 | 16.8325 | 23.5655 | 16.8325 | 23.5655
316082-Multi-family, High Quality Insulation Installation, CZ 15 | 4.2696 | 0.38853 | 4.2696 | 3894.784 | 77895.68 | 54.016 | 1080.32 | 0.1455 | 0.88075 | 0.1455 | 0.88075 | 0.15933 | 0.96442 | 0.15933 | 0.96442 | 5.6781 | 10.2206 | 5.6781 | 10.2206
316062-Multi-family, Maximum Cooling Capacity, CZ 15 | 25.1332 | 2.2871 | 25.1332 | 22927.104 | 343906.56 | 55.04 | 825.6 | 0.16062 | 0.96244 | 0.16062 | 0.96244 | 0.16351 | 0.97981 | 0.16351 | 0.97981 | 16.8325 | 23.5655 | 16.8325 | 23.5655
316082-Multi-family, High Quality Insulation Installation, CZ 15 | 4.2696 | 0.38853 | 4.2696 | 3894.784 | 77895.68 | 54.016 | 1080.32 | 0.1455 | 0.88075 | 0.1455 | 0.88075 | 0.15933 | 0.96442 | 0.15933 | 0.96442 | 5.6781 | 10.2206 | 5.6781 | 10.2206
316062-Multi-family, Maximum Cooling Capacity, CZ 15 | 12.5666 | 1.1436 | 12.5666 | 11463.552 | 171953.28 | 27.52 | 412.8 | 0.16062 | 0.96244 | 0.16062 | 0.96244 | 0.16351 | 0.97981 | 0.16351 | 0.97981 | 16.8325 | 23.5655 | 16.8325 | 23.5655
316082-Multi-family, High Quality Insulation Installation, CZ 15 | 2.1348 | 0.19426 | 2.1348 | 1947.392 | 38947.84 | 27.008 | 540.16 | 0.1455 | 0.88075 | 0.1455 | 0.88075 | 0.15933 | 0.96442 | 0.15933 | 0.96442 | 5.6781 | 10.2206 | 5.6781 | 10.2206
316023-Single Family, Quality Insulation Installation, CZ 4 | 0.084532 | 0.0076924 | 0.084532 | 77.112 | 1542.24 | 42.008 | 840.16 | 0.094202 | 0.6048 | 0.094202 | 0.6048 | 0.12049 | 0.7736 | 0.12049 | 0.7736 | 2.3028 | 3.6187 | 2.3028 | 3.6187
316023-Single Family, Quality Insulation Installation, CZ 4 | 0.084532 | 0.0076924 | 0.084532 | 77.112 | 1542.24 | 42.008 | 840.16 | 0.094202 | 0.6048 | 0.094202 | 0.6048 | 0.12049 | 0.7736 | 0.12049 | 0.7736 | 2.3028 | 3.6187 | 2.3028 | 3.6187
316023-Single Family, Quality Insulation Installation, CZ 4 | 0.084532 | 0.0076924 | 0.084532 | 77.112 | 1542.24 | 42.008 | 840.16 | 0.094202 | 0.6048 | 0.094202 | 0.6048 | 0.12049 | 0.7736 | 0.12049 | 0.7736 | 2.3028 | 3.6187 | 2.3028 | 3.6187
316023-Single Family, Quality Insulation Installation, CZ 4 | 0.084532 | 0.0076924 | 0.084532 | 77.112 | 1542.24 | 42.008 | 840.16 | 0.094202 | 0.6048 | 0.094202 | 0.6048 | 0.12049 | 0.7736 | 0.12049 | 0.7736 | 2.3028 | 3.6187 | 2.3028 | 3.6187
316023-Single Family, Quality Insulation Installation, CZ 4 | 0.084532 | 0.0076924 | 0.084532 | 77.112 | 1542.24 | 42.008 | 840.16 | 0.094202 | 0.6048 | 0.094202 | 0.6048 | 0.12049 | 0.7736 | 0.12049 | 0.7736 | 2.3028 | 3.6187 | 2.3028 | 3.6187
316023-Single Family, Quality Insulation Installation, CZ 4 | 0.084532 | 0.0076924 | 0.084532 | 77.112 | 1542.24 | 42.008 | 840.16 | 0.094202 | 0.6048 | 0.094202 | 0.6048 | 0.12049 | 0.7736 | 0.12049 | 0.7736 | 2.3028 | 3.6187 | 2.3028 | 3.6187
316023-Single Family, Quality Insulation Installation, CZ 4 | 0.084532 | 0.0076924 | 0.084532 | 77.112 | 1542.24 | 42.008 | 840.16 | 0.096025 | 0.63254 | 0.096025 | 0.63254 | 0.1218 | 0.8023 | 0.1218 | 0.8023 | 2.3549 | 3.7006 | 2.3549 | 3.7006
316023-Single Family, Quality Insulation Installation, CZ 4 | 0.084532 | 0.0076924 | 0.084532 | 77.112 | 1542.24 | 42.008 | 840.16 | 0.094202 | 0.6048 | 0.094202 | 0.6048 | 0.12049 | 0.7736 | 0.12049 | 0.7736 | 2.3028 | 3.6187 | 2.3028 | 3.6187
316023-Single Family, Quality Insulation Installation, CZ 4 | 0.084532 | 0.0076924 | 0.084532 | 77.112 | 1542.24 | 42.008 | 840.16 | 0.094202 | 0.6048 | 0.094202 | 0.6048 | 0.12049 | 0.7736 | 0.12049 | 0.7736 | 2.3028 | 3.6187 | 2.3028 | 3.6187
316023-Single Family, Quality Insulation Installation, CZ 4 | 0.084532 | 0.0076924 | 0.084532 | 77.112 | 1542.24 | 42.008 | 840.16 | 0.094202 | 0.6048 | 0.094202 | 0.6048 | 0.12049 | 0.7736 | 0.12049 | 0.7736 | 2.3028 | 3.6187 | 2.3028 | 3.6187
316023-Single Family, Quality Insulation Installation, CZ 4 | 0.084532 | 0.0076924 | 0.084532 | 77.112 | 1542.24 | 42.008 | 840.16 | 0.094202 | 0.6048 | 0.094202 | 0.6048 | 0.12049 | 0.7736 | 0.12049 | 0.7736 | 2.3028 | 3.6187 | 2.3028 | 3.6187
316023-Single Family, Quality Insulation Installation, CZ 4 | 0.084532 | 0.0076924 | 0.084532 | 77.112 | 1542.24 | 42.008 | 840.16 | 0.094202 | 0.6048 | 0.094202 | 0.6048 | 0.12049 | 0.7736 | 0.12049 | 0.7736 | 2.3028 | 3.6187 | 2.3028 | 3.6187
316023-Single Family, Quality Insulation Installation, CZ 4 | 0.084532 | 0.0076924 | 0.084532 | 77.112 | 1542.24 | 42.008 | 840.16 | 0.094202 | 0.6048 | 0.094202 | 0.6048 | 0.12049 | 0.7736 | 0.12049 | 0.7736 | 2.3028 | 3.6187 | 2.3028 | 3.6187
316023-Single Family, Quality Insulation Installation, CZ 4 | 0.084532 | 0.0076924 | 0.084532 | 77.112 | 1542.24 | 42.008 | 840.16 | 0.094202 | 0.6048 | 0.094202 | 0.6048 | 0.12049 | 0.7736 | 0.12049 | 0.7736 | 2.3028 | 3.6187 | 2.3028 | 3.6187
316023-Single Family, Quality Insulation Installation, CZ 4 | 0.084532 | 0.0076924 | 0.084532 | 77.112 | 1542.24 | 42.008 | 840.16 | 0.094202 | 0.6048 | 0.094202 | 0.6048 | 0.12049 | 0.7736 | 0.12049 | 0.7736 | 2.3028 | 3.6187 | 2.3028 | 3.6187
316032-Single Family, Quality Insulation Installation, CZ 15 | 1.114 | 0.10138 | 1.114 | 1016.256 | 20325.12 | 16.632 | 332.64 | 0.15416 | 0.93312 | 0.15416 | 0.93312 | 0.16232 | 0.98253 | 0.16232 | 0.98253 | 7.8662 | 12.3612 | 7.8662 | 12.3612
316030-Single Family, Quality Insulation Installation, CZ 13 | 0.48003 | 0.043683 | 0.48003 | 437.896 | 8757.92 | 41.728 | 834.56 | 0.13723 | 0.84653 | 0.13723 | 0.84653 | 0.15034 | 0.92744 | 0.15034 | 0.92744 | 4.805 | 7.5507 | 4.805 | 7.5507
316040-Single Family, Tank Less Water Heater, CZ 13 | 0 | 0 | 0 | 0 | 0 | 60.328 | 904.92 | 0 | 0.37632 | 0 | 0.37632 | 0 | 0.55091 | 0 | 0.55091 | 1.7185 | 2.5777 | 1.7185 | 2.5777
316030-Single Family, Quality Insulation Installation, CZ 13 | 0.48003 | 0.043683 | 0.48003 | 437.896 | 8757.92 | 41.728 | 834.56 | 0.13723 | 0.84653 | 0.13723 | 0.84653 | 0.15034 | 0.92744 | 0.15034 | 0.92744 | 4.805 | 7.5507 | 4.805 | 7.5507
316040-Single Family, Tank Less Water Heater, CZ 13 | 0 | 0 | 0 | 0 | 0 | 60.328 | 904.92 | 0 | 0.37632 | 0 | 0.37632 | 0 | 0.55091 | 0 | 0.55091 | 1.7185 | 2.5777 | 1.7185 | 2.5777
316030-Single Family, Quality Insulation Installation, CZ 13 | 0.48003 | 0.043683 | 0.48003 | 437.896 | 8757.92 | 41.728 | 834.56 | 0.13723 | 0.84653 | 0.13723 | 0.84653 | 0.15034 | 0.92744 | 0.15034 | 0.92744 | 4.805 | 7.5507 | 4.805 | 7.5507
316040-Single Family, Tank Less Water Heater, CZ 13 | 0 | 0 | 0 | 0 | 0 | 60.328 | 904.92 | 0 | 0.37632 | 0 | 0.37632 | 0 | 0.55091 | 0 | 0.55091 | 1.7185 | 2.5777 | 1.7185 | 2.5777
316030-Single Family, Quality Insulation Installation, CZ 13 | 0.48003 | 0.043683 | 0.48003 | 437.896 | 8757.92 | 41.728 | 834.56 | 0.13723 | 0.84653 | 0.13723 | 0.84653 | 0.15034 | 0.92744 | 0.15034 | 0.92744 | 4.805 | 7.5507 | 4.805 | 7.5507
316040-Single Family, Tank Less Water Heater, CZ 13 | 0 | 0 | 0 | 0 | 0 | 60.328 | 904.92 | 0 | 0.37632 | 0 | 0.37632 | 0 | 0.55091 | 0 | 0.55091 | 1.7185 | 2.5777 | 1.7185 | 2.5777
316030-Single Family, Quality Insulation Installation, CZ 13 | 0.48003 | 0.043683 | 0.48003 | 437.896 | 8757.92 | 41.728 | 834.56 | 0.13723 | 0.84653 | 0.13723 | 0.84653 | 0.15034 | 0.92744 | 0.15034 | 0.92744 | 4.805 | 7.5507 | 4.805 | 7.5507
316040-Single Family, Tank Less Water Heater, CZ 13 | 0 | 0 | 0 | 0 | 0 | 60.328 | 904.92 | 0 | 0.37632 | 0 | 0.37632 | 0 | 0.55091 | 0 | 0.55091 | 1.7185 | 2.5777 | 1.7185 | 2.5777
316030-Single Family, Quality Insulation Installation, CZ 13 | 0.48003 | 0.043683 | 0.48003 | 437.896 | 8757.92 | 41.728 | 834.56 | 0.13723 | 0.84653 | 0.13723 | 0.84653 | 0.15034 | 0.92744 | 0.15034 | 0.92744 | 4.805 | 7.5507 | 4.805 | 7.5507
316040-Single Family, Tank Less Water Heater, CZ 13 | 0 | 0 | 0 | 0 | 0 | 60.328 | 904.92 | 0 | 0.37632 | 0 | 0.37632 | 0 | 0.55091 | 0 | 0.55091 | 1.7185 | 2.5777 | 1.7185 | 2.5777
316030-Single Family, Quality Insulation Installation, CZ 13 | 0.48003 | 0.043683 | 0.48003 | 437.896 | 8757.92 | 41.728 | 834.56 | 0.13723 | 0.84653 | 0.13723 | 0.84653 | 0.15034 | 0.92744 | 0.15034 | 0.92744 | 4.805 | 7.5507 | 4.805 | 7.5507
316040-Single Family, Tank Less Water Heater, CZ 13 | 0 | 0 | 0 | 0 | 0 | 60.328 | 904.92 | 0 | 0.37632 | 0 | 0.37632 | 0 | 0.55091 | 0 | 0.55091 | 1.7185 | 2.5777 | 1.7185 | 2.5777
316030-Single Family, Quality Insulation Installation, CZ 13 | 0.48003 | 0.043683 | 0.48003 | 437.896 | 8757.92 | 41.728 | 834.56 | 0.13723 | 0.84653 | 0.13723 | 0.84653 | 0.15034 | 0.92744 | 0.15034 | 0.92744 | 4.805 | 7.5507 | 4.805 | 7.5507
316040-Single Family, Tank Less Water Heater, CZ 13 | 0 | 0 | 0 | 0 | 0 | 60.328 | 904.92 | 0 | 0.37632 | 0 | 0.37632 | 0 | 0.55091 | 0 | 0.55091 | 1.7185 | 2.5777 | 1.7185 | 2.5777
316030-Single Family, Quality Insulation Installation, CZ 13 | 0.48003 | 0.043683 | 0.48003 | 437.896 | 8757.92 | 41.728 | 834.56 | 0.13723 | 0.84653 | 0.13723 | 0.84653 | 0.15034 | 0.92744 | 0.15034 | 0.92744 | 4.805 | 7.5507 | 4.805 | 7.5507
316040-Single Family, Tank Less Water Heater, CZ 13 | 0 | 0 | 0 | 0 | 0 | 60.328 | 904.92 | 0 | 0.37632 | 0 | 0.37632 | 0 | 0.55091 | 0 | 0.55091 | 1.7185 | 2.5777 | 1.7185 | 2.5777
316030-Single Family, Quality Insulation Installation, CZ 13 | 0.48003 | 0.043683 | 0.48003 | 437.896 | 8757.92 | 41.728 | 834.56 | 0.13723 | 0.84653 | 0.13723 | 0.84653 | 0.15034 | 0.92744 | 0.15034 | 0.92744 | 4.805 | 7.5507 | 4.805 | 7.5507
316040-Single Family, Tank Less Water Heater, CZ 13 | 0 | 0 | 0 | 0 | 0 | 60.328 | 904.92 | 0 | 0.37632 | 0 | 0.37632 | 0 | 0.55091 | 0 | 0.55091 | 1.7185 | 2.5777 | 1.7185 | 2.5777
316030-Single Family, Quality Insulation Installation, CZ 13 | 0.48003 | 0.043683 | 0.48003 | 437.896 | 8757.92 | 41.728 | 834.56 | 0.13723 | 0.84653 | 0.13723 | 0.84653 | 0.15034 | 0.92744 | 0.15034 | 0.92744 | 4.805 | 7.5507 | 4.805 | 7.5507
316040-Single Family, Tank Less Water Heater, CZ 13 | 0 | 0 | 0 | 0 | 0 | 60.328 | 904.92 | 0 | 0.37632 | 0 | 0.37632 | 0 | 0.55091 | 0 | 0.55091 | 1.7185 | 2.5777 | 1.7185 | 2.5777
316030-Single Family, Quality Insulation Installation, CZ 13 | 0.48003 | 0.043683 | 0.48003 | 437.896 | 8757.92 | 41.728 | 834.56 | 0.13723 | 0.84653 | 0.13723 | 0.84653 | 0.15034 | 0.92744 | 0.15034 | 0.92744 | 4.805 | 7.5507 | 4.805 | 7.5507
316040-Single Family, Tank Less Water Heater, CZ 13 | 0 | 0 | 0 | 0 | 0 | 60.328 | 904.92 | 0 | 0.37632 | 0 | 0.37632 | 0 | 0.55091 | 0 | 0.55091 | 1.7185 | 2.5777 | 1.7185 | 2.5777
316030-Single Family, Quality Insulation Installation, CZ 13 | 0.48003 | 0.043683 | 0.48003 | 437.896 | 8757.92 | 41.728 | 834.56 | 0.13723 | 0.84653 | 0.13723 | 0.84653 | 0.15034 | 0.92744 | 0.15034 | 0.92744 | 4.805 | 7.5507 | 4.805 | 7.5507
316040-Single Family, Tank Less Water Heater, CZ 13 | 0 | 0 | 0 | 0 | 0 | 60.328 | 904.92 | 0 | 0.37632 | 0 | 0.37632 | 0 | 0.55091 | 0 | 0.55091 | 1.7185 | 2.5777 | 1.7185 | 2.5777
316030-Single Family, Quality Insulation Installation, CZ 13 | 0.48003 | 0.043683 | 0.48003 | 437.896 | 8757.92 | 41.728 | 834.56 | 0.13723 | 0.84653 | 0.13723 | 0.84653 | 0.15034 | 0.92744 | 0.15034 | 0.92744 | 4.805 | 7.5507 | 4.805 | 7.5507
316040-Single Family, Tank Less Water Heater, CZ 13 | 0 | 0 | 0 | 0 | 0 | 60.328 | 904.92 | 0 | 0.37632 | 0 | 0.37632 | 0 | 0.55091 | 0 | 0.55091 | 1.7185 | 2.5777 | 1.7185 | 2.5777
316030-Single Family, Quality Insulation Installation, CZ 13 | 0.48003 | 0.043683 | 0.48003 | 437.896 | 8757.92 | 41.728 | 834.56 | 0.13723 | 0.84653 | 0.13723 | 0.84653 | 0.15034 | 0.92744 | 0.15034 | 0.92744 | 4.805 | 7.5507 | 4.805 | 7.5507
316040-Single Family, Tank Less Water Heater, CZ 13 | 0 | 0 | 0 | 0 | 0 | 60.328 | 904.92 | 0 | 0.37632 | 0 | 0.37632 | 0 | 0.55091 | 0 | 0.55091 | 1.7185 | 2.5777 | 1.7185 | 2.5777
316030-Single Family, Quality Insulation Installation, CZ 13 | 0.48003 | 0.043683 | 0.48003 | 437.896 | 8757.92 | 41.728 | 834.56 | 0.13723 | 0.84653 | 0.13723 | 0.84653 | 0.15034 | 0.92744 | 0.15034 | 0.92744 | 4.805 | 7.5507 | 4.805 | 7.5507
316040-Single Family, Tank Less Water Heater, CZ 13 | 0 | 0 | 0 | 0 | 0 | 60.328 | 904.92 | 0 | 0.37632 | 0 | 0.37632 | 0 | 0.55091 | 0 | 0.55091 | 1.7185 | 2.5777 | 1.7185 | 2.5777
316030-Single Family, Quality Insulation Installation, CZ 13 | 0.48003 | 0.043683 | 0.48003 | 437.896 | 8757.92 | 41.728 | 834.56 | 0.13723 | 0.84653 | 0.13723 | 0.84653 | 0.15034 | 0.92744 | 0.15034 | 0.92744 | 4.805 | 7.5507 | 4.805 | 7.5507
316040-Single Family, Tank Less Water Heater, CZ 13 | 0 | 0 | 0 | 0 | 0 | 60.328 | 904.92 | 0 | 0.37632 | 0 | 0.37632 | 0 | 0.55091 | 0 | 0.55091 | 1.7185 | 2.5777 | 1.7185 | 2.5777
316030-Single Family, Quality Insulation Installation, CZ 13 | 0.48003 | 0.043683 | 0.48003 | 437.896 | 8757.92 | 41.728 | 834.56 | 0.13723 | 0.84653 | 0.13723 | 0.84653 | 0.15034 | 0.92744 | 0.15034 | 0.92744 | 4.805 | 7.5507 | 4.805 | 7.5507
316040-Single Family, Tank Less Water Heater, CZ 13 | 0 | 0 | 0 | 0 | 0 | 60.328 | 904.92 | 0 | 0.37632 | 0 | 0.37632 | 0 | 0.55091 | 0 | 0.55091 | 1.7185 | 2.5777 | 1.7185 | 2.5777
316030-Single Family, Quality Insulation Installation, CZ 13 | 0.48003 | 0.043683 | 0.48003 | 437.896 | 8757.92 | 41.728 | 834.56 | 0.13723 | 0.84653 | 0.13723 | 0.84653 | 0.15034 | 0.92744 | 0.15034 | 0.92744 | 4.805 | 7.5507 | 4.805 | 7.5507
316040-Single Family, Tank Less Water Heater, CZ 13 | 0 | 0 | 0 | 0 | 0 | 60.328 | 904.92 | 0 | 0.37632 | 0 | 0.37632 | 0 | 0.55091 | 0 | 0.55091 | 1.7185 | 2.5777 | 1.7185 | 2.5777
316030-Single Family, Quality Insulation Installation, CZ 13 | 0.48003 | 0.043683 | 0.48003 | 437.896 | 8757.92 | 41.728 | 834.56 | 0.13723 | 0.84653 | 0.13723 | 0.84653 | 0.15034 | 0.92744 | 0.15034 | 0.92744 | 4.805 | 7.5507 | 4.805 | 7.5507
316040-Single Family, Tank Less Water Heater, CZ 13 | 0 | 0 | 0 | 0 | 0 | 60.328 | 904.92 | 0 | 0.37632 | 0 | 0.37632 | 0 | 0.55091 | 0 | 0.55091 | 1.7185 | 2.5777 | 1.7185 | 2.5777
316030-Single Family, Quality Insulation Installation, CZ 13 | 0.48003 | 0.043683 | 0.48003 | 437.896 | 8757.92 | 41.728 | 834.56 | 0.13723 | 0.84653 | 0.13723 | 0.84653 | 0.15034 | 0.92744 | 0.15034 | 0.92744 | 4.805 | 7.5507 | 4.805 | 7.5507
316040-Single Family, Tank Less Water Heater, CZ 13 | 0 | 0 | 0 | 0 | 0 | 60.328 | 904.92 | 0 | 0.37632 | 0 | 0.37632 | 0 | 0.55091 | 0 | 0.55091 | 1.7185 | 2.5777 | 1.7185 | 2.5777
316030-Single Family, Quality Insulation Installation, CZ 13 | 0.48003 | 0.043683 | 0.48003 | 437.896 | 8757.92 | 41.728 | 834.56 | 0.13723 | 0.84653 | 0.13723 | 0.84653 | 0.15034 | 0.92744 | 0.15034 | 0.92744 | 4.805 | 7.5507 | 4.805 | 7.5507
316040-Single Family, Tank Less Water Heater, CZ 13 | 0 | 0 | 0 | 0 | 0 | 60.328 | 904.92 | 0 | 0.37632 | 0 | 0.37632 | 0 | 0.55091 | 0 | 0.55091 | 1.7185 | 2.5777 | 1.7185 | 2.5777
316030-Single Family, Quality Insulation Installation, CZ 13 | 0.48003 | 0.043683 | 0.48003 | 437.896 | 8757.92 | 41.728 | 834.56 | 0.13723 | 0.84653 | 0.13723 | 0.84653 | 0.15034 | 0.92744 | 0.15034 | 0.92744 | 4.805 | 7.5507 | 4.805 | 7.5507
316040-Single Family, Tank Less Water Heater, CZ 13 | 0 | 0 | 0 | 0 | 0 | 60.328 | 904.92 | 0 | 0.37632 | 0 | 0.37632 | 0 | 0.55091 | 0 | 0.55091 | 1.7185 | 2.5777 | 1.7185 | 2.5777
316030-Single Family, Quality Insulation Installation, CZ 13 | 0.48003 | 0.043683 | 0.48003 | 437.896 | 8757.92 | 41.728 | 834.56 | 0.13723 | 0.84653 | 0.13723 | 0.84653 | 0.15034 | 0.92744 | 0.15034 | 0.92744 | 4.805 | 7.5507 | 4.805 | 7.5507
316040-Single Family, Tank Less Water Heater, CZ 13 | 0 | 0 | 0 | 0 | 0 | 60.328 | 904.92 | 0 | 0.37632 | 0 | 0.37632 | 0 | 0.55091 | 0 | 0.55091 | 1.7185 | 2.5777 | 1.7185 | 2.5777
316030-Single Family, Quality Insulation Installation, CZ 13 | 0.48003 | 0.043683 | 0.48003 | 437.896 | 8757.92 | 41.728 | 834.56 | 0.13723 | 0.84653 | 0.13723 | 0.84653 | 0.15034 | 0.92744 | 0.15034 | 0.92744 | 4.805 | 7.5507 | 4.805 | 7.5507
316040-Single Family, Tank Less Water Heater, CZ 13 | 0 | 0 | 0 | 0 | 0 | 60.328 | 904.92 | 0 | 0.37632 | 0 | 0.37632 | 0 | 0.55091 | 0 | 0.55091 | 1.7185 | 2.5777 | 1.7185 | 2.5777
316030-Single Family, Quality Insulation Installation, CZ 13 | 0.48003 | 0.043683 | 0.48003 | 437.896 | 8757.92 | 41.728 | 834.56 | 0.13723 | 0.84653 | 0.13723 | 0.84653 | 0.15034 | 0.92744 | 0.15034 | 0.92744 | 4.805 | 7.5507 | 4.805 | 7.5507
316040-Single Family, Tank Less Water Heater, CZ 13 | 0 | 0 | 0 | 0 | 0 | 60.328 | 904.92 | 0 | 0.37632 | 0 | 0.37632 | 0 | 0.55091 | 0 | 0.55091 | 1.7185 | 2.5777 | 1.7185 | 2.5777
316030-Single Family, Quality Insulation Installation, CZ 13 | 0.48003 | 0.043683 | 0.48003 | 437.896 | 8757.92 | 41.728 | 834.56 | 0.13723 | 0.84653 | 0.13723 | 0.84653 | 0.15034 | 0.92744 | 0.15034 | 0.92744 | 4.805 | 7.5507 | 4.805 | 7.5507
316040-Single Family, Tank Less Water Heater, CZ 13 | 0 | 0 | 0 | 0 | 0 | 60.328 | 904.92 | 0 | 0.37632 | 0 | 0.37632 | 0 | 0.55091 | 0 | 0.55091 | 1.7185 | 2.5777 | 1.7185 | 2.5777
316030-Single Family, Quality Insulation Installation, CZ 13 | 0.48003 | 0.043683 | 0.48003 | 437.896 | 8757.92 | 41.728 | 834.56 | 0.13723 | 0.84653 | 0.13723 | 0.84653 | 0.15034 | 0.92744 | 0.15034 | 0.92744 | 4.805 | 7.5507 | 4.805 | 7.5507
316040-Single Family, Tank Less Water Heater, CZ 13 | 0 | 0 | 0 | 0 | 0 | 60.328 | 904.92 | 0 | 0.37632 | 0 | 0.37632 | 0 | 0.55091 | 0 | 0.55091 | 1.7185 | 2.5777 | 1.7185 | 2.5777
316030-Single Family, Quality Insulation Installation, CZ 13 | 0.48003 | 0.043683 | 0.48003 | 437.896 | 8757.92 | 41.728 | 834.56 | 0.13723 | 0.84653 | 0.13723 | 0.84653 | 0.15034 | 0.92744 | 0.15034 | 0.92744 | 4.805 | 7.5507 | 4.805 | 7.5507
316040-Single Family, Tank Less Water Heater, CZ 13 | 0 | 0 | 0 | 0 | 0 | 60.328 | 904.92 | 0 | 0.37632 | 0 | 0.37632 | 0 | 0.55091 | 0 | 0.55091 | 1.7185 | 2.5777 | 1.7185 | 2.5777
316030-Single Family, Quality Insulation Installation, CZ 13 | 0.48003 | 0.043683 | 0.48003 | 437.896 | 8757.92 | 41.728 | 834.56 | 0.13723 | 0.84653 | 0.13723 | 0.84653 | 0.15034 | 0.92744 | 0.15034 | 0.92744 | 4.805 | 7.5507 | 4.805 | 7.5507
316040-Single Family, Tank Less Water Heater, CZ 13 | 0 | 0 | 0 | 0 | 0 | 60.328 | 904.92 | 0 | 0.37632 | 0 | 0.37632 | 0 | 0.55091 | 0 | 0.55091 | 1.7185 | 2.5777 | 1.7185 | 2.5777
316030-Single Family, Quality Insulation Installation, CZ 13 | 0.48003 | 0.043683 | 0.48003 | 437.896 | 8757.92 | 41.728 | 834.56 | 0.13723 | 0.84653 | 0.13723 | 0.84653 | 0.15034 | 0.92744 | 0.15034 | 0.92744 | 4.805 | 7.5507 | 4.805 | 7.5507
316040-Single Family, Tank Less Water Heater, CZ 13 | 0 | 0 | 0 | 0 | 0 | 60.328 | 904.92 | 0 | 0.37632 | 0 | 0.37632 | 0 | 0.55091 | 0 | 0.55091 | 1.7185 | 2.5777 | 1.7185 | 2.5777
316030-Single Family, Quality Insulation Installation, CZ 13 | 0.48003 | 0.043683 | 0.48003 | 437.896 | 8757.92 | 41.728 | 834.56 | 0.13723 | 0.84653 | 0.13723 | 0.84653 | 0.15034 | 0.92744 | 0.15034 | 0.92744 | 4.805 | 7.5507 | 4.805 | 7.5507
316040-Single Family, Tank Less Water Heater, CZ 13 | 0 | 0 | 0 | 0 | 0 | 60.328 | 904.92 | 0 | 0.37632 | 0 | 0.37632 | 0 | 0.55091 | 0 | 0.55091 | 1.7185 | 2.5777 | 1.7185 | 2.5777
316030-Single Family, Quality Insulation Installation, CZ 13 | 0.48003 | 0.043683 | 0.48003 | 437.896 | 8757.92 | 41.728 | 834.56 | 0.13723 | 0.84653 | 0.13723 | 0.84653 | 0.15034 | 0.92744 | 0.15034 | 0.92744 | 4.805 | 7.5507 | 4.805 | 7.5507
316040-Single Family, Tank Less Water Heater, CZ 13 | 0 | 0 | 0 | 0 | 0 | 60.328 | 904.92 | 0 | 0.37632 | 0 | 0.37632 | 0 | 0.55091 | 0 | 0.55091 | 1.7185 | 2.5777 | 1.7185 | 2.5777
316030-Single Family, Quality Insulation Installation, CZ 13 | 0.48003 | 0.043683 | 0.48003 | 437.896 | 8757.92 | 41.728 | 834.56 | 0.13723 | 0.84653 | 0.13723 | 0.84653 | 0.15034 | 0.92744 | 0.15034 | 0.92744 | 4.805 | 7.5507 | 4.805 | 7.5507
316040-Single Family, Tank Less Water Heater, CZ 13 | 0 | 0 | 0 | 0 | 0 | 60.328 | 904.92 | 0 | 0.37632 | 0 | 0.37632 | 0 | 0.55091 | 0 | 0.55091 | 1.7185 | 2.5777 | 1.7185 | 2.5777
316030-Single Family, Quality Insulation Installation, CZ 13 | 0.48003 | 0.043683 | 0.48003 | 437.896 | 8757.92 | 41.728 | 834.56 | 0.13723 | 0.84653 | 0.13723 | 0.84653 | 0.15034 | 0.92744 | 0.15034 | 0.92744 | 4.805 | 7.5507 | 4.805 | 7.5507
316040-Single Family, Tank Less Water Heater, CZ 13 | 0 | 0 | 0 | 0 | 0 | 60.328 | 904.92 | 0 | 0.37632 | 0 | 0.37632 | 0 | 0.55091 | 0 | 0.55091 | 1.7185 | 2.5777 | 1.7185 | 2.5777
316030-Single Family, Quality Insulation Installation, CZ 13 | 0.48003 | 0.043683 | 0.48003 | 437.896 | 8757.92 | 41.728 | 834.56 | 0.13723 | 0.84653 | 0.13723 | 0.84653 | 0.15034 | 0.92744 | 0.15034 | 0.92744 | 4.805 | 7.5507 | 4.805 | 7.5507
316040-Single Family, Tank Less Water Heater, CZ 13 | 0 | 0 | 0 | 0 | 0 | 60.328 | 904.92 | 0 | 0.37632 | 0 | 0.37632 | 0 | 0.55091 | 0 | 0.55091 | 1.7185 | 2.5777 | 1.7185 | 2.5777
316030-Single Family, Quality Insulation Installation, CZ 13 | 0.48003 | 0.043683 | 0.48003 | 437.896 | 8757.92 | 41.728 | 834.56 | 0.13723 | 0.84653 | 0.13723 | 0.84653 | 0.15034 | 0.92744 | 0.15034 | 0.92744 | 4.805 | 7.5507 | 4.805 | 7.5507
316040-Single Family, Tank Less Water Heater, CZ 13 | 0 | 0 | 0 | 0 | 0 | 60.328 | 904.92 | 0 | 0.37632 | 0 | 0.37632 | 0 | 0.55091 | 0 | 0.55091 | 1.7185 | 2.5777 | 1.7185 | 2.5777
316030-Single Family, Quality Insulation Installation, CZ 13 | 0.48003 | 0.043683 | 0.48003 | 437.896 | 8757.92 | 41.728 | 834.56 | 0.13723 | 0.84653 | 0.13723 | 0.84653 | 0.15034 | 0.92744 | 0.15034 | 0.92744 | 4.805 | 7.5507 | 4.805 | 7.5507
316040-Single Family, Tank Less Water Heater, CZ 13 | 0 | 0 | 0 | 0 | 0 | 60.328 | 904.92 | 0 | 0.37632 | 0 | 0.37632 | 0 | 0.55091 | 0 | 0.55091 | 1.7185 | 2.5777 | 1.7185 | 2.5777
316030-Single Family, Quality Insulation Installation, CZ 13 | 0.48003 | 0.043683 | 0.48003 | 437.896 | 8757.92 | 41.728 | 834.56 | 0.13723 | 0.84653 | 0.13723 | 0.84653 | 0.15034 | 0.92744 | 0.15034 | 0.92744 | 4.805 | 7.5507 | 4.805 | 7.5507
316040-Single Family, Tank Less Water Heater, CZ 13 | 0 | 0 | 0 | 0 | 0 | 60.328 | 904.92 | 0 | 0.37632 | 0 | 0.37632 | 0 | 0.55091 | 0 | 0.55091 | 1.7185 | 2.5777 | 1.7185 | 2.5777
316030-Single Family, Quality Insulation Installation, CZ 13 | 0.48003 | 0.043683 | 0.48003 | 437.896 | 8757.92 | 41.728 | 834.56 | 0.13723 | 0.84653 | 0.13723 | 0.84653 | 0.15034 | 0.92744 | 0.15034 | 0.92744 | 4.805 | 7.5507 | 4.805 | 7.5507
316040-Single Family, Tank Less Water Heater, CZ 13 | 0 | 0 | 0 | 0 | 0 | 60.328 | 904.92 | 0 | 0.37632 | 0 | 0.37632 | 0 | 0.55091 | 0 | 0.55091 | 1.7185 | 2.5777 | 1.7185 | 2.5777
316030-Single Family, Quality Insulation Installation, CZ 13 | 0.48003 | 0.043683 | 0.48003 | 437.896 | 8757.92 | 41.728 | 834.56 | 0.13723 | 0.84653 | 0.13723 | 0.84653 | 0.15034 | 0.92744 | 0.15034 | 0.92744 | 4.805 | 7.5507 | 4.805 | 7.5507
316040-Single Family, Tank Less Water Heater, CZ 13 | 0 | 0 | 0 | 0 | 0 | 60.328 | 904.92 | 0 | 0.37632 | 0 | 0.37632 | 0 | 0.55091 | 0 | 0.55091 | 1.7185 | 2.5777 | 1.7185 | 2.5777
316030-Single Family, Quality Insulation Installation, CZ 13 | 0.48003 | 0.043683 | 0.48003 | 437.896 | 8757.92 | 41.728 | 834.56 | 0.13723 | 0.84653 | 0.13723 | 0.84653 | 0.15034 | 0.92744 | 0.15034 | 0.92744 | 4.805 | 7.5507 | 4.805 | 7.5507
316040-Single Family, Tank Less Water Heater, CZ 13 | 0 | 0 | 0 | 0 | 0 | 60.328 | 904.92 | 0 | 0.37632 | 0 | 0.37632 | 0 | 0.55091 | 0 | 0.55091 | 1.7185 | 2.5777 | 1.7185 | 2.5777
316030-Single Family, Quality Insulation Installation, CZ 13 | 0.48003 | 0.043683 | 0.48003 | 437.896 | 8757.92 | 41.728 | 834.56 | 0.13723 | 0.84653 | 0.13723 | 0.84653 | 0.15034 | 0.92744 | 0.15034 | 0.92744 | 4.805 | 7.5507 | 4.805 | 7.5507
316040-Single Family, Tank Less Water Heater, CZ 13 | 0 | 0 | 0 | 0 | 0 | 60.328 | 904.92 | 0 | 0.37632 | 0 | 0.37632 | 0 | 0.55091 | 0 | 0.55091 | 1.7185 | 2.5777 | 1.7185 | 2.5777
316030-Single Family, Quality Insulation Installation, CZ 13 | 0.48003 | 0.043683 | 0.48003 | 437.896 | 8757.92 | 41.728 | 834.56 | 0.13723 | 0.84653 | 0.13723 | 0.84653 | 0.15034 | 0.92744 | 0.15034 | 0.92744 | 4.805 | 7.5507 | 4.805 | 7.5507
316040-Single Family, Tank Less Water Heater, CZ 13 | 0 | 0 | 0 | 0 | 0 | 60.328 | 904.92 | 0 | 0.37632 | 0 | 0.37632 | 0 | 0.55091 | 0 | 0.55091 | 1.7185 | 2.5777 | 1.7185 | 2.5777
316030-Single Family, Quality Insulation Installation, CZ 13 | 0.48003 | 0.043683 | 0.48003 | 437.896 | 8757.92 | 41.728 | 834.56 | 0.13723 | 0.84653 | 0.13723 | 0.84653 | 0.15034 | 0.92744 | 0.15034 | 0.92744 | 4.805 | 7.5507 | 4.805 | 7.5507
316040-Single Family, Tank Less Water Heater, CZ 13 | 0 | 0 | 0 | 0 | 0 | 60.328 | 904.92 | 0 | 0.37632 | 0 | 0.37632 | 0 | 0.55091 | 0 | 0.55091 | 1.7185 | 2.5777 | 1.7185 | 2.5777
316030-Single Family, Quality Insulation Installation, CZ 13 | 0.48003 | 0.043683 | 0.48003 | 437.896 | 8757.92 | 41.728 | 834.56 | 0.13723 | 0.84653 | 0.13723 | 0.84653 | 0.15034 | 0.92744 | 0.15034 | 0.92744 | 4.805 | 7.5507 | 4.805 | 7.5507
316040-Single Family, Tank Less Water Heater, CZ 13 | 0 | 0 | 0 | 0 | 0 | 60.328 | 904.92 | 0 | 0.37632 | 0 | 0.37632 | 0 | 0.55091 | 0 | 0.55091 | 1.7185 | 2.5777 | 1.7185 | 2.5777
316030-Single Family, Quality Insulation Installation, CZ 13 | 0.48003 | 0.043683 | 0.48003 | 437.896 | 8757.92 | 41.728 | 834.56 | 0.13723 | 0.84653 | 0.13723 | 0.84653 | 0.15034 | 0.92744 | 0.15034 | 0.92744 | 4.805 | 7.5507 | 4.805 | 7.5507
316040-Single Family, Tank Less Water Heater, CZ 13 | 0 | 0 | 0 | 0 | 0 | 60.328 | 904.92 | 0 | 0.37632 | 0 | 0.37632 | 0 | 0.55091 | 0 | 0.55091 | 1.7185 | 2.5777 | 1.7185 | 2.5777
316030-Single Family, Quality Insulation Installation, CZ 13 | 0.48003 | 0.043683 | 0.48003 | 437.896 | 8757.92 | 41.728 | 834.56 | 0.13723 | 0.84653 | 0.13723 | 0.84653 | 0.15034 | 0.92744 | 0.15034 | 0.92744 | 4.805 | 7.5507 | 4.805 | 7.5507
316040-Single Family, Tank Less Water Heater, CZ 13 | 0 | 0 | 0 | 0 | 0 | 60.328 | 904.92 | 0 | 0.37632 | 0 | 0.37632 | 0 | 0.55091 | 0 | 0.55091 | 1.7185 | 2.5777 | 1.7185 | 2.5777
316030-Single Family, Quality Insulation Installation, CZ 13 | 0.48003 | 0.043683 | 0.48003 | 437.896 | 8757.92 | 41.728 | 834.56 | 0.13723 | 0.84653 | 0.13723 | 0.84653 | 0.15034 | 0.92744 | 0.15034 | 0.92744 | 4.805 | 7.5507 | 4.805 | 7.5507
316030-Single Family, Quality Insulation Installation, CZ 13 | 0.48003 | 0.043683 | 0.48003 | 437.896 | 8757.92 | 41.728 | 834.56 | 0.13723 | 0.84653 | 0.13723 | 0.84653 | 0.15034 | 0.92744 | 0.15034 | 0.92744 | 4.805 | 7.5507 | 4.805 | 7.5507
316040-Single Family, Tank Less Water Heater, CZ 13 | 0 | 0 | 0 | 0 | 0 | 60.328 | 904.92 | 0 | 0.37632 | 0 | 0.37632 | 0 | 0.55091 | 0 | 0.55091 | 1.7185 | 2.5777 | 1.7185 | 2.5777
316030-Single Family, Quality Insulation Installation, CZ 13 | 0.48003 | 0.043683 | 0.48003 | 437.896 | 8757.92 | 41.728 | 834.56 | 0.13723 | 0.84653 | 0.13723 | 0.84653 | 0.15034 | 0.92744 | 0.15034 | 0.92744 | 4.805 | 7.5507 | 4.805 | 7.5507
316040-Single Family, Tank Less Water Heater, CZ 13 | 0 | 0 | 0 | 0 | 0 | 60.328 | 904.92 | 0 | 0.37632 | 0 | 0.37632 | 0 | 0.55091 | 0 | 0.55091 | 1.7185 | 2.5777 | 1.7185 | 2.5777
316030-Single Family, Quality Insulation Installation, CZ 13 | 0.48003 | 0.043683 | 0.48003 | 437.896 | 8757.92 | 41.728 | 834.56 | 0.13723 | 0.84653 | 0.13723 | 0.84653 | 0.15034 | 0.92744 | 0.15034 | 0.92744 | 4.805 | 7.5507 | 4.805 | 7.5507
316040-Single Family, Tank Less Water Heater, CZ 13 | 0 | 0 | 0 | 0 | 0 | 60.328 | 904.92 | 0 | 0.37632 | 0 | 0.37632 | 0 | 0.55091 | 0 | 0.55091 | 1.7185 | 2.5777 | 1.7185 | 2.5777
316030-Single Family, Quality Insulation Installation, CZ 13 | 0.48003 | 0.043683 | 0.48003 | 437.896 | 8757.92 | 41.728 | 834.56 | 0.13723 | 0.84653 | 0.13723 | 0.84653 | 0.15034 | 0.92744 | 0.15034 | 0.92744 | 4.805 | 7.5507 | 4.805 | 7.5507
316040-Single Family, Tank Less Water Heater, CZ 13 | 0 | 0 | 0 | 0 | 0 | 60.328 | 904.92 | 0 | 0.37632 | 0 | 0.37632 | 0 | 0.55091 | 0 | 0.55091 | 1.7185 | 2.5777 | 1.7185 | 2.5777
316030-Single Family, Quality Insulation Installation, CZ 13 | 0.48003 | 0.043683 | 0.48003 | 437.896 | 8757.92 | 41.728 | 834.56 | 0.13723 | 0.84653 | 0.13723 | 0.84653 | 0.15034 | 0.92744 | 0.15034 | 0.92744 | 4.805 | 7.5507 | 4.805 | 7.5507
316040-Single Family, Tank Less Water Heater, CZ 13 | 0 | 0 | 0 | 0 | 0 | 60.328 | 904.92 | 0 | 0.37632 | 0 | 0.37632 | 0 | 0.55091 | 0 | 0.55091 | 1.7185 | 2.5777 | 1.7185 | 2.5777
316040-Single Family, Tank Less Water Heater, CZ 13 | 0 | 0 | 0 | 0 | 0 | 60.328 | 904.92 | 0 | 0.37632 | 0 | 0.37632 | 0 | 0.55091 | 0 | 0.55091 | 1.7185 | 2.5777 | 1.7185 | 2.5777
316040-Single Family, Tank Less Water Heater, CZ 13 | 0 | 0 | 0 | 0 | 0 | 60.328 | 904.92 | 0 | 0.37632 | 0 | 0.37632 | 0 | 0.55091 | 0 | 0.55091 | 1.7185 | 2.5777 | 1.7185 | 2.5777
316030-Single Family, Quality Insulation Installation, CZ 13 | 0.48003 | 0.043683 | 0.48003 | 437.896 | 8757.92 | 41.728 | 834.56 | 0.13723 | 0.84653 | 0.13723 | 0.84653 | 0.15034 | 0.92744 | 0.15034 | 0.92744 | 4.805 | 7.5507 | 4.805 | 7.5507
316030-Single Family, Quality Insulation Installation, CZ 13 | 0.48003 | 0.043683 | 0.48003 | 437.896 | 8757.92 | 41.728 | 834.56 | 0.13723 | 0.84653 | 0.13723 | 0.84653 | 0.15034 | 0.92744 | 0.15034 | 0.92744 | 4.805 | 7.5507 | 4.805 | 7.5507
316030-Single Family, Quality Insulation Installation, CZ 13 | 0.48003 | 0.043683 | 0.48003 | 437.896 | 8757.92 | 41.728 | 834.56 | 0.13723 | 0.84653 | 0.13723 | 0.84653 | 0.15034 | 0.92744 | 0.15034 | 0.92744 | 4.805 | 7.5507 | 4.805 | 7.5507
316030-Single Family, Quality Insulation Installation, CZ 13 | 0.48003 | 0.043683 | 0.48003 | 437.896 | 8757.92 | 41.728 | 834.56 | 0.13723 | 0.84653 | 0.13723 | 0.84653 | 0.15034 | 0.92744 | 0.15034 | 0.92744 | 4.805 | 7.5507 | 4.805 | 7.5507
316040-Single Family, Tank Less Water Heater, CZ 13 | 0 | 0 | 0 | 0 | 0 | 60.328 | 904.92 | 0 | 0.37632 | 0 | 0.37632 | 0 | 0.55091 | 0 | 0.55091 | 1.7185 | 2.5777 | 1.7185 | 2.5777
316030-Single Family, Quality Insulation Installation, CZ 13 | 0.48003 | 0.043683 | 0.48003 | 437.896 | 8757.92 | 41.728 | 834.56 | 0.13723 | 0.84653 | 0.13723 | 0.84653 | 0.15034 | 0.92744 | 0.15034 | 0.92744 | 4.805 | 7.5507 | 4.805 | 7.5507
316040-Single Family, Tank Less Water Heater, CZ 13 | 0 | 0 | 0 | 0 | 0 | 60.328 | 904.92 | 0 | 0.37632 | 0 | 0.37632 | 0 | 0.55091 | 0 | 0.55091 | 1.7185 | 2.5777 | 1.7185 | 2.5777
316030-Single Family, Quality Insulation Installation, CZ 13 | 0.48003 | 0.043683 | 0.48003 | 437.896 | 8757.92 | 41.728 | 834.56 | 0.13723 | 0.84653 | 0.13723 | 0.84653 | 0.15034 | 0.92744 | 0.15034 | 0.92744 | 4.805 | 7.5507 | 4.805 | 7.5507
316040-Single Family, Tank Less Water Heater, CZ 13 | 0 | 0 | 0 | 0 | 0 | 60.328 | 904.92 | 0 | 0.37632 | 0 | 0.37632 | 0 | 0.55091 | 0 | 0.55091 | 1.7185 | 2.5777 | 1.7185 | 2.5777
316030-Single Family, Quality Insulation Installation, CZ 13 | 0.48003 | 0.043683 | 0.48003 | 437.896 | 8757.92 | 41.728 | 834.56 | 0.13723 | 0.84653 | 0.13723 | 0.84653 | 0.15034 | 0.92744 | 0.15034 | 0.92744 | 4.805 | 7.5507 | 4.805 | 7.5507
316040-Single Family, Tank Less Water Heater, CZ 13 | 0 | 0 | 0 | 0 | 0 | 60.328 | 904.92 | 0 | 0.37632 | 0 | 0.37632 | 0 | 0.55091 | 0 | 0.55091 | 1.7185 | 2.5777 | 1.7185 | 2.5777
316030-Single Family, Quality Insulation Installation, CZ 13 | 0.48003 | 0.043683 | 0.48003 | 437.896 | 8757.92 | 41.728 | 834.56 | 0.13723 | 0.84653 | 0.13723 | 0.84653 | 0.15034 | 0.92744 | 0.15034 | 0.92744 | 4.805 | 7.5507 | 4.805 | 7.5507
316040-Single Family, Tank Less Water Heater, CZ 13 | 0 | 0 | 0 | 0 | 0 | 60.328 | 904.92 | 0 | 0.37632 | 0 | 0.37632 | 0 | 0.55091 | 0 | 0.55091 | 1.7185 | 2.5777 | 1.7185 | 2.5777
316030-Single Family, Quality Insulation Installation, CZ 13 | 0.48003 | 0.043683 | 0.48003 | 437.896 | 8757.92 | 41.728 | 834.56 | 0.13723 | 0.84653 | 0.13723 | 0.84653 | 0.15034 | 0.92744 | 0.15034 | 0.92744 | 4.805 | 7.5507 | 4.805 | 7.5507
316040-Single Family, Tank Less Water Heater, CZ 13 | 0 | 0 | 0 | 0 | 0 | 60.328 | 904.92 | 0 | 0.37632 | 0 | 0.37632 | 0 | 0.55091 | 0 | 0.55091 | 1.7185 | 2.5777 | 1.7185 | 2.5777
316030-Single Family, Quality Insulation Installation, CZ 13 | 0.48003 | 0.043683 | 0.48003 | 437.896 | 8757.92 | 41.728 | 834.56 | 0.13723 | 0.84653 | 0.13723 | 0.84653 | 0.15034 | 0.92744 | 0.15034 | 0.92744 | 4.805 | 7.5507 | 4.805 | 7.5507
316040-Single Family, Tank Less Water Heater, CZ 13 | 0 | 0 | 0 | 0 | 0 | 60.328 | 904.92 | 0 | 0.37632 | 0 | 0.37632 | 0 | 0.55091 | 0 | 0.55091 | 1.7185 | 2.5777 | 1.7185 | 2.5777
316088-Multi-family, Tank Less Water Heater, CZ 9 | 0 | 0 | 0 | 0 | 0 | 12.216 | 183.24 | 0 | -1.6865 | 0 | -1.6865 | 0 | -0.82433 | 0 | -0.82433 | 0.34798 | 0.52197 | 0.34798 | 0.52197
316088-Multi-family, Tank Less Water Heater, CZ 9 | 0 | 0 | 0 | 0 | 0 | 12.216 | 183.24 | 0 | -1.6865 | 0 | -1.6865 | 0 | -0.82433 | 0 | -0.82433 | 0.34798 | 0.52197 | 0.34798 | 0.52197
316088-Multi-family, Tank Less Water Heater, CZ 9 | 0 | 0 | 0 | 0 | 0 | 12.216 | 183.24 | 0 | -1.6865 | 0 | -1.6865 | 0 | -0.82433 | 0 | -0.82433 | 0.34798 | 0.52197 | 0.34798 | 0.52197
316088-Multi-family, Tank Less Water Heater, CZ 9 | 0 | 0 | 0 | 0 | 0 | 12.216 | 183.24 | 0 | -1.6865 | 0 | -1.6865 | 0 | -0.82433 | 0 | -0.82433 | 0.34798 | 0.52197 | 0.34798 | 0.52197
316088-Multi-family, Tank Less Water Heater, CZ 9 | 0 | 0 | 0 | 0 | 0 | 12.216 | 183.24 | 0 | -1.6865 | 0 | -1.6865 | 0 | -0.82433 | 0 | -0.82433 | 0.34798 | 0.52197 | 0.34798 | 0.52197
316088-Multi-family, Tank Less Water Heater, CZ 9 | 0 | 0 | 0 | 0 | 0 | 12.216 | 183.24 | 0 | -1.6865 | 0 | -1.6865 | 0 | -0.82433 | 0 | -0.82433 | 0.34798 | 0.52197 | 0.34798 | 0.52197
316088-Multi-family, Tank Less Water Heater, CZ 9 | 0 | 0 | 0 | 0 | 0 | 12.216 | 183.24 | 0 | -1.6865 | 0 | -1.6865 | 0 | -0.82433 | 0 | -0.82433 | 0.34798 | 0.52197 | 0.34798 | 0.52197
316068-Multi-family, Verified Ducting System, CZ 9 | 0.12028 | 0.010945 | 0.12028 | 109.72 | 1974.96 | 4.912 | 88.416 | 0.10277 | 0.6444 | 0.10277 | 0.6444 | 0.1164 | 0.72988 | 0.1164 | 0.72988 | 2.5871 | 3.277 | 2.5871 | 3.277
316088-Multi-family, Tank Less Water Heater, CZ 9 | 0 | 0 | 0 | 0 | 0 | 12.216 | 183.24 | 0 | -1.6865 | 0 | -1.6865 | 0 | -0.82433 | 0 | -0.82433 | 0.34798 | 0.52197 | 0.34798 | 0.52197
316088-Multi-family, Tank Less Water Heater, CZ 9 | 0 | 0 | 0 | 0 | 0 | 12.216 | 183.24 | 0 | -1.6865 | 0 | -1.6865 | 0 | -0.82433 | 0 | -0.82433 | 0.34798 | 0.52197 | 0.34798 | 0.52197
316068-Multi-family, Verified Ducting System, CZ 9 | 0.12028 | 0.010945 | 0.12028 | 109.72 | 1974.96 | 4.912 | 88.416 | 0.10277 | 0.6444 | 0.10277 | 0.6444 | 0.1164 | 0.72988 | 0.1164 | 0.72988 | 2.5871 | 3.277 | 2.5871 | 3.277
316088-Multi-family, Tank Less Water Heater, CZ 9 | 0 | 0 | 0 | 0 | 0 | 12.216 | 183.24 | 0 | -1.6865 | 0 | -1.6865 | 0 | -0.82433 | 0 | -0.82433 | 0.34798 | 0.52197 | 0.34798 | 0.52197
316088-Multi-family, Tank Less Water Heater, CZ 9 | 0 | 0 | 0 | 0 | 0 | 12.216 | 183.24 | 0 | -1.6865 | 0 | -1.6865 | 0 | -0.82433 | 0 | -0.82433 | 0.34798 | 0.52197 | 0.34798 | 0.52197
316088-Multi-family, Tank Less Water Heater, CZ 9 | 0 | 0 | 0 | 0 | 0 | 12.216 | 183.24 | 0 | -1.6865 | 0 | -1.6865 | 0 | -0.82433 | 0 | -0.82433 | 0.34798 | 0.52197 | 0.34798 | 0.52197
316088-Multi-family, Tank Less Water Heater, CZ 9 | 0 | 0 | 0 | 0 | 0 | 12.216 | 183.24 | 0 | -1.6865 | 0 | -1.6865 | 0 | -0.82433 | 0 | -0.82433 | 0.34798 | 0.52197 | 0.34798 | 0.52197
316088-Multi-family, Tank Less Water Heater, CZ 9 | 0 | 0 | 0 | 0 | 0 | 12.216 | 183.24 | 0 | -1.6865 | 0 | -1.6865 | 0 | -0.82433 | 0 | -0.82433 | 0.34798 | 0.52197 | 0.34798 | 0.52197
316014-Single Family, Verified Ducting System, CZ 5 | 0.016606 | 0.0015111 | 0.016606 | 15.152 | 272.736 | 27.632 | 497.376 | 0.104 | 0.66721 | 0.104 | 0.66721 | 0.11395 | 0.73108 | 0.11395 | 0.73108 | 2.7411 | 3.2893 | 2.7411 | 3.2893
316024-Single Family, Quality Insulation Installation, CZ 5 | 0.033211 | 0.0030222 | 0.033211 | 30.296 | 605.92 | 45.672 | 913.44 | 0.088996 | 0.57137 | 0.088996 | 0.57137 | 0.11718 | 0.75233 | 0.11718 | 0.75233 | 2.1482 | 3.3757 | 2.1482 | 3.3757
316014-Single Family, Verified Ducting System, CZ 5 | 0.016606 | 0.0015111 | 0.016606 | 15.152 | 272.736 | 27.632 | 497.376 | 0.104 | 0.66721 | 0.104 | 0.66721 | 0.11395 | 0.73108 | 0.11395 | 0.73108 | 2.7411 | 3.2893 | 2.7411 | 3.2893
316024-Single Family, Quality Insulation Installation, CZ 5 | 0.033211 | 0.0030222 | 0.033211 | 30.296 | 605.92 | 45.672 | 913.44 | 0.088996 | 0.57137 | 0.088996 | 0.57137 | 0.11718 | 0.75233 | 0.11718 | 0.75233 | 2.1482 | 3.3757 | 2.1482 | 3.3757
316014-Single Family, Verified Ducting System, CZ 5 | 0.016606 | 0.0015111 | 0.016606 | 15.152 | 272.736 | 27.632 | 497.376 | 0.104 | 0.66721 | 0.104 | 0.66721 | 0.11395 | 0.73108 | 0.11395 | 0.73108 | 2.7411 | 3.2893 | 2.7411 | 3.2893
316024-Single Family, Quality Insulation Installation, CZ 5 | 0.033211 | 0.0030222 | 0.033211 | 30.296 | 605.92 | 45.672 | 913.44 | 0.088996 | 0.57137 | 0.088996 | 0.57137 | 0.11718 | 0.75233 | 0.11718 | 0.75233 | 2.1482 | 3.3757 | 2.1482 | 3.3757
316024-Single Family, Quality Insulation Installation, CZ 5 | 0.033211 | 0.0030222 | 0.033211 | 30.296 | 605.92 | 45.672 | 913.44 | 0.088996 | 0.57137 | 0.088996 | 0.57137 | 0.11718 | 0.75233 | 0.11718 | 0.75233 | 2.1482 | 3.3757 | 2.1482 | 3.3757
316024-Single Family, Quality Insulation Installation, CZ 5 | 0.033211 | 0.0030222 | 0.033211 | 30.296 | 605.92 | 45.672 | 913.44 | 0.088996 | 0.57137 | 0.088996 | 0.57137 | 0.11718 | 0.75233 | 0.11718 | 0.75233 | 2.1482 | 3.3757 | 2.1482 | 3.3757
316024-Single Family, Quality Insulation Installation, CZ 5 | 0.033211 | 0.0030222 | 0.033211 | 30.296 | 605.92 | 45.672 | 913.44 | 0.088996 | 0.57137 | 0.088996 | 0.57137 | 0.11718 | 0.75233 | 0.11718 | 0.75233 | 2.1482 | 3.3757 | 2.1482 | 3.3757
316024-Single Family, Quality Insulation Installation, CZ 5 | 0.033211 | 0.0030222 | 0.033211 | 30.296 | 605.92 | 45.672 | 913.44 | 0.088996 | 0.57137 | 0.088996 | 0.57137 | 0.11718 | 0.75233 | 0.11718 | 0.75233 | 2.1482 | 3.3757 | 2.1482 | 3.3757
316024-Single Family, Quality Insulation Installation, CZ 5 | 0.033211 | 0.0030222 | 0.033211 | 30.296 | 605.92 | 45.672 | 913.44 | 0.088996 | 0.57137 | 0.088996 | 0.57137 | 0.11718 | 0.75233 | 0.11718 | 0.75233 | 2.1482 | 3.3757 | 2.1482 | 3.3757
316024-Single Family, Quality Insulation Installation, CZ 5 | 0.033211 | 0.0030222 | 0.033211 | 30.296 | 605.92 | 45.672 | 913.44 | 0.088996 | 0.57137 | 0.088996 | 0.57137 | 0.11718 | 0.75233 | 0.11718 | 0.75233 | 2.1482 | 3.3757 | 2.1482 | 3.3757
316024-Single Family, Quality Insulation Installation, CZ 5 | 0.033211 | 0.0030222 | 0.033211 | 30.296 | 605.92 | 45.672 | 913.44 | 0.088996 | 0.57137 | 0.088996 | 0.57137 | 0.11718 | 0.75233 | 0.11718 | 0.75233 | 2.1482 | 3.3757 | 2.1482 | 3.3757
316111-Multi-family, 15% Energy Star, CZ 9 | 29.536 | 2.6878 | 29.536 | 35897.6 | 646156.8 | 908.8 | 16358.4 | -0.071477 | -0.38677 | -0.071477 | -0.38677 | 0.039423 | 0.21332 | 0.039423 | 0.21332 | 0.70729 | 1.2958 | 0.70729 | 1.2958
316111-Multi-family, 15% Energy Star, CZ 9 | 13.624 | 1.2398 | 13.624 | 16558.4 | 298051.2 | 419.2 | 7545.6 | -0.064813 | -0.35071 | -0.064813 | -0.35071 | 0.072746 | 0.39364 | 0.072746 | 0.39364 | 0.72714 | 1.7277 | 0.72714 | 1.7277
316110-Multi-family, 15% Energy Star, CZ 8 | 14.24 | 1.2958 | 14.24 | 17942.4 | 322963.2 | 854.4 | 15379.2 | -0.11171 | -0.60957 | -0.11171 | -0.60957 | 0.02043 | 0.11148 | 0.02043 | 0.11148 | 0.60524 | 1.1354 | 0.60524 | 1.1354
316107-Single Family, Verified Ducting Design, CZ 13 | 2.976 | 0.27082 | 2.976 | 2693.52 | 40402.8 | 0 | 0 | 0.16069 | 0 | 0.16069 | 0 | 0.17008 | 0 | 0.17008 | 0 | 8.61 | 15.498 | 8.61 | 15.498
316030-Single Family, Quality Insulation Installation, CZ 13 | 2.8802 | 0.2621 | 2.8802 | 2627.376 | 52547.52 | 250.368 | 5007.36 | 0.13172 | 0.86764 | 0.13172 | 0.86764 | 0.14451 | 0.95191 | 0.14451 | 0.95191 | 4.7438 | 7.4546 | 4.7438 | 7.4546
316040-Single Family, Tank Less Water Heater, CZ 13 | 0 | 0 | 0 | 0 | 0 | 361.968 | 5429.52 | 0 | 0.38397 | 0 | 0.38397 | 0 | 0.55856 | 0 | 0.55856 | 1.7331 | 2.5996 | 1.7331 | 2.5996
316030-Single Family, Quality Insulation Installation, CZ 13 | 0.96006 | 0.087366 | 0.96006 | 875.792 | 17515.84 | 83.456 | 1669.12 | 0.12943 | 0.87411 | 0.12943 | 0.87411 | 0.1421 | 0.95968 | 0.1421 | 0.95968 | 4.7147 | 7.4088 | 4.7147 | 7.4088
316030-Single Family, Quality Insulation Installation, CZ 13 | 3.3602 | 0.30578 | 3.3602 | 3065.272 | 61305.44 | 292.096 | 5841.92 | 0.12943 | 0.87411 | 0.12943 | 0.87411 | 0.1421 | 0.95968 | 0.1421 | 0.95968 | 4.7147 | 7.4088 | 4.7147 | 7.4088
316030-Single Family, Quality Insulation Installation, CZ 13 | 0.96006 | 0.087366 | 0.96006 | 875.792 | 17515.84 | 83.456 | 1669.12 | 0.12943 | 0.87411 | 0.12943 | 0.87411 | 0.1421 | 0.95968 | 0.1421 | 0.95968 | 4.7147 | 7.4088 | 4.7147 | 7.4088
316030-Single Family, Quality Insulation Installation, CZ 13 | 0.96006 | 0.087366 | 0.96006 | 875.792 | 17515.84 | 83.456 | 1669.12 | 0.12943 | 0.87411 | 0.12943 | 0.87411 | 0.1421 | 0.95968 | 0.1421 | 0.95968 | 4.7147 | 7.4088 | 4.7147 | 7.4088
316030-Single Family, Quality Insulation Installation, CZ 13 | 0.48003 | 0.043683 | 0.48003 | 437.896 | 8757.92 | 41.728 | 834.56 | 0.12943 | 0.87411 | 0.12943 | 0.87411 | 0.1421 | 0.95968 | 0.1421 | 0.95968 | 4.7147 | 7.4088 | 4.7147 | 7.4088
316030-Single Family, Quality Insulation Installation, CZ 13 | 2.8802 | 0.2621 | 2.8802 | 2627.376 | 52547.52 | 250.368 | 5007.36 | 0.12943 | 0.87411 | 0.12943 | 0.87411 | 0.1421 | 0.95968 | 0.1421 | 0.95968 | 4.7147 | 7.4088 | 4.7147 | 7.4088
316030-Single Family, Quality Insulation Installation, CZ 13 | 1.4401 | 0.13105 | 1.4401 | 1313.688 | 26273.76 | 125.184 | 2503.68 | 0.12943 | 0.87411 | 0.12943 | 0.87411 | 0.1421 | 0.95968 | 0.1421 | 0.95968 | 4.7147 | 7.4088 | 4.7147 | 7.4088
316030-Single Family, Quality Insulation Installation, CZ 13 | 2.8802 | 0.2621 | 2.8802 | 2627.376 | 52547.52 | 250.368 | 5007.36 | 0.12943 | 0.87411 | 0.12943 | 0.87411 | 0.1421 | 0.95968 | 0.1421 | 0.95968 | 4.7147 | 7.4088 | 4.7147 | 7.4088
316030-Single Family, Quality Insulation Installation, CZ 13 | 5.2804 | 0.48051 | 5.2804 | 4816.856 | 96337.12 | 459.008 | 9180.16 | 0.12943 | 0.87411 | 0.12943 | 0.87411 | 0.1421 | 0.95968 | 0.1421 | 0.95968 | 4.7147 | 7.4088 | 4.7147 | 7.4088
316030-Single Family, Quality Insulation Installation, CZ 13 | 5.2804 | 0.48051 | 5.2804 | 4816.856 | 96337.12 | 459.008 | 9180.16 | 0.12943 | 0.87411 | 0.12943 | 0.87411 | 0.1421 | 0.95968 | 0.1421 | 0.95968 | 4.7147 | 7.4088 | 4.7147 | 7.4088
316030-Single Family, Quality Insulation Installation, CZ 13 | 1.9201 | 0.17473 | 1.9201 | 1751.584 | 35031.68 | 166.912 | 3338.24 | 0.12943 | 0.87411 | 0.12943 | 0.87411 | 0.1421 | 0.95968 | 0.1421 | 0.95968 | 4.7147 | 7.4088 | 4.7147 | 7.4088
316030-Single Family, Quality Insulation Installation, CZ 13 | 0.96006 | 0.087366 | 0.96006 | 875.792 | 17515.84 | 83.456 | 1669.12 | 0.12943 | 0.87411 | 0.12943 | 0.87411 | 0.1421 | 0.95968 | 0.1421 | 0.95968 | 4.7147 | 7.4088 | 4.7147 | 7.4088
316030-Single Family, Quality Insulation Installation, CZ 13 | 2.8802 | 0.2621 | 2.8802 | 2627.376 | 52547.52 | 250.368 | 5007.36 | 0.12943 | 0.87411 | 0.12943 | 0.87411 | 0.1421 | 0.95968 | 0.1421 | 0.95968 | 4.7147 | 7.4088 | 4.7147 | 7.4088
316030-Single Family, Quality Insulation Installation, CZ 13 | 0.96006 | 0.087366 | 0.96006 | 875.792 | 17515.84 | 83.456 | 1669.12 | 0.12943 | 0.87411 | 0.12943 | 0.87411 | 0.1421 | 0.95968 | 0.1421 | 0.95968 | 4.7147 | 7.4088 | 4.7147 | 7.4088
316027-Single Family, Quality Insulation Installation, CZ 8 | 0.96008 | 0.087367 | 0.96008 | 875.808 | 17516.16 | 133.632 | 2672.64 | 0.079663 | 0.53801 | 0.079663 | 0.53801 | 0.11043 | 0.7458 | 0.11043 | 0.7458 | 1.9415 | 3.051 | 1.9415 | 3.051
316027-Single Family, Quality Insulation Installation, CZ 8 | 0.96008 | 0.087367 | 0.96008 | 875.808 | 17516.16 | 133.632 | 2672.64 | 0.079663 | 0.53801 | 0.079663 | 0.53801 | 0.11043 | 0.7458 | 0.11043 | 0.7458 | 1.9415 | 3.051 | 1.9415 | 3.051
316027-Single Family, Quality Insulation Installation, CZ 8 | 0.96008 | 0.087367 | 0.96008 | 875.808 | 17516.16 | 133.632 | 2672.64 | 0.079663 | 0.53801 | 0.079663 | 0.53801 | 0.11043 | 0.7458 | 0.11043 | 0.7458 | 1.9415 | 3.051 | 1.9415 | 3.051
316027-Single Family, Quality Insulation Installation, CZ 8 | 0.96008 | 0.087367 | 0.96008 | 875.808 | 17516.16 | 133.632 | 2672.64 | 0.079663 | 0.53801 | 0.079663 | 0.53801 | 0.11043 | 0.7458 | 0.11043 | 0.7458 | 1.9415 | 3.051 | 1.9415 | 3.051
316113-Single Family, Verified Ducting Design, CZ 10 | 1.72 | 0.15652 | 1.72 | 1576.72 | 23650.8 | 0 | 0 | 0.1483 | 0 | 0.1483 | 0 | 0.16166 | 0 | 0.16166 | 0 | 5.9332 | 10.6798 | 5.9332 | 10.6798
316113-Single Family, Verified Ducting Design, CZ 10 | 2.064 | 0.18782 | 2.064 | 1892.064 | 28380.96 | 0 | 0 | 0.1483 | 0 | 0.1483 | 0 | 0.16166 | 0 | 0.16166 | 0 | 5.9332 | 10.6798 | 5.9332 | 10.6798
316015-Single Family, Verified Ducting System, CZ 6 | 0.063408 | 0.0057701 | 0.063408 | 57.84 | 1041.12 | 65.136 | 1172.448 | 0.034423 | 0.23241 | 0.034423 | 0.23241 | 0.10372 | 0.70026 | 0.10372 | 0.70026 | 1.271 | 2.7961 | 1.271 | 2.7961
316113-Single Family, Verified Ducting Design, CZ 10 | 2.752 | 0.25043 | 2.752 | 2522.752 | 37841.28 | 0 | 0 | 0.1483 | 0 | 0.1483 | 0 | 0.16166 | 0 | 0.16166 | 0 | 5.9332 | 10.6798 | 5.9332 | 10.6798
316065-Multi-family, Verified Ducting System, CZ 6 | 0.023678 | 0.0021547 | 0.023678 | 21.6 | 388.8 | 27.264 | 490.752 | -0.10398 | -0.70206 | -0.10398 | -0.70206 | -0.0481 | -0.32476 | -0.0481 | -0.32476 | 0.60827 | 0.77047 | 0.60827 | 0.77047
316065-Multi-family, Verified Ducting System, CZ 6 | 0.023678 | 0.0021547 | 0.023678 | 21.6 | 388.8 | 27.264 | 490.752 | -0.10398 | -0.70206 | -0.10398 | -0.70206 | -0.0481 | -0.32476 | -0.0481 | -0.32476 | 0.60827 | 0.77047 | 0.60827 | 0.77047
316065-Multi-family, Verified Ducting System, CZ 6 | 0.023678 | 0.0021547 | 0.023678 | 21.6 | 388.8 | 27.264 | 490.752 | -0.10398 | -0.70206 | -0.10398 | -0.70206 | -0.0481 | -0.32476 | -0.0481 | -0.32476 | 0.60827 | 0.77047 | 0.60827 | 0.77047
316075-Multi-family, High Quality Insulation Installation, CZ 6 | 0.05125 | 0.0046637 | 0.05125 | 46.752 | 935.04 | 28.368 | 567.36 | -0.042331 | -0.28589 | -0.042331 | -0.28589 | 0.049492 | 0.33425 | 0.049492 | 0.33425 | 0.79511 | 1.4312 | 0.79511 | 1.4312
316075-Multi-family, High Quality Insulation Installation, CZ 6 | 0.05125 | 0.0046637 | 0.05125 | 46.752 | 935.04 | 28.368 | 567.36 | -0.042331 | -0.28589 | -0.042331 | -0.28589 | 0.049492 | 0.33425 | 0.049492 | 0.33425 | 0.79511 | 1.4312 | 0.79511 | 1.4312
316075-Multi-family, High Quality Insulation Installation, CZ 6 | 0.034166 | 0.0031091 | 0.034166 | 31.168 | 623.36 | 18.912 | 378.24 | -0.042331 | -0.28589 | -0.042331 | -0.28589 | 0.049492 | 0.33425 | 0.049492 | 0.33425 | 0.79511 | 1.4312 | 0.79511 | 1.4312
316085-Multi-family, Tank Less Water Heater, CZ 6 | 0 | 0 | 0 | 0 | 0 | 73.632 | 1104.48 | 0 | -1.6682 | 0 | -1.6682 | 0 | -0.80991 | 0 | -0.80991 | 0.35212 | 0.52818 | 0.35212 | 0.52818
316085-Multi-family, Tank Less Water Heater, CZ 6 | 0 | 0 | 0 | 0 | 0 | 73.632 | 1104.48 | 0 | -1.6682 | 0 | -1.6682 | 0 | -0.80991 | 0 | -0.80991 | 0.35212 | 0.52818 | 0.35212 | 0.52818
316085-Multi-family, Tank Less Water Heater, CZ 6 | 0 | 0 | 0 | 0 | 0 | 73.632 | 1104.48 | 0 | -1.6682 | 0 | -1.6682 | 0 | -0.80991 | 0 | -0.80991 | 0.35212 | 0.52818 | 0.35212 | 0.52818
316085-Multi-family, Tank Less Water Heater, CZ 6 | 0 | 0 | 0 | 0 | 0 | 147.264 | 2208.96 | 0 | -1.6682 | 0 | -1.6682 | 0 | -0.80991 | 0 | -0.80991 | 0.35212 | 0.52818 | 0.35212 | 0.52818
316085-Multi-family, Tank Less Water Heater, CZ 6 | 0 | 0 | 0 | 0 | 0 | 73.632 | 1104.48 | 0 | -1.6682 | 0 | -1.6682 | 0 | -0.80991 | 0 | -0.80991 | 0.35212 | 0.52818 | 0.35212 | 0.52818
316123-Single Family, 15%, Energy Star CZ 15 | 2.8535 | 0.25966 | 2.8535 | 6502.152 | 117038.736 | 37.32 | 671.76 | 0.029655 | 0.19088 | 0.029655 | 0.19088 | 0.12359 | 0.79546 | 0.12359 | 0.79546 | 1.2573 | 6.7997 | 1.2573 | 6.7997
316123-Single Family, 15%, Energy Star CZ 15 | 3.8046 | 0.34622 | 3.8046 | 8669.536 | 156051.648 | 49.76 | 895.68 | 0.029655 | 0.19088 | 0.029655 | 0.19088 | 0.12359 | 0.79546 | 0.12359 | 0.79546 | 1.2573 | 6.7997 | 1.2573 | 6.7997
316123-Single Family, 15%, Energy Star CZ 15 | 8.5604 | 0.77899 | 8.5604 | 19506.456 | 351116.208 | 111.96 | 2015.28 | 0.029655 | 0.19088 | 0.029655 | 0.19088 | 0.12359 | 0.79546 | 0.12359 | 0.79546 | 1.2573 | 6.7997 | 1.2573 | 6.7997
316123-Single Family, 15%, Energy Star CZ 15 | 11.4138 | 1.0387 | 11.4138 | 26008.608 | 468154.944 | 149.28 | 2687.04 | 0.029655 | 0.19088 | 0.029655 | 0.19088 | 0.12359 | 0.79546 | 0.12359 | 0.79546 | 1.2573 | 6.7997 | 1.2573 | 6.7997
316123-Single Family, 15%, Energy Star CZ 15 | 11.4138 | 1.0387 | 11.4138 | 26008.608 | 468154.944 | 149.28 | 2687.04 | 0.029655 | 0.19088 | 0.029655 | 0.19088 | 0.12359 | 0.79546 | 0.12359 | 0.79546 | 1.2573 | 6.7997 | 1.2573 | 6.7997
316123-Single Family, 15%, Energy Star CZ 15 | 2.8535 | 0.25966 | 2.8535 | 6502.152 | 117038.736 | 37.32 | 671.76 | 0.029655 | 0.19088 | 0.029655 | 0.19088 | 0.12359 | 0.79546 | 0.12359 | 0.79546 | 1.2573 | 6.7997 | 1.2573 | 6.7997
316123-Single Family, 15%, Energy Star CZ 15 | 1.9023 | 0.17311 | 1.9023 | 4334.768 | 78025.824 | 24.88 | 447.84 | 0.029655 | 0.19088 | 0.029655 | 0.19088 | 0.12359 | 0.79546 | 0.12359 | 0.79546 | 1.2573 | 6.7997 | 1.2573 | 6.7997
316030-Single Family, Quality Insulation Installation, CZ 13 | 9.6006 | 0.87366 | 9.6006 | 8757.92 | 175158.4 | 834.56 | 16691.2 | 0.13172 | 0.86764 | 0.13172 | 0.86764 | 0.14451 | 0.95191 | 0.14451 | 0.95191 | 4.7438 | 7.4546 | 4.7438 | 7.4546
316040-Single Family, Tank Less Water Heater, CZ 13 | 0 | 0 | 0 | 0 | 0 | 1206.56 | 18098.4 | 0 | 0.38397 | 0 | 0.38397 | 0 | 0.55856 | 0 | 0.55856 | 1.7331 | 2.5996 | 1.7331 | 2.5996
316030-Single Family, Quality Insulation Installation, CZ 13 | 4.3203 | 0.39315 | 4.3203 | 3941.064 | 78821.28 | 375.552 | 7511.04 | 0.13172 | 0.86764 | 0.13172 | 0.86764 | 0.14451 | 0.95191 | 0.14451 | 0.95191 | 4.7438 | 7.4546 | 4.7438 | 7.4546
316040-Single Family, Tank Less Water Heater, CZ 13 | 0 | 0 | 0 | 0 | 0 | 542.952 | 8144.28 | 0 | 0.38397 | 0 | 0.38397 | 0 | 0.55856 | 0 | 0.55856 | 1.7331 | 2.5996 | 1.7331 | 2.5996
316030-Single Family, Quality Insulation Installation, CZ 13 | 2.8802 | 0.2621 | 2.8802 | 2627.376 | 52547.52 | 250.368 | 5007.36 | 0.13172 | 0.86764 | 0.13172 | 0.86764 | 0.14451 | 0.95191 | 0.14451 | 0.95191 | 4.7438 | 7.4546 | 4.7438 | 7.4546
316040-Single Family, Tank Less Water Heater, CZ 13 | 0 | 0 | 0 | 0 | 0 | 361.968 | 5429.52 | 0 | 0.38397 | 0 | 0.38397 | 0 | 0.55856 | 0 | 0.55856 | 1.7331 | 2.5996 | 1.7331 | 2.5996
316030-Single Family, Quality Insulation Installation, CZ 13 | 5.2804 | 0.48051 | 5.2804 | 4816.856 | 96337.12 | 459.008 | 9180.16 | 0.13172 | 0.86764 | 0.13172 | 0.86764 | 0.14451 | 0.95191 | 0.14451 | 0.95191 | 4.7438 | 7.4546 | 4.7438 | 7.4546
316040-Single Family, Tank Less Water Heater, CZ 13 | 0 | 0 | 0 | 0 | 0 | 663.608 | 9954.12 | 0 | 0.38397 | 0 | 0.38397 | 0 | 0.55856 | 0 | 0.55856 | 1.7331 | 2.5996 | 1.7331 | 2.5996
316030-Single Family, Quality Insulation Installation, CZ 13 | 0.48003 | 0.043683 | 0.48003 | 437.896 | 8757.92 | 41.728 | 834.56 | 0.13172 | 0.86764 | 0.13172 | 0.86764 | 0.14451 | 0.95191 | 0.14451 | 0.95191 | 4.7438 | 7.4546 | 4.7438 | 7.4546
316040-Single Family, Tank Less Water Heater, CZ 13 | 0 | 0 | 0 | 0 | 0 | 60.328 | 904.92 | 0 | 0.38397 | 0 | 0.38397 | 0 | 0.55856 | 0 | 0.55856 | 1.7331 | 2.5996 | 1.7331 | 2.5996
316030-Single Family, Quality Insulation Installation, CZ 13 | 0.48003 | 0.043683 | 0.48003 | 437.896 | 8757.92 | 41.728 | 834.56 | 0.13172 | 0.86764 | 0.13172 | 0.86764 | 0.14451 | 0.95191 | 0.14451 | 0.95191 | 4.7438 | 7.4546 | 4.7438 | 7.4546
316040-Single Family, Tank Less Water Heater, CZ 13 | 0 | 0 | 0 | 0 | 0 | 60.328 | 904.92 | 0 | 0.38397 | 0 | 0.38397 | 0 | 0.55856 | 0 | 0.55856 | 1.7331 | 2.5996 | 1.7331 | 2.5996
316030-Single Family, Quality Insulation Installation, CZ 13 | 0.48003 | 0.043683 | 0.48003 | 437.896 | 8757.92 | 41.728 | 834.56 | 0.13172 | 0.86764 | 0.13172 | 0.86764 | 0.14451 | 0.95191 | 0.14451 | 0.95191 | 4.7438 | 7.4546 | 4.7438 | 7.4546
316040-Single Family, Tank Less Water Heater, CZ 13 | 0 | 0 | 0 | 0 | 0 | 60.328 | 904.92 | 0 | 0.38397 | 0 | 0.38397 | 0 | 0.55856 | 0 | 0.55856 | 1.7331 | 2.5996 | 1.7331 | 2.5996
316107-Single Family, Verified Ducting Design, CZ 13 | 0.496 | 0.045136 | 0.496 | 448.92 | 6733.8 | 0 | 0 | 0.16069 | 0 | 0.16069 | 0 | 0.17008 | 0 | 0.17008 | 0 | 8.61 | 15.498 | 8.61 | 15.498
316030-Single Family, Quality Insulation Installation, CZ 13 | 0.48003 | 0.043683 | 0.48003 | 437.896 | 8757.92 | 41.728 | 834.56 | 0.13172 | 0.86764 | 0.13172 | 0.86764 | 0.14451 | 0.95191 | 0.14451 | 0.95191 | 4.7438 | 7.4546 | 4.7438 | 7.4546
316040-Single Family, Tank Less Water Heater, CZ 13 | 0 | 0 | 0 | 0 | 0 | 60.328 | 904.92 | 0 | 0.38397 | 0 | 0.38397 | 0 | 0.55856 | 0 | 0.55856 | 1.7331 | 2.5996 | 1.7331 | 2.5996
316107-Single Family, Verified Ducting Design, CZ 13 | 4.96 | 0.45136 | 4.96 | 4489.2 | 67338 | 0 | 0 | 0.16069 | 0 | 0.16069 | 0 | 0.17008 | 0 | 0.17008 | 0 | 8.61 | 15.498 | 8.61 | 15.498
316030-Single Family, Quality Insulation Installation, CZ 13 | 4.8003 | 0.43683 | 4.8003 | 4378.96 | 87579.2 | 417.28 | 8345.6 | 0.13172 | 0.86764 | 0.13172 | 0.86764 | 0.14451 | 0.95191 | 0.14451 | 0.95191 | 4.7438 | 7.4546 | 4.7438 | 7.4546
316040-Single Family, Tank Less Water Heater, CZ 13 | 0 | 0 | 0 | 0 | 0 | 603.28 | 9049.2 | 0 | 0.38397 | 0 | 0.38397 | 0 | 0.55856 | 0 | 0.55856 | 1.7331 | 2.5996 | 1.7331 | 2.5996
316107-Single Family, Verified Ducting Design, CZ 13 | 4.96 | 0.45136 | 4.96 | 4489.2 | 67338 | 0 | 0 | 0.16069 | 0 | 0.16069 | 0 | 0.17008 | 0 | 0.17008 | 0 | 8.61 | 15.498 | 8.61 | 15.498
316030-Single Family, Quality Insulation Installation, CZ 13 | 4.8003 | 0.43683 | 4.8003 | 4378.96 | 87579.2 | 417.28 | 8345.6 | 0.13172 | 0.86764 | 0.13172 | 0.86764 | 0.14451 | 0.95191 | 0.14451 | 0.95191 | 4.7438 | 7.4546 | 4.7438 | 7.4546
316040-Single Family, Tank Less Water Heater, CZ 13 | 0 | 0 | 0 | 0 | 0 | 603.28 | 9049.2 | 0 | 0.38397 | 0 | 0.38397 | 0 | 0.55856 | 0 | 0.55856 | 1.7331 | 2.5996 | 1.7331 | 2.5996
316107-Single Family, Verified Ducting Design, CZ 13 | 2.976 | 0.27082 | 2.976 | 2693.52 | 40402.8 | 0 | 0 | 0.16069 | 0 | 0.16069 | 0 | 0.17008 | 0 | 0.17008 | 0 | 8.61 | 15.498 | 8.61 | 15.498
316030-Single Family, Quality Insulation Installation, CZ 13 | 2.8802 | 0.2621 | 2.8802 | 2627.376 | 52547.52 | 250.368 | 5007.36 | 0.13172 | 0.86764 | 0.13172 | 0.86764 | 0.14451 | 0.95191 | 0.14451 | 0.95191 | 4.7438 | 7.4546 | 4.7438 | 7.4546
316040-Single Family, Tank Less Water Heater, CZ 13 | 0 | 0 | 0 | 0 | 0 | 361.968 | 5429.52 | 0 | 0.38397 | 0 | 0.38397 | 0 | 0.55856 | 0 | 0.55856 | 1.7331 | 2.5996 | 1.7331 | 2.5996
316075-Multi-family, High Quality Insulation Installation, CZ 6 | 1.0165 | 0.092497 | 1.0165 | 927.248 | 18544.96 | 562.632 | 11252.64 | -0.043879 | -0.28905 | -0.043879 | -0.28905 | 0.049799 | 0.32804 | 0.049799 | 0.32804 | 0.79182 | 1.4253 | 0.79182 | 1.4253
316075-Multi-family, High Quality Insulation Installation, CZ 6 | 0.23916 | 0.021764 | 0.23916 | 218.176 | 4363.52 | 132.384 | 2647.68 | -0.043879 | -0.28905 | -0.043879 | -0.28905 | 0.049799 | 0.32804 | 0.049799 | 0.32804 | 0.79182 | 1.4253 | 0.79182 | 1.4253
316075-Multi-family, High Quality Insulation Installation, CZ 6 | 0.5125 | 0.046637 | 0.5125 | 467.52 | 9350.4 | 283.68 | 5673.6 | -0.043879 | -0.28905 | -0.043879 | -0.28905 | 0.049799 | 0.32804 | 0.049799 | 0.32804 | 0.79182 | 1.4253 | 0.79182 | 1.4253
316075-Multi-family, High Quality Insulation Installation, CZ 6 | 0.32458 | 0.029537 | 0.32458 | 296.096 | 5921.92 | 179.664 | 3593.28 | -0.043879 | -0.28905 | -0.043879 | -0.28905 | 0.049799 | 0.32804 | 0.049799 | 0.32804 | 0.79182 | 1.4253 | 0.79182 | 1.4253
316075-Multi-family, High Quality Insulation Installation, CZ 6 | 0.22208 | 0.020209 | 0.22208 | 202.592 | 4051.84 | 122.928 | 2458.56 | -0.043879 | -0.28905 | -0.043879 | -0.28905 | 0.049799 | 0.32804 | 0.049799 | 0.32804 | 0.79182 | 1.4253 | 0.79182 | 1.4253
316075-Multi-family, High Quality Insulation Installation, CZ 6 | 0.23916 | 0.021764 | 0.23916 | 218.176 | 4363.52 | 132.384 | 2647.68 | -0.043879 | -0.28905 | -0.043879 | -0.28905 | 0.049799 | 0.32804 | 0.049799 | 0.32804 | 0.79182 | 1.4253 | 0.79182 | 1.4253
316075-Multi-family, High Quality Insulation Installation, CZ 6 | 0.15375 | 0.013991 | 0.15375 | 140.256 | 2805.12 | 85.104 | 1702.08 | -0.043879 | -0.28905 | -0.043879 | -0.28905 | 0.049799 | 0.32804 | 0.049799 | 0.32804 | 0.79182 | 1.4253 | 0.79182 | 1.4253
316075-Multi-family, High Quality Insulation Installation, CZ 6 | 1.025 | 0.093274 | 1.025 | 935.04 | 18700.8 | 567.36 | 11347.2 | -0.043879 | -0.28905 | -0.043879 | -0.28905 | 0.049799 | 0.32804 | 0.049799 | 0.32804 | 0.79182 | 1.4253 | 0.79182 | 1.4253
316075-Multi-family, High Quality Insulation Installation, CZ 6 | 0.71749 | 0.065292 | 0.71749 | 654.528 | 13090.56 | 397.152 | 7943.04 | -0.043879 | -0.28905 | -0.043879 | -0.28905 | 0.049799 | 0.32804 | 0.049799 | 0.32804 | 0.79182 | 1.4253 | 0.79182 | 1.4253
316108-Single Family, Verified Ducting Design, CZ 15 | 7.824 | 0.71198 | 7.824 | 7147.2 | 107208 | 0 | 0 | 0.17337 | 0 | 0.17337 | 0 | 0.1769 | 0 | 0.1769 | 0 | 22.7852 | 41.0133 | 22.7852 | 41.0133
316108-Single Family, Verified Ducting Design, CZ 15 | 15.648 | 1.424 | 15.648 | 14294.4 | 214416 | 0 | 0 | 0.17337 | 0 | 0.17337 | 0 | 0.1769 | 0 | 0.1769 | 0 | 22.7852 | 41.0133 | 22.7852 | 41.0133
316108-Single Family, Verified Ducting Design, CZ 15 | 28.688 | 2.6106 | 28.688 | 26206.4 | 393096 | 0 | 0 | 0.17337 | 0 | 0.17337 | 0 | 0.1769 | 0 | 0.1769 | 0 | 22.7852 | 41.0133 | 22.7852 | 41.0133
316108-Single Family, Verified Ducting Design, CZ 15 | 28.688 | 2.6106 | 28.688 | 26206.4 | 393096 | 0 | 0 | 0.17337 | 0 | 0.17337 | 0 | 0.1769 | 0 | 0.1769 | 0 | 22.7852 | 41.0133 | 22.7852 | 41.0133
316108-Single Family, Verified Ducting Design, CZ 15 | 73.024 | 6.6452 | 73.024 | 66707.2 | 1000608 | 0 | 0 | 0.17337 | 0 | 0.17337 | 0 | 0.1769 | 0 | 0.1769 | 0 | 22.7852 | 41.0133 | 22.7852 | 41.0133
316108-Single Family, Verified Ducting Design, CZ 15 | 57.376 | 5.2212 | 57.376 | 52412.8 | 786192 | 0 | 0 | 0.17337 | 0 | 0.17337 | 0 | 0.1769 | 0 | 0.1769 | 0 | 22.7852 | 41.0133 | 22.7852 | 41.0133
316019-Single Family, Verified Ducting System, CZ 10 | 5.2472 | 0.47749 | 5.2472 | 4786.584 | 86158.512 | 181.456 | 3266.208 | 0.14289 | 0.94044 | 0.14289 | 0.94044 | 0.14641 | 0.96363 | 0.14641 | 0.96363 | 7.7594 | 9.3113 | 7.7594 | 9.3113
316019-Single Family, Verified Ducting System, CZ 10 | 8.1093 | 0.73794 | 8.1093 | 7397.448 | 133154.064 | 280.432 | 5047.776 | 0.14289 | 0.94044 | 0.14289 | 0.94044 | 0.14641 | 0.96363 | 0.14641 | 0.96363 | 7.7594 | 9.3113 | 7.7594 | 9.3113
316019-Single Family, Verified Ducting System, CZ 10 | 7.1552 | 0.65113 | 7.1552 | 6527.16 | 117488.88 | 247.44 | 4453.92 | 0.14289 | 0.94044 | 0.14289 | 0.94044 | 0.14641 | 0.96363 | 0.14641 | 0.96363 | 7.7594 | 9.3113 | 7.7594 | 9.3113
316019-Single Family, Verified Ducting System, CZ 10 | 0.47702 | 0.043408 | 0.47702 | 435.144 | 7832.592 | 16.496 | 296.928 | 0.14289 | 0.94044 | 0.14289 | 0.94044 | 0.14641 | 0.96363 | 0.14641 | 0.96363 | 7.7594 | 9.3113 | 7.7594 | 9.3113
316019-Single Family, Verified Ducting System, CZ 10 | 0.47702 | 0.043408 | 0.47702 | 435.144 | 7832.592 | 16.496 | 296.928 | 0.14289 | 0.94044 | 0.14289 | 0.94044 | 0.14641 | 0.96363 | 0.14641 | 0.96363 | 7.7594 | 9.3113 | 7.7594 | 9.3113
316019-Single Family, Verified Ducting System, CZ 10 | 0.47702 | 0.043408 | 0.47702 | 435.144 | 7832.592 | 16.496 | 296.928 | 0.14289 | 0.94044 | 0.14289 | 0.94044 | 0.14641 | 0.96363 | 0.14641 | 0.96363 | 7.7594 | 9.3113 | 7.7594 | 9.3113
316019-Single Family, Verified Ducting System, CZ 10 | 2.8621 | 0.26045 | 2.8621 | 2610.864 | 46995.552 | 98.976 | 1781.568 | 0.14289 | 0.94044 | 0.14289 | 0.94044 | 0.14641 | 0.96363 | 0.14641 | 0.96363 | 7.7594 | 9.3113 | 7.7594 | 9.3113
316019-Single Family, Verified Ducting System, CZ 10 | 3.3391 | 0.30386 | 3.3391 | 3046.008 | 54828.144 | 115.472 | 2078.496 | 0.14289 | 0.94044 | 0.14289 | 0.94044 | 0.14641 | 0.96363 | 0.14641 | 0.96363 | 7.7594 | 9.3113 | 7.7594 | 9.3113
316019-Single Family, Verified Ducting System, CZ 10 | 2.8621 | 0.26045 | 2.8621 | 2610.864 | 46995.552 | 98.976 | 1781.568 | 0.14289 | 0.94044 | 0.14289 | 0.94044 | 0.14641 | 0.96363 | 0.14641 | 0.96363 | 7.7594 | 9.3113 | 7.7594 | 9.3113
316019-Single Family, Verified Ducting System, CZ 10 | 4.2931 | 0.39068 | 4.2931 | 3916.296 | 70493.328 | 148.464 | 2672.352 | 0.14289 | 0.94044 | 0.14289 | 0.94044 | 0.14641 | 0.96363 | 0.14641 | 0.96363 | 7.7594 | 9.3113 | 7.7594 | 9.3113
316067-Multi-family, Verified Ducting System, CZ 8 | 0.3155 | 0.028711 | 0.3155 | 287.808 | 5180.544 | 26.496 | 476.928 | 0.045907 | 0.30214 | 0.045907 | 0.30214 | 0.070776 | 0.46581 | 0.070776 | 0.46581 | 1.3886 | 1.7589 | 1.3886 | 1.7589
316067-Multi-family, Verified Ducting System, CZ 8 | 0.26292 | 0.023926 | 0.26292 | 239.84 | 4317.12 | 22.08 | 397.44 | 0.045907 | 0.30214 | 0.045907 | 0.30214 | 0.070776 | 0.46581 | 0.070776 | 0.46581 | 1.3886 | 1.7589 | 1.3886 | 1.7589
316087-Multi-family, Tank Less Water Heater, CZ 8 | 0 | 0 | 0 | 0 | 0 | 73.632 | 957.216 | 0 | -1.9056 | 0 | -1.9056 | 0 | -0.97316 | 0 | -0.97316 | 0.31877 | 0.47815 | 0.31877 | 0.47815
316087-Multi-family, Tank Less Water Heater, CZ 8 | 0 | 0 | 0 | 0 | 0 | 61.36 | 797.68 | 0 | -1.9056 | 0 | -1.9056 | 0 | -0.97316 | 0 | -0.97316 | 0.31877 | 0.47815 | 0.31877 | 0.47815
316107-Single Family, Verified Ducting Design, CZ 13 | 6.944 | 0.6319 | 6.944 | 6284.88 | 94273.2 | 0 | 0 | 0.16069 | 0 | 0.16069 | 0 | 0.17008 | 0 | 0.17008 | 0 | 8.61 | 15.498 | 8.61 | 15.498
0 | 0 | 0 | 0 | 0 | 0 | 0 | 0 | 0 | 0 | 0 | 0 | 0 | 0 | 0 | 0 | 0 | 0 | 0 | 0
0 | 0 | 0 | 0 | 0 | 0 | 0 | 0 | 0 | 0 | 0 | 0 | 0 | 0 | 0 | 0 | 0 | 0 | 0 | 0
0 | 0 | 0 | 0 | 0 | 0 | 0 | 0 | 0 | 0 | 0 | 0 | 0 | 0 | 0 | 0 | 0 | 0 | 0 | 0
0 | 0 | 0 | 0 | 0 | 0 | 0 | 0 | 0 | 0 | 0 | 0 | 0 | 0 | 0 | 0 | 0 | 0 | 0 | 0
0 | 0 | 0 | 0 | 0 | 0 | 0 | 0 | 0 | 0 | 0 | 0 | 0 | 0 | 0 | 0 | 0 | 0 | 0 | 0
0 | 0 | 0 | 0 | 0 | 0 | 0 | 0 | 0 | 0 | 0 | 0 | 0 | 0 | 0 | 0 | 0 | 0 | 0 | 0
0 | 0 | 0 | 0 | 0 | 0 | 0 | 0 | 0 | 0 | 0 | 0 | 0 | 0 | 0 | 0 | 0 | 0 | 0 | 0
0 | 0 | 0 | 0 | 0 | 0 | 0 | 0 | 0 | 0 | 0 | 0 | 0 | 0 | 0 | 0 | 0 | 0 | 0 | 0
0 | 0 | 0 | 0 | 0 | 0 | 0 | 0 | 0 | 0 | 0 | 0 | 0 | 0 | 0 | 0 | 0 | 0 | 0 | 0
0 | 0 | 0 | 0 | 0 | 0 | 0 | 0 | 0 | 0 | 0 | 0 | 0 | 0 | 0 | 0 | 0 | 0 | 0 | 0
0 | 0 | 0 | 0 | 0 | 0 | 0 | 0 | 0 | 0 | 0 | 0 | 0 | 0 | 0 | 0 | 0 | 0 | 0 | 0
0 | 0 | 0 | 0 | 0 | 0 | 0 | 0 | 0 | 0 | 0 | 0 | 0 | 0 | 0 | 0 | 0 | 0 | 0 | 0
0 | 0 | 0 | 0 | 0 | 0 | 0 | 0 | 0 | 0 | 0 | 0 | 0 | 0 | 0 | 0 | 0 | 0 | 0 | 0
0 | 0 | 0 | 0 | 0 | 0 | 0 | 0 | 0 | 0 | 0 | 0 | 0 | 0 | 0 | 0 | 0 | 0 | 0 | 0
0 | 0 | 0 | 0 | 0 | 0 | 0 | 0 | 0 | 0 | 0 | 0 | 0 | 0 | 0 | 0 | 0 | 0 | 0 | 0
0 | 0 | 0 | 0 | 0 | 0 | 0 | 0 | 0 | 0 | 0 | 0 | 0 | 0 | 0 | 0 | 0 | 0 | 0 | 0
0 | 0 | 0 | 0 | 0 | 0 | 0 | 0 | 0 | 0 | 0 | 0 | 0 | 0 | 0 | 0 | 0 | 0 | 0 | 0
0 | 0 | 0 | 0 | 0 | 0 | 0 | 0 | 0 | 0 | 0 | 0 | 0 | 0 | 0 | 0 | 0 | 0 | 0 | 0
0 | 0 | 0 | 0 | 0 | 0 | 0 | 0 | 0 | 0 | 0 | 0 | 0 | 0 | 0 | 0 | 0 | 0 | 0 | 0
0 | 0 | 0 | 0 | 0 | 0 | 0 | 0 | 0 | 0 | 0 | 0 | 0 | 0 | 0 | 0 | 0 | 0 | 0 | 0
0 | 0 | 0 | 0 | 0 | 0 | 0 | 0 | 0 | 0 | 0 | 0 | 0 | 0 | 0 | 0 | 0 | 0 | 0 | 0
0 | 0 | 0 | 0 | 0 | 0 | 0 | 0 | 0 | 0 | 0 | 0 | 0 | 0 | 0 | 0 | 0 | 0 | 0 | 0
0 | 0 | 0 | 0 | 0 | 0 | 0 | 0 | 0 | 0 | 0 | 0 | 0 | 0 | 0 | 0 | 0 | 0 | 0 | 0
0 | 0 | 0 | 0 | 0 | 0 | 0 | 0 | 0 | 0 | 0 | 0 | 0 | 0 | 0 | 0 | 0 | 0 | 0 | 0
0 | 0 | 0 | 0 | 0 | 0 | 0 | 0 | 0 | 0 | 0 | 0 | 0 | 0 | 0 | 0 | 0 | 0 | 0 | 0
0 | 0 | 0 | 0 | 0 | 0 | 0 | 0 | 0 | 0 | 0 | 0 | 0 | 0 | 0 | 0 | 0 | 0 | 0 | 0
0 | 0 | 0 | 0 | 0 | 0 | 0 | 0 | 0 | 0 | 0 | 0 | 0 | 0 | 0 | 0 | 0 | 0 | 0 | 0
0 | 0 | 0 | 0 | 0 | 0 | 0 | 0 | 0 | 0 | 0 | 0 | 0 | 0 | 0 | 0 | 0 | 0 | 0 | 0
0 | 0 | 0 | 0 | 0 | 0 | 0 | 0 | 0 | 0 | 0 | 0 | 0 | 0 | 0 | 0 | 0 | 0 | 0 | 0
0 | 0 | 0 | 0 | 0 | 0 | 0 | 0 | 0 | 0 | 0 | 0 | 0 | 0 | 0 | 0 | 0 | 0 | 0 | 0
0 | 0 | 0 | 0 | 0 | 0 | 0 | 0 | 0 | 0 | 0 | 0 | 0 | 0 | 0 | 0 | 0 | 0 | 0 | 0
0 | 0 | 0 | 0 | 0 | 0 | 0 | 0 | 0 | 0 | 0 | 0 | 0 | 0 | 0 | 0 | 0 | 0 | 0 | 0
0 | 0 | 0 | 0 | 0 | 0 | 0 | 0 | 0 | 0 | 0 | 0 | 0 | 0 | 0 | 0 | 0 | 0 | 0 | 0
0 | 0 | 0 | 0 | 0 | 0 | 0 | 0 | 0 | 0 | 0 | 0 | 0 | 0 | 0 | 0 | 0 | 0 | 0 | 0
0 | 0 | 0 | 0 | 0 | 0 | 0 | 0 | 0 | 0 | 0 | 0 | 0 | 0 | 0 | 0 | 0 | 0 | 0 | 0
0 | 0 | 0 | 0 | 0 | 0 | 0 | 0 | 0 | 0 | 0 | 0 | 0 | 0 | 0 | 0 | 0 | 0 | 0 | 0
0 | 0 | 0 | 0 | 0 | 0 | 0 | 0 | 0 | 0 | 0 | 0 | 0 | 0 | 0 | 0 | 0 | 0 | 0 | 0
0 | 0 | 0 | 0 | 0 | 0 | 0 | 0 | 0 | 0 | 0 | 0 | 0 | 0 | 0 | 0 | 0 | 0 | 0 | 0
0 | 0 | 0 | 0 | 0 | 0 | 0 | 0 | 0 | 0 | 0 | 0 | 0 | 0 | 0 | 0 | 0 | 0 | 0 | 0
0 | 0 | 0 | 0 | 0 | 0 | 0 | 0 | 0 | 0 | 0 | 0 | 0 | 0 | 0 | 0 | 0 | 0 | 0 | 0
0 | 0 | 0 | 0 | 0 | 0 | 0 | 0 | 0 | 0 | 0 | 0 | 0 | 0 | 0 | 0 | 0 | 0 | 0 | 0
0 | 0 | 0 | 0 | 0 | 0 | 0 | 0 | 0 | 0 | 0 | 0 | 0 | 0 | 0 | 0 | 0 | 0 | 0 | 0
0 | 0 | 0 | 0 | 0 | 0 | 0 | 0 | 0 | 0 | 0 | 0 | 0 | 0 | 0 | 0 | 0 | 0 | 0 | 0
0 | 0 | 0 | 0 | 0 | 0 | 0 | 0 | 0 | 0 | 0 | 0 | 0 | 0 | 0 | 0 | 0 | 0 | 0 | 0
0 | 0 | 0 | 0 | 0 | 0 | 0 | 0 | 0 | 0 | 0 | 0 | 0 | 0 | 0 | 0 | 0 | 0 | 0 | 0
0 | 0 | 0 | 0 | 0 | 0 | 0 | 0 | 0 | 0 | 0 | 0 | 0 | 0 | 0 | 0 | 0 | 0 | 0 | 0
0 | 0 | 0 | 0 | 0 | 0 | 0 | 0 | 0 | 0 | 0 | 0 | 0 | 0 | 0 | 0 | 0 | 0 | 0 | 0
0 | 0 | 0 | 0 | 0 | 0 | 0 | 0 | 0 | 0 | 0 | 0 | 0 | 0 | 0 | 0 | 0 | 0 | 0 | 0
0 | 0 | 0 | 0 | 0 | 0 | 0 | 0 | 0 | 0 | 0 | 0 | 0 | 0 | 0 | 0 | 0 | 0 | 0 | 0
0 | 0 | 0 | 0 | 0 | 0 | 0 | 0 | 0 | 0 | 0 | 0 | 0 | 0 | 0 | 0 | 0 | 0 | 0 | 0
0 | 0 | 0 | 0 | 0 | 0 | 0 | 0 | 0 | 0 | 0 | 0 | 0 | 0 | 0 | 0 | 0 | 0 | 0 | 0
0 | 0 | 0 | 0 | 0 | 0 | 0 | 0 | 0 | 0 | 0 | 0 | 0 | 0 | 0 | 0 | 0 | 0 | 0 | 0
0 | 0 | 0 | 0 | 0 | 0 | 0 | 0 | 0 | 0 | 0 | 0 | 0 | 0 | 0 | 0 | 0 | 0 | 0 | 0
0 | 0 | 0 | 0 | 0 | 0 | 0 | 0 | 0 | 0 | 0 | 0 | 0 | 0 | 0 | 0 | 0 | 0 | 0 | 0
0 | 0 | 0 | 0 | 0 | 0 | 0 | 0 | 0 | 0 | 0 | 0 | 0 | 0 | 0 | 0 | 0 | 0 | 0 | 0
0 | 0 | 0 | 0 | 0 | 0 | 0 | 0 | 0 | 0 | 0 | 0 | 0 | 0 | 0 | 0 | 0 | 0 | 0 | 0
0 | 0 | 0 | 0 | 0 | 0 | 0 | 0 | 0 | 0 | 0 | 0 | 0 | 0 | 0 | 0 | 0 | 0 | 0 | 0
0 | 0 | 0 | 0 | 0 | 0 | 0 | 0 | 0 | 0 | 0 | 0 | 0 | 0 | 0 | 0 | 0 | 0 | 0 | 0
0 | 0 | 0 | 0 | 0 | 0 | 0 | 0 | 0 | 0 | 0 | 0 | 0 | 0 | 0 | 0 | 0 | 0 | 0 | 0
0 | 0 | 0 | 0 | 0 | 0 | 0 | 0 | 0 | 0 | 0 | 0 | 0 | 0 | 0 | 0 | 0 | 0 | 0 | 0
0 | 0 | 0 | 0 | 0 | 0 | 0 | 0 | 0 | 0 | 0 | 0 | 0 | 0 | 0 | 0 | 0 | 0 | 0 | 0
0 | 0 | 0 | 0 | 0 | 0 | 0 | 0 | 0 | 0 | 0 | 0 | 0 | 0 | 0 | 0 | 0 | 0 | 0 | 0
0 | 0 | 0 | 0 | 0 | 0 | 0 | 0 | 0 | 0 | 0 | 0 | 0 | 0 | 0 | 0 | 0 | 0 | 0 | 0
0 | 0 | 0 | 0 | 0 | 0 | 0 | 0 | 0 | 0 | 0 | 0 | 0 | 0 | 0 | 0 | 0 | 0 | 0 | 0
0 | 0 | 0 | 0 | 0 | 0 | 0 | 0 | 0 | 0 | 0 | 0 | 0 | 0 | 0 | 0 | 0 | 0 | 0 | 0
0 | 0 | 0 | 0 | 0 | 0 | 0 | 0 | 0 | 0 | 0 | 0 | 0 | 0 | 0 | 0 | 0 | 0 | 0 | 0
0 | 0 | 0 | 0 | 0 | 0 | 0 | 0 | 0 | 0 | 0 | 0 | 0 | 0 | 0 | 0 | 0 | 0 | 0 | 0
0 | 0 | 0 | 0 | 0 | 0 | 0 | 0 | 0 | 0 | 0 | 0 | 0 | 0 | 0 | 0 | 0 | 0 | 0 | 0
0 | 0 | 0 | 0 | 0 | 0 | 0 | 0 | 0 | 0 | 0 | 0 | 0 | 0 | 0 | 0 | 0 | 0 | 0 | 0
0 | 0 | 0 | 0 | 0 | 0 | 0 | 0 | 0 | 0 | 0 | 0 | 0 | 0 | 0 | 0 | 0 | 0 | 0 | 0
0 | 0 | 0 | 0 | 0 | 0 | 0 | 0 | 0 | 0 | 0 | 0 | 0 | 0 | 0 | 0 | 0 | 0 | 0 | 0
0 | 0 | 0 | 0 | 0 | 0 | 0 | 0 | 0 | 0 | 0 | 0 | 0 | 0 | 0 | 0 | 0 | 0 | 0 | 0
0 | 0 | 0 | 0 | 0 | 0 | 0 | 0 | 0 | 0 | 0 | 0 | 0 | 0 | 0 | 0 | 0 | 0 | 0 | 0
0 | 0 | 0 | 0 | 0 | 0 | 0 | 0 | 0 | 0 | 0 | 0 | 0 | 0 | 0 | 0 | 0 | 0 | 0 | 0
0 | 0 | 0 | 0 | 0 | 0 | 0 | 0 | 0 | 0 | 0 | 0 | 0 | 0 | 0 | 0 | 0 | 0 | 0 | 0
0 | 0 | 0 | 0 | 0 | 0 | 0 | 0 | 0 | 0 | 0 | 0 | 0 | 0 | 0 | 0 | 0 | 0 | 0 | 0
0 | 0 | 0 | 0 | 0 | 0 | 0 | 0 | 0 | 0 | 0 | 0 | 0 | 0 | 0 | 0 | 0 | 0 | 0 | 0
0 | 0 | 0 | 0 | 0 | 0 | 0 | 0 | 0 | 0 | 0 | 0 | 0 | 0 | 0 | 0 | 0 | 0 | 0 | 0
0 | 0 | 0 | 0 | 0 | 0 | 0 | 0 | 0 | 0 | 0 | 0 | 0 | 0 | 0 | 0 | 0 | 0 | 0 | 0
0 | 0 | 0 | 0 | 0 | 0 | 0 | 0 | 0 | 0 | 0 | 0 | 0 | 0 | 0 | 0 | 0 | 0 | 0 | 0
0 | 0 | 0 | 0 | 0 | 0 | 0 | 0 | 0 | 0 | 0 | 0 | 0 | 0 | 0 | 0 | 0 | 0 | 0 | 0
0 | 0 | 0 | 0 | 0 | 0 | 0 | 0 | 0 | 0 | 0 | 0 | 0 | 0 | 0 | 0 | 0 | 0 | 0 | 0
0 | 0 | 0 | 0 | 0 | 0 | 0 | 0 | 0 | 0 | 0 | 0 | 0 | 0 | 0 | 0 | 0 | 0 | 0 | 0
0 | 0 | 0 | 0 | 0 | 0 | 0 | 0 | 0 | 0 | 0 | 0 | 0 | 0 | 0 | 0 | 0 | 0 | 0 | 0
0 | 0 | 0 | 0 | 0 | 0 | 0 | 0 | 0 | 0 | 0 | 0 | 0 | 0 | 0 | 0 | 0 | 0 | 0 | 0
0 | 0 | 0 | 0 | 0 | 0 | 0 | 0 | 0 | 0 | 0 | 0 | 0 | 0 | 0 | 0 | 0 | 0 | 0 | 0
0 | 0 | 0 | 0 | 0 | 0 | 0 | 0 | 0 | 0 | 0 | 0 | 0 | 0 | 0 | 0 | 0 | 0 | 0 | 0
0 | 0 | 0 | 0 | 0 | 0 | 0 | 0 | 0 | 0 | 0 | 0 | 0 | 0 | 0 | 0 | 0 | 0 | 0 | 0
0 | 0 | 0 | 0 | 0 | 0 | 0 | 0 | 0 | 0 | 0 | 0 | 0 | 0 | 0 | 0 | 0 | 0 | 0 | 0
0 | 0 | 0 | 0 | 0 | 0 | 0 | 0 | 0 | 0 | 0 | 0 | 0 | 0 | 0 | 0 | 0 | 0 | 0 | 0
0 | 0 | 0 | 0 | 0 | 0 | 0 | 0 | 0 | 0 | 0 | 0 | 0 | 0 | 0 | 0 | 0 | 0 | 0 | 0
0 | 0 | 0 | 0 | 0 | 0 | 0 | 0 | 0 | 0 | 0 | 0 | 0 | 0 | 0 | 0 | 0 | 0 | 0 | 0
0 | 0 | 0 | 0 | 0 | 0 | 0 | 0 | 0 | 0 | 0 | 0 | 0 | 0 | 0 | 0 | 0 | 0 | 0 | 0
0 | 0 | 0 | 0 | 0 | 0 | 0 | 0 | 0 | 0 | 0 | 0 | 0 | 0 | 0 | 0 | 0 | 0 | 0 | 0
0 | 0 | 0 | 0 | 0 | 0 | 0 | 0 | 0 | 0 | 0 | 0 | 0 | 0 | 0 | 0 | 0 | 0 | 0 | 0
0 | 0 | 0 | 0 | 0 | 0 | 0 | 0 | 0 | 0 | 0 | 0 | 0 | 0 | 0 | 0 | 0 | 0 | 0 | 0
0 | 0 | 0 | 0 | 0 | 0 | 0 | 0 | 0 | 0 | 0 | 0 | 0 | 0 | 0 | 0 | 0 | 0 | 0 | 0
0 | 0 | 0 | 0 | 0 | 0 | 0 | 0 | 0 | 0 | 0 | 0 | 0 | 0 | 0 | 0 | 0 | 0 | 0 | 0
0 | 0 | 0 | 0 | 0 | 0 | 0 | 0 | 0 | 0 | 0 | 0 | 0 | 0 | 0 | 0 | 0 | 0 | 0 | 0
0 | 0 | 0 | 0 | 0 | 0 | 0 | 0 | 0 | 0 | 0 | 0 | 0 | 0 | 0 | 0 | 0 | 0 | 0 | 0
0 | 0 | 0 | 0 | 0 | 0 | 0 | 0 | 0 | 0 | 0 | 0 | 0 | 0 | 0 | 0 | 0 | 0 | 0 | 0
0 | 0 | 0 | 0 | 0 | 0 | 0 | 0 | 0 | 0 | 0 | 0 | 0 | 0 | 0 | 0 | 0 | 0 | 0 | 0
0 | 0 | 0 | 0 | 0 | 0 | 0 | 0 | 0 | 0 | 0 | 0 | 0 | 0 | 0 | 0 | 0 | 0 | 0 | 0
0 | 0 | 0 | 0 | 0 | 0 | 0 | 0 | 0 | 0 | 0 | 0 | 0 | 0 | 0 | 0 | 0 | 0 | 0 | 0
0 | 0 | 0 | 0 | 0 | 0 | 0 | 0 | 0 | 0 | 0 | 0 | 0 | 0 | 0 | 0 | 0 | 0 | 0 | 0
0 | 0 | 0 | 0 | 0 | 0 | 0 | 0 | 0 | 0 | 0 | 0 | 0 | 0 | 0 | 0 | 0 | 0 | 0 | 0
0 | 0 | 0 | 0 | 0 | 0 | 0 | 0 | 0 | 0 | 0 | 0 | 0 | 0 | 0 | 0 | 0 | 0 | 0 | 0
0 | 0 | 0 | 0 | 0 | 0 | 0 | 0 | 0 | 0 | 0 | 0 | 0 | 0 | 0 | 0 | 0 | 0 | 0 | 0
0 | 0 | 0 | 0 | 0 | 0 | 0 | 0 | 0 | 0 | 0 | 0 | 0 | 0 | 0 | 0 | 0 | 0 | 0 | 0
0 | 0 | 0 | 0 | 0 | 0 | 0 | 0 | 0 | 0 | 0 | 0 | 0 | 0 | 0 | 0 | 0 | 0 | 0 | 0
0 | 0 | 0 | 0 | 0 | 0 | 0 | 0 | 0 | 0 | 0 | 0 | 0 | 0 | 0 | 0 | 0 | 0 | 0 | 0
0 | 0 | 0 | 0 | 0 | 0 | 0 | 0 | 0 | 0 | 0 | 0 | 0 | 0 | 0 | 0 | 0 | 0 | 0 | 0
0 | 0 | 0 | 0 | 0 | 0 | 0 | 0 | 0 | 0 | 0 | 0 | 0 | 0 | 0 | 0 | 0 | 0 | 0 | 0
0 | 0 | 0 | 0 | 0 | 0 | 0 | 0 | 0 | 0 | 0 | 0 | 0 | 0 | 0 | 0 | 0 | 0 | 0 | 0
0 | 0 | 0 | 0 | 0 | 0 | 0 | 0 | 0 | 0 | 0 | 0 | 0 | 0 | 0 | 0 | 0 | 0 | 0 | 0
0 | 0 | 0 | 0 | 0 | 0 | 0 | 0 | 0 | 0 | 0 | 0 | 0 | 0 | 0 | 0 | 0 | 0 | 0 | 0
0 | 0 | 0 | 0 | 0 | 0 | 0 | 0 | 0 | 0 | 0 | 0 | 0 | 0 | 0 | 0 | 0 | 0 | 0 | 0
0 | 0 | 0 | 0 | 0 | 0 | 0 | 0 | 0 | 0 | 0 | 0 | 0 | 0 | 0 | 0 | 0 | 0 | 0 | 0
0 | 0 | 0 | 0 | 0 | 0 | 0 | 0 | 0 | 0 | 0 | 0 | 0 | 0 | 0 | 0 | 0 | 0 | 0 | 0
0 | 0 | 0 | 0 | 0 | 0 | 0 | 0 | 0 | 0 | 0 | 0 | 0 | 0 | 0 | 0 | 0 | 0 | 0 | 0
0 | 0 | 0 | 0 | 0 | 0 | 0 | 0 | 0 | 0 | 0 | 0 | 0 | 0 | 0 | 0 | 0 | 0 | 0 | 0
0 | 0 | 0 | 0 | 0 | 0 | 0 | 0 | 0 | 0 | 0 | 0 | 0 | 0 | 0 | 0 | 0 | 0 | 0 | 0
0 | 0 | 0 | 0 | 0 | 0 | 0 | 0 | 0 | 0 | 0 | 0 | 0 | 0 | 0 | 0 | 0 | 0 | 0 | 0
0 | 0 | 0 | 0 | 0 | 0 | 0 | 0 | 0 | 0 | 0 | 0 | 0 | 0 | 0 | 0 | 0 | 0 | 0 | 0
0 | 0 | 0 | 0 | 0 | 0 | 0 | 0 | 0 | 0 | 0 | 0 | 0 | 0 | 0 | 0 | 0 | 0 | 0 | 0
0 | 0 | 0 | 0 | 0 | 0 | 0 | 0 | 0 | 0 | 0 | 0 | 0 | 0 | 0 | 0 | 0 | 0 | 0 | 0
0 | 0 | 0 | 0 | 0 | 0 | 0 | 0 | 0 | 0 | 0 | 0 | 0 | 0 | 0 | 0 | 0 | 0 | 0 | 0
0 | 0 | 0 | 0 | 0 | 0 | 0 | 0 | 0 | 0 | 0 | 0 | 0 | 0 | 0 | 0 | 0 | 0 | 0 | 0
0 | 0 | 0 | 0 | 0 | 0 | 0 | 0 | 0 | 0 | 0 | 0 | 0 | 0 | 0 | 0 | 0 | 0 | 0 | 0
0 | 0 | 0 | 0 | 0 | 0 | 0 | 0 | 0 | 0 | 0 | 0 | 0 | 0 | 0 | 0 | 0 | 0 | 0 | 0
0 | 0 | 0 | 0 | 0 | 0 | 0 | 0 | 0 | 0 | 0 | 0 | 0 | 0 | 0 | 0 | 0 | 0 | 0 | 0
0 | 0 | 0 | 0 | 0 | 0 | 0 | 0 | 0 | 0 | 0 | 0 | 0 | 0 | 0 | 0 | 0 | 0 | 0 | 0
0 | 0 | 0 | 0 | 0 | 0 | 0 | 0 | 0 | 0 | 0 | 0 | 0 | 0 | 0 | 0 | 0 | 0 | 0 | 0
0 | 0 | 0 | 0 | 0 | 0 | 0 | 0 | 0 | 0 | 0 | 0 | 0 | 0 | 0 | 0 | 0 | 0 | 0 | 0
0 | 0 | 0 | 0 | 0 | 0 | 0 | 0 | 0 | 0 | 0 | 0 | 0 | 0 | 0 | 0 | 0 | 0 | 0 | 0
0 | 0 | 0 | 0 | 0 | 0 | 0 | 0 | 0 | 0 | 0 | 0 | 0 | 0 | 0 | 0 | 0 | 0 | 0 | 0
0 | 0 | 0 | 0 | 0 | 0 | 0 | 0 | 0 | 0 | 0 | 0 | 0 | 0 | 0 | 0 | 0 | 0 | 0 | 0
0 | 0 | 0 | 0 | 0 | 0 | 0 | 0 | 0 | 0 | 0 | 0 | 0 | 0 | 0 | 0 | 0 | 0 | 0 | 0
0 | 0 | 0 | 0 | 0 | 0 | 0 | 0 | 0 | 0 | 0 | 0 | 0 | 0 | 0 | 0 | 0 | 0 | 0 | 0
0 | 0 | 0 | 0 | 0 | 0 | 0 | 0 | 0 | 0 | 0 | 0 | 0 | 0 | 0 | 0 | 0 | 0 | 0 | 0
0 | 0 | 0 | 0 | 0 | 0 | 0 | 0 | 0 | 0 | 0 | 0 | 0 | 0 | 0 | 0 | 0 | 0 | 0 | 0
0 | 0 | 0 | 0 | 0 | 0 | 0 | 0 | 0 | 0 | 0 | 0 | 0 | 0 | 0 | 0 | 0 | 0 | 0 | 0
0 | 0 | 0 | 0 | 0 | 0 | 0 | 0 | 0 | 0 | 0 | 0 | 0 | 0 | 0 | 0 | 0 | 0 | 0 | 0
0 | 0 | 0 | 0 | 0 | 0 | 0 | 0 | 0 | 0 | 0 | 0 | 0 | 0 | 0 | 0 | 0 | 0 | 0 | 0
0 | 0 | 0 | 0 | 0 | 0 | 0 | 0 | 0 | 0 | 0 | 0 | 0 | 0 | 0 | 0 | 0 | 0 | 0 | 0
0 | 0 | 0 | 0 | 0 | 0 | 0 | 0 | 0 | 0 | 0 | 0 | 0 | 0 | 0 | 0 | 0 | 0 | 0 | 0
0 | 0 | 0 | 0 | 0 | 0 | 0 | 0 | 0 | 0 | 0 | 0 | 0 | 0 | 0 | 0 | 0 | 0 | 0 | 0
0 | 0 | 0 | 0 | 0 | 0 | 0 | 0 | 0 | 0 | 0 | 0 | 0 | 0 | 0 | 0 | 0 | 0 | 0 | 0
0 | 0 | 0 | 0 | 0 | 0 | 0 | 0 | 0 | 0 | 0 | 0 | 0 | 0 | 0 | 0 | 0 | 0 | 0 | 0
0 | 0 | 0 | 0 | 0 | 0 | 0 | 0 | 0 | 0 | 0 | 0 | 0 | 0 | 0 | 0 | 0 | 0 | 0 | 0
0 | 0 | 0 | 0 | 0 | 0 | 0 | 0 | 0 | 0 | 0 | 0 | 0 | 0 | 0 | 0 | 0 | 0 | 0 | 0
0 | 0 | 0 | 0 | 0 | 0 | 0 | 0 | 0 | 0 | 0 | 0 | 0 | 0 | 0 | 0 | 0 | 0 | 0 | 0
0 | 0 | 0 | 0 | 0 | 0 | 0 | 0 | 0 | 0 | 0 | 0 | 0 | 0 | 0 | 0 | 0 | 0 | 0 | 0
0 | 0 | 0 | 0 | 0 | 0 | 0 | 0 | 0 | 0 | 0 | 0 | 0 | 0 | 0 | 0 | 0 | 0 | 0 | 0
0 | 0 | 0 | 0 | 0 | 0 | 0 | 0 | 0 | 0 | 0 | 0 | 0 | 0 | 0 | 0 | 0 | 0 | 0 | 0
0 | 0 | 0 | 0 | 0 | 0 | 0 | 0 | 0 | 0 | 0 | 0 | 0 | 0 | 0 | 0 | 0 | 0 | 0 | 0
0 | 0 | 0 | 0 | 0 | 0 | 0 | 0 | 0 | 0 | 0 | 0 | 0 | 0 | 0 | 0 | 0 | 0 | 0 | 0
0 | 0 | 0 | 0 | 0 | 0 | 0 | 0 | 0 | 0 | 0 | 0 | 0 | 0 | 0 | 0 | 0 | 0 | 0 | 0
0 | 0 | 0 | 0 | 0 | 0 | 0 | 0 | 0 | 0 | 0 | 0 | 0 | 0 | 0 | 0 | 0 | 0 | 0 | 0
0 | 0 | 0 | 0 | 0 | 0 | 0 | 0 | 0 | 0 | 0 | 0 | 0 | 0 | 0 | 0 | 0 | 0 | 0 | 0
0 | 0 | 0 | 0 | 0 | 0 | 0 | 0 | 0 | 0 | 0 | 0 | 0 | 0 | 0 | 0 | 0 | 0 | 0 | 0
0 | 0 | 0 | 0 | 0 | 0 | 0 | 0 | 0 | 0 | 0 | 0 | 0 | 0 | 0 | 0 | 0 | 0 | 0 | 0
0 | 0 | 0 | 0 | 0 | 0 | 0 | 0 | 0 | 0 | 0 | 0 | 0 | 0 | 0 | 0 | 0 | 0 | 0 | 0
0 | 0 | 0 | 0 | 0 | 0 | 0 | 0 | 0 | 0 | 0 | 0 | 0 | 0 | 0 | 0 | 0 | 0 | 0 | 0
0 | 0 | 0 | 0 | 0 | 0 | 0 | 0 | 0 | 0 | 0 | 0 | 0 | 0 | 0 | 0 | 0 | 0 | 0 | 0
0 | 0 | 0 | 0 | 0 | 0 | 0 | 0 | 0 | 0 | 0 | 0 | 0 | 0 | 0 | 0 | 0 | 0 | 0 | 0
0 | 0 | 0 | 0 | 0 | 0 | 0 | 0 | 0 | 0 | 0 | 0 | 0 | 0 | 0 | 0 | 0 | 0 | 0 | 0
0 | 0 | 0 | 0 | 0 | 0 | 0 | 0 | 0 | 0 | 0 | 0 | 0 | 0 | 0 | 0 | 0 | 0 | 0 | 0
0 | 0 | 0 | 0 | 0 | 0 | 0 | 0 | 0 | 0 | 0 | 0 | 0 | 0 | 0 | 0 | 0 | 0 | 0 | 0
0 | 0 | 0 | 0 | 0 | 0 | 0 | 0 | 0 | 0 | 0 | 0 | 0 | 0 | 0 | 0 | 0 | 0 | 0 | 0
0 | 0 | 0 | 0 | 0 | 0 | 0 | 0 | 0 | 0 | 0 | 0 | 0 | 0 | 0 | 0 | 0 | 0 | 0 | 0
0 | 0 | 0 | 0 | 0 | 0 | 0 | 0 | 0 | 0 | 0 | 0 | 0 | 0 | 0 | 0 | 0 | 0 | 0 | 0
0 | 0 | 0 | 0 | 0 | 0 | 0 | 0 | 0 | 0 | 0 | 0 | 0 | 0 | 0 | 0 | 0 | 0 | 0 | 0
0 | 0 | 0 | 0 | 0 | 0 | 0 | 0 | 0 | 0 | 0 | 0 | 0 | 0 | 0 | 0 | 0 | 0 | 0 | 0
0 | 0 | 0 | 0 | 0 | 0 | 0 | 0 | 0 | 0 | 0 | 0 | 0 | 0 | 0 | 0 | 0 | 0 | 0 | 0
0 | 0 | 0 | 0 | 0 | 0 | 0 | 0 | 0 | 0 | 0 | 0 | 0 | 0 | 0 | 0 | 0 | 0 | 0 | 0
0 | 0 | 0 | 0 | 0 | 0 | 0 | 0 | 0 | 0 | 0 | 0 | 0 | 0 | 0 | 0 | 0 | 0 | 0 | 0
0 | 0 | 0 | 0 | 0 | 0 | 0 | 0 | 0 | 0 | 0 | 0 | 0 | 0 | 0 | 0 | 0 | 0 | 0 | 0
0 | 0 | 0 | 0 | 0 | 0 | 0 | 0 | 0 | 0 | 0 | 0 | 0 | 0 | 0 | 0 | 0 | 0 | 0 | 0
0 | 0 | 0 | 0 | 0 | 0 | 0 | 0 | 0 | 0 | 0 | 0 | 0 | 0 | 0 | 0 | 0 | 0 | 0 | 0
0 | 0 | 0 | 0 | 0 | 0 | 0 | 0 | 0 | 0 | 0 | 0 | 0 | 0 | 0 | 0 | 0 | 0 | 0 | 0
0 | 0 | 0 | 0 | 0 | 0 | 0 | 0 | 0 | 0 | 0 | 0 | 0 | 0 | 0 | 0 | 0 | 0 | 0 | 0
0 | 0 | 0 | 0 | 0 | 0 | 0 | 0 | 0 | 0 | 0 | 0 | 0 | 0 | 0 | 0 | 0 | 0 | 0 | 0

## Output
Program Summary |  | Nominal | Present Value | [5 empty] | Avoided Cost Version
Proposer Name |  | 0 | [6 empty] | 2006-06-01
Program Name |  | 0 | [6 empty] | 2006-06-05
Total Program Budget ($) |  | 380600 | 311209.0463 | [5 empty] | Base Year
2006
Net Participant Cost ($) |  | 337621.6 | 274882.211 | [5 empty] | SoCalGas Tool NTG 4f2 (800).xls
2010-07-13 14:32
Program Impacts
| Annual Net kWh | Lifecycle Net kWh | Annual Net Therms | Lifecycle Net Therms | Net Jul-Sept Pk (kW) | Net Dec-Feb Pk (kW) | Net CEC (kW) | User Entered kW
2006-2008 | 798586.08 | 13881607.432 | 39916.944 | 725615.84 | 791.3963 | 72.0171 | 0 | 791.3963
2009-2012 | 0 | 0 | 0 | 0 | 0 | 0 | 0 | 0
2013-2016 | 0 | 0 | 0 | 0 | 0 | 0 | 0 | 0
Cost Effectiveness (Lifecycle Present Value Dollars)
|  | Benefits |  |  | Benefit - Cost
| Cost | Electric | Gas | Incentives | NPV | B/C Ratio | Notes
Program TRC ($) | 586091.2574 | 1141102.3677 | 351791.8948 | NA | 906803.0051 | 2.5472 | *1
Program PAC ($) | 311209.0463 | 1141102.3677 | 351791.8948 | NA | 1181685.2161 | 4.7971 | *1,2
Program RIM ($) | 311209.0463 | 1141102.3677 | 351791.8948 | NA | 1181685.2161 | 4.7971 | *1
*1 B/C Ratio is an approximation because any supply cost increases are treated as negative benefits rather than as a cost as in the Standard Practice Manual
*2 PAC benefits include environmental costs. This is to be consistent with the TRC benefits, but is not strictly consistent with the Standard Practice Manual.
Levelized Cost and Benefit (All Measures Installed through 2016)
| Discounted Savings |  |  |  | Benefit - Cost
| kWh | Therms | Cost | Benefits | NPV
TRC ($/kWh ) | 6695971.663 |  | 0.058005 | 0.17042 | 0.11241
PAC ($/kWh) | 6695971.663 |  | 0.028217 | 0.17042 | 0.1422
RIM ($/kWh) | 6695971.663 |  | 0.035525 | 0.17042 | 0.13489
TRC ($/therm) |  | 343549.1966 | 0.57543 | 1.024 | 0.44856
PAC ($/therm) |  | 343549.1966 | 0.3559 | 1.024 | 0.66809
RIM ($/therm) |  | 343549.1966 | 0.21346 | 1.024 | 0.81053
Emissions Reductions
| Electric Reductions |  |  | Gas Reductions
Annual Reductions | CO2 (tons) | NOX (lbs) | PM-10 (lbs) | CO2 (tons) | NOX (lbs)
2006 | 0 | 0 | 0 | 0 | 0 | * annual reductions are the units
2007 | 5.798 | 1.6371 | 0.73601 | 2.123 | 3.3388 | implemented in the year, times
2008 | 477.8628 | 134.9251 | 60.6614 | 231.3911 | 363.8971 | the annual emission reduction
2009 | 0 | 0 | 0 | 0 | 0 | for the measure.
2010 | 0 | 0 | 0 | 0 | 0
2011 | 0 | 0 | 0 | 0 | 0
2012 | 0 | 0 | 0 | 0 | 0
2013 | 0 | 0 | 0 | 0 | 0
2014 | 0 | 0 | 0 | 0 | 0
2015 | 0 | 0 | 0 | 0 | 0
2016 | 0 | 0 | 0 | 0 | 0
Total Annual | 483.6608 | 136.5621 | 61.3974 | 233.5141 | 367.2359
Lifecycle Reductions
2006 | 0 | 0 | 0 | 0 | 0
2007 | 104.3632 | 29.4671 | 13.2482 | 38.2146 | 60.0982
2008 | 8302.9826 | 2344.3558 | 1054.0069 | 4206.638 | 6615.5675
2009 | 0 | 0 | 0 | 0 | 0
2010 | 0 | 0 | 0 | 0 | 0
2011 | 0 | 0 | 0 | 0 | 0
2012 | 0 | 0 | 0 | 0 | 0
2013 | 0 | 0 | 0 | 0 | 0
2014 | 0 | 0 | 0 | 0 | 0
2015 | 0 | 0 | 0 | 0 | 0
2016 | 0 | 0 | 0 | 0 | 0
Total Lifecycle | 8407.3458 | 2373.8229 | 1067.2551 | 4244.8527 | 6675.6657
Reductions based on total annual installations
| Annual Net kWh | Lifecycle Net kWh | Annual Net Therms | Lifecycle Net Therms | Net July-Sept Peak (kW) | Net Dec-Feb (kW) |  | User Entered kW | Net Annual NCP (kW)
2006 | 0 | 0 | 0 | 0 | 0 | 0 |  | 0 | 0
2007 | 9573.168 | 172317.024 | 362.912 | 6532.416 | 10.4943 | 0.95498 |  | 10.4943 | 0
2008 | 789012.912 | 13709290.408 | 39554.032 | 719083.424 | 780.902 | 71.0621 |  | 780.902 | 330.9509
2009 | 0 | 0 | 0 | 0 | 0 | 0 |  | 0 | 460.4454
2010 | 0 | 0 | 0 | 0 | 0 | 0 |  | 0 | 0
2011 | 0 | 0 | 0 | 0 | 0 | 0 |  | 0 | 0
2012 | 0 | 0 | 0 | 0 | 0 | 0 |  | 0 | 0
2013 | 0 | 0 | 0 | 0 | 0 | 0 |  | 0 | 0
2014 | 0 | 0 | 0 | 0 | 0 | 0 |  | 0 | 0
2015 | 0 | 0 | 0 | 0 | 0 | 0 |  | 0 | 0
2016 | 0 | 0 | 0 | 0 | 0 | 0 |  | 0 | 0
Total | 798586.08 | 13881607.432 | 39916.944 | 725615.84 | 791.3963 | 72.0171 |  | 791.3963 | 791.3963
Net Impacts by Sector (All Measures Installed through 2016)
| Annual Net kWh | Lifecycle Net kWh | Annual Net Therms | Lifecycle Net Therms | Net July-Sept Peak (kW) | Net Dec-Feb (kW) |  | User Entered kW | TRC Lifecycle Net Benefits* ($)
Total | 798586.08 | 13881607.432 | 39916.944 | 725615.84 | 791.3963 | 72.0171 |  | 791.3963 | 906803.0051
Residential | 798586.08 | 13881607.432 | 39916.944 | 725615.84 | 791.3963 | 72.0171 |  | 791.3963 | 906803.0051
Retail | 0 | 0 | 0 | 0 | 0 | 0 |  | 0 | 0
Office | 0 | 0 | 0 | 0 | 0 | 0 |  | 0 | 0
Misc._Commercial | 0 | 0 | 0 | 0 | 0 | 0 |  | 0 | 0
Not Used | 0 | 0 | 0 | 0 | 0 | 0 |  | 0 | 0
Not Used | 0 | 0 | 0 | 0 | 0 | 0 |  | 0 | 0
Not Used | 0 | 0 | 0 | 0 | 0 | 0 |  | 0 | 0
0 | 0 | 0 | 0 | 0 | 0 | 0 |  | 0 | 0
0 | 0 | 0 | 0 | 0 | 0 | 0 |  | 0 | 0
0 | 0 | 0 | 0 | 0 | 0 | 0 |  | 0 | 0
0 | 0 | 0 | 0 | 0 | 0 | 0 |  | 0 | 0
0 | 0 | 0 | 0 | 0 | 0 | 0 |  | 0 | 0
0 | 0 | 0 | 0 | 0 | 0 | 0 |  | 0 | 0
0 | 0 | 0 | 0 | 0 | 0 | 0 |  | 0 | 0
0 | 0 | 0 | 0 | 0 | 0 | 0 |  | 0 | 0
0 | 0 | 0 | 0 | 0 | 0 | 0 |  | 0 | 0
0 | 0 | 0 | 0 | 0 | 0 | 0 |  | 0 | 0
0 | 0 | 0 | 0 | 0 | 0 | 0 |  | 0 | 0
0 | 0 | 0 | 0 | 0 | 0 | 0 |  | 0 | 0
0 | 0 | 0 | 0 | 0 | 0 | 0 |  | 0 | 0
0 | 0 | 0 | 0 | 0 | 0 | 0 |  | 0 | 0
0 | 0 | 0 | 0 | 0 | 0 | 0 |  | 0 | 0
0 | 0 | 0 | 0 | 0 | 0 | 0 |  | 0 | 0
0 | 0 | 0 | 0 | 0 | 0 | 0 |  | 0 | 0
* Include program-level and admin costs allocated based to total gas and electric programs at the measure level.
Net Impacts by CPUC End Use Categories (All Measures Installed through 2016)
| Annual Net kWh | Lifecycle Net kWh | Annual Net Therms | Lifecycle Net Therms | Net July-Sept Peak (kW) | Net Dec-Feb Pk (kW) |  | User Entered kW | TRC Lifecycle Net Benefits* ($)
Total | 798586.08 | 13881607.432 | 39916.944 | 725615.84 | 791.3963 | 72.0171 |  | 791.3963 | 906803.0051
Clothes Dryer | 0 | 0 | 0 | 0 | 0 | 0 |  | 0 | 0
Clothes Washer | 0 | 0 | 11718.208 | 175503.136 | 0 | 0 |  | 0 | 14967.0713
Consumer Electronics | 0 | 0 | 0 | 0 | 0 | 0 |  | 0 | 0
Cooking | 0 | 0 | 0 | 0 | 0 | 0 |  | 0 | 0
Dishwasher | 0 | 0 | 0 | 0 | 0 | 0 |  | 0 | 0
Other Appliance | 0 | 0 | 0 | 0 | 0 | 0 |  | 0 | 0
Office Equipment | 0 | 0 | 0 | 0 | 0 | 0 |  | 0 | 0
Building shell | 0 | 0 | 0 | 0 | 0 | 0 |  | 0 | 0
Space Cooling | 798586.08 | 13881607.432 | 28198.736 | 550112.704 | 791.3963 | 72.0171 |  | 791.3963 | 891835.9337
Space Heating | 0 | 0 | 0 | 0 | 0 | 0 |  | 0 | 0
Ventilation | 0 | 0 | 0 | 0 | 0 | 0 |  | 0 | 0
Interior Lighting | 0 | 0 | 0 | 0 | 0 | 0 |  | 0 | 0
Exterior Lighting | 0 | 0 | 0 | 0 | 0 | 0 |  | 0 | 0
Daylighting | 0 | 0 | 0 | 0 | 0 | 0 |  | 0 | 0
Motors | 0 | 0 | 0 | 0 | 0 | 0 |  | 0 | 0
Process | 0 | 0 | 0 | 0 | 0 | 0 |  | 0 | 0
Compressed Air | 0 | 0 | 0 | 0 | 0 | 0 |  | 0 | 0
Food Processor | 0 | 0 | 0 | 0 | 0 | 0 |  | 0 | 0
Refrigeration | 0 | 0 | 0 | 0 | 0 | 0 |  | 0 | 0
Freezers | 0 | 0 | 0 | 0 | 0 | 0 |  | 0 | 0
Pumps | 0 | 0 | 0 | 0 | 0 | 0 |  | 0 | 0
Pool Pump | 0 | 0 | 0 | 0 | 0 | 0 |  | 0 | 0
Domestic Hot Water | 0 | 0 | 0 | 0 | 0 | 0 |  | 0 | 0
Water Heating | 0 | 0 | 0 | 0 | 0 | 0 |  | 0 | 0
Other or unspecified | 0 | 0 | 0 | 0 | 0 | 0 |  | 0 | 0
* Include program-level and admin costs allocated based to total gas and electric programs at the measure level.
Net Impacts by Climate Zone (All Measures Installed through 2016)
| Annual Net kWh | Lifecycle Net kWh | Annual Net Therms | Lifecycle Net Therms | Net July-Sept Peak (kW) | Net dec-Feb Pk (kW) |  | User Entered kW | TRC Lifecycle Net Benefits* ($)
Total | 798586.08 | 13881607.432 | 39916.944 | 725615.84 | 791.3963 | 72.0171 |  | 791.3963 | 906803.0051
6 | 1659.696 | 33193.92 | 1510.216 | 27688.56 | 1.8194 | 0.16556 |  | 1.8194 | -10041.2973
8 | 8938.776 | 160897.968 | 1037.928 | 18682.704 | 9.7985 | 0.89167 |  | 9.7985 | 11631.9899
9 | 19255.44 | 384669.92 | 1392.848 | 26982.192 | 21.1084 | 1.9209 |  | 21.1084 | 20992.822
10 | 94201.704 | 1830076.224 | 7103.56 | 135348.576 | 103.2662 | 9.3972 |  | 103.2662 | 162362.3395
13 | 35031.68 | 700633.6 | 7923.168 | 135538.72 | 38.4026 | 3.4946 |  | 38.4026 | 84699.2826
14 | 0 | 0 | 0 | 0 | 0 | 0 |  | 0 | 0
15 | 145088.64 | 2385912.96 | 889.92 | 16560 | 159.0497 | 14.4735 |  | 159.0497 | 199052.2223
16 | 0 | 0 | 0 | 0 | 0 | 0 |  | 0 | 0
System | 494410.144 | 8386222.84 | 20059.304 | 364815.088 | 457.9516 | 41.6736 |  | 457.9516 | 438105.646
0 | 0 | 0 | 0 | 0 | 0 | 0 | 0 | 0 | 0
0 | 0 | 0 | 0 | 0 | 0 | 0 | 0 | 0 | 0
* Include program-level and admin costs allocated based to total gas and electric programs at the measure level.
Persistent reductions in the summer (3rd Qtr) or winter (4th Qtr) of each year
| Net July-Sept Peak (kW) | Net Annual Dec-Feb (kW)
2006 | 0 | 0
2007 | 0 | 0.95498
2008 | 330.9509 | 72.0171
2009 | 791.3963 | 72.0171
2010 | 791.3963 | 72.0171
2011 | 791.3963 | 72.0171
2012 | 791.3963 | 72.0171
2013 | 791.3963 | 72.0171
2014 | 791.3963 | 72.0171
2015 | 791.3963 | 72.0171
2016 | 791.3963 | 72.0171
2017 | 791.3963 | 72.0171
Monthly Impacts
First Year for Impact Table: | 2006
| Quarter | Monthly Five Hour Avg or TOU Peak | Net Monthly NCP (kW) |  | Monthly Net kWh | Monthly Net Therms
2006-01-01 | 1 | 0 | 0 |  | 0 | 0
2006-02-01 | 1 | 0 | 0 |  | 0 | 0
2006-03-01 | 1 | 0 | 0 |  | 0 | 0
2006-04-01 | 2 | 0 | 0 |  | 0 | 0
2006-05-01 | 2 | 0 | 0 |  | 0 | 0
2006-06-01 | 2 | 0 | 0 |  | 0 | 0
2006-07-01 | 3 | 0 | 0 |  | 0 | 0
2006-08-01 | 3 | 0 | 0 |  | 0 | 0
2006-09-01 | 3 | 0 | 0 |  | 0 | 0
2006-10-01 | 4 | 0 | 0 |  | 0 | 0
2006-11-01 | 4 | 0 | 0 |  | 0 | 0
2006-12-01 | 4 | 0 | 0 |  | 0 | 0
2007-01-01 | 5 | 0 | 0 |  | 0 | 0
2007-02-01 | 5 | 0 | 0 |  | 0 | 0
2007-03-01 | 5 | 0 | 0 |  | 0 | 0
2007-04-01 | 6 | 0 | 0 |  | 0 | 0
2007-05-01 | 6 | 0 | 0 |  | 0 | 0
2007-06-01 | 6 | 0 | 0 |  | 0 | 0
2007-07-01 | 7 | 0 | 0 |  | 0 | 0
2007-08-01 | 7 | 0 | 0 |  | 0 | 0
2007-09-01 | 7 | 0 | 0 |  | 0 | 0
2007-10-01 | 8 | 0 | 0 |  | 0 | 0
2007-11-01 | 8 | 0 | 0 |  | 0 | 0
2007-12-01 | 8 | 0 | 0 |  | 0 | 0
2008-01-01 | 9 | 0.95498 | 0.95498 |  | 246.5091 | 60.4853
2008-02-01 | 9 | 0.95498 | 0.95498 |  | 246.5091 | 60.4853
2008-03-01 | 9 | 0.95498 | 0.95498 |  | 246.5091 | 60.4853
2008-04-01 | 10 | 30.1165 | 30.1165 |  | 7773.9487 | 396.3293
2008-05-01 | 10 | 30.1165 | 30.1165 |  | 7773.9487 | 396.3293
2008-06-01 | 10 | 330.9509 | 330.9509 |  | 59927.3326 | 396.3293
2008-07-01 | 11 | 330.9509 | 330.9509 |  | 59927.3326 | 396.3293
2008-08-01 | 11 | 330.9509 | 330.9509 |  | 59927.3326 | 396.3293
2008-09-01 | 11 | 330.9509 | 330.9509 |  | 59927.3326 | 396.3293
2008-10-01 | 12 | 37.8198 | 37.8198 |  | 11269.1919 | 3454.014
2008-11-01 | 12 | 37.8198 | 37.8198 |  | 11269.1919 | 3454.014
2008-12-01 | 12 | 37.8198 | 37.8198 |  | 11269.1919 | 3454.014
2009-01-01 | 13 | 72.0171 | 72.0171 |  | 20563.5916 | 5447.79
2009-02-01 | 13 | 72.0171 | 72.0171 |  | 20563.5916 | 5447.79
2009-03-01 | 13 | 72.0171 | 72.0171 |  | 20563.5916 | 5447.79
2009-04-01 | 14 | 72.0171 | 72.0171 |  | 20563.5916 | 1205.034
2009-05-01 | 14 | 72.0171 | 72.0171 |  | 20563.5916 | 1205.034
2009-06-01 | 14 | 791.3963 | 791.3963 |  | 158519.3369 | 1205.034
2009-07-01 | 15 | 791.3963 | 791.3963 |  | 158519.3369 | 1205.034
2009-08-01 | 15 | 791.3963 | 791.3963 |  | 158519.3369 | 1205.034
2009-09-01 | 15 | 791.3963 | 791.3963 |  | 158519.3369 | 1205.034
2009-10-01 | 16 | 72.0171 | 72.0171 |  | 20563.5916 | 5447.79
2009-11-01 | 16 | 72.0171 | 72.0171 |  | 20563.5916 | 5447.79
2009-12-01 | 16 | 72.0171 | 72.0171 |  | 20563.5916 | 5447.79
2010-01-01 | 17 | 72.0171 | 72.0171 |  | 20563.5916 | 5447.79
2010-02-01 | 17 | 72.0171 | 72.0171 |  | 20563.5916 | 5447.79
2010-03-01 | 17 | 72.0171 | 72.0171 |  | 20563.5916 | 5447.79
2010-04-01 | 18 | 72.0171 | 72.0171 |  | 20563.5916 | 1205.034
2010-05-01 | 18 | 72.0171 | 72.0171 |  | 20563.5916 | 1205.034
2010-06-01 | 18 | 791.3963 | 791.3963 |  | 158519.3369 | 1205.034
2010-07-01 | 19 | 791.3963 | 791.3963 |  | 158519.3369 | 1205.034
2010-08-01 | 19 | 791.3963 | 791.3963 |  | 158519.3369 | 1205.034
2010-09-01 | 19 | 791.3963 | 791.3963 |  | 158519.3369 | 1205.034
2010-10-01 | 20 | 72.0171 | 72.0171 |  | 20563.5916 | 5447.79
2010-11-01 | 20 | 72.0171 | 72.0171 |  | 20563.5916 | 5447.79
2010-12-01 | 20 | 72.0171 | 72.0171 |  | 20563.5916 | 5447.79
2011-01-01 | 21 | 72.0171 | 72.0171 |  | 20563.5916 | 5447.79
2011-02-01 | 21 | 72.0171 | 72.0171 |  | 20563.5916 | 5447.79
2011-03-01 | 21 | 72.0171 | 72.0171 |  | 20563.5916 | 5447.79
2011-04-01 | 22 | 72.0171 | 72.0171 |  | 20563.5916 | 1205.034
2011-05-01 | 22 | 72.0171 | 72.0171 |  | 20563.5916 | 1205.034
2011-06-01 | 22 | 791.3963 | 791.3963 |  | 158519.3369 | 1205.034
2011-07-01 | 23 | 791.3963 | 791.3963 |  | 158519.3369 | 1205.034
2011-08-01 | 23 | 791.3963 | 791.3963 |  | 158519.3369 | 1205.034
2011-09-01 | 23 | 791.3963 | 791.3963 |  | 158519.3369 | 1205.034
2011-10-01 | 24 | 72.0171 | 72.0171 |  | 20563.5916 | 5447.79
2011-11-01 | 24 | 72.0171 | 72.0171 |  | 20563.5916 | 5447.79
2011-12-01 | 24 | 72.0171 | 72.0171 |  | 20563.5916 | 5447.79
2012-01-01 | 25 | 72.0171 | 72.0171 |  | 20563.5916 | 5447.79
2012-02-01 | 25 | 72.0171 | 72.0171 |  | 20563.5916 | 5447.79
2012-03-01 | 25 | 72.0171 | 72.0171 |  | 20563.5916 | 5447.79
2012-04-01 | 26 | 72.0171 | 72.0171 |  | 20563.5916 | 1205.034
2012-05-01 | 26 | 72.0171 | 72.0171 |  | 20563.5916 | 1205.034
2012-06-01 | 26 | 791.3963 | 791.3963 |  | 158519.3369 | 1205.034
2012-07-01 | 27 | 791.3963 | 791.3963 |  | 158519.3369 | 1205.034
2012-08-01 | 27 | 791.3963 | 791.3963 |  | 158519.3369 | 1205.034
2012-09-01 | 27 | 791.3963 | 791.3963 |  | 158519.3369 | 1205.034
2012-10-01 | 28 | 72.0171 | 72.0171 |  | 20563.5916 | 5447.79
2012-11-01 | 28 | 72.0171 | 72.0171 |  | 20563.5916 | 5447.79
2012-12-01 | 28 | 72.0171 | 72.0171 |  | 20563.5916 | 5447.79
2013-01-01 | 29 | 72.0171 | 72.0171 |  | 20563.5916 | 5447.79
2013-02-01 | 29 | 72.0171 | 72.0171 |  | 20563.5916 | 5447.79
2013-03-01 | 29 | 72.0171 | 72.0171 |  | 20563.5916 | 5447.79
2013-04-01 | 30 | 72.0171 | 72.0171 |  | 20563.5916 | 1205.034
2013-05-01 | 30 | 72.0171 | 72.0171 |  | 20563.5916 | 1205.034
2013-06-01 | 30 | 791.3963 | 791.3963 |  | 158519.3369 | 1205.034
2013-07-01 | 31 | 791.3963 | 791.3963 |  | 158519.3369 | 1205.034
2013-08-01 | 31 | 791.3963 | 791.3963 |  | 158519.3369 | 1205.034
2013-09-01 | 31 | 791.3963 | 791.3963 |  | 158519.3369 | 1205.034
2013-10-01 | 32 | 72.0171 | 72.0171 |  | 20563.5916 | 5447.79
2013-11-01 | 32 | 72.0171 | 72.0171 |  | 20563.5916 | 5447.79
2013-12-01 | 32 | 72.0171 | 72.0171 |  | 20563.5916 | 5447.79
2014-01-01 | 33 | 72.0171 | 72.0171 |  | 20563.5916 | 5447.79
2014-02-01 | 33 | 72.0171 | 72.0171 |  | 20563.5916 | 5447.79
2014-03-01 | 33 | 72.0171 | 72.0171 |  | 20563.5916 | 5447.79
2014-04-01 | 34 | 72.0171 | 72.0171 |  | 20563.5916 | 1205.034
2014-05-01 | 34 | 72.0171 | 72.0171 |  | 20563.5916 | 1205.034
2014-06-01 | 34 | 791.3963 | 791.3963 |  | 158519.3369 | 1205.034
2014-07-01 | 35 | 791.3963 | 791.3963 |  | 158519.3369 | 1205.034
2014-08-01 | 35 | 791.3963 | 791.3963 |  | 158519.3369 | 1205.034
2014-09-01 | 35 | 791.3963 | 791.3963 |  | 158519.3369 | 1205.034
2014-10-01 | 36 | 72.0171 | 72.0171 |  | 20563.5916 | 5447.79
2014-11-01 | 36 | 72.0171 | 72.0171 |  | 20563.5916 | 5447.79
2014-12-01 | 36 | 72.0171 | 72.0171 |  | 20563.5916 | 5447.79
2015-01-01 | 37 | 72.0171 | 72.0171 |  | 20563.5916 | 5447.79
2015-02-01 | 37 | 72.0171 | 72.0171 |  | 20563.5916 | 5447.79
2015-03-01 | 37 | 72.0171 | 72.0171 |  | 20563.5916 | 5447.79
2015-04-01 | 38 | 72.0171 | 72.0171 |  | 20563.5916 | 1205.034
2015-05-01 | 38 | 72.0171 | 72.0171 |  | 20563.5916 | 1205.034
2015-06-01 | 38 | 791.3963 | 791.3963 |  | 158519.3369 | 1205.034
2015-07-01 | 39 | 791.3963 | 791.3963 |  | 158519.3369 | 1205.034
2015-08-01 | 39 | 791.3963 | 791.3963 |  | 158519.3369 | 1205.034
2015-09-01 | 39 | 791.3963 | 791.3963 |  | 158519.3369 | 1205.034
2015-10-01 | 40 | 72.0171 | 72.0171 |  | 20563.5916 | 5447.79
2015-11-01 | 40 | 72.0171 | 72.0171 |  | 20563.5916 | 5447.79
2015-12-01 | 40 | 72.0171 | 72.0171 |  | 20563.5916 | 5447.79
2016-01-01 | 41 | 72.0171 | 72.0171 |  | 20563.5916 | 5447.79
2016-02-01 | 41 | 72.0171 | 72.0171 |  | 20563.5916 | 5447.79
2016-03-01 | 41 | 72.0171 | 72.0171 |  | 20563.5916 | 5447.79
2016-04-01 | 42 | 72.0171 | 72.0171 |  | 20563.5916 | 1205.034
2016-05-01 | 42 | 72.0171 | 72.0171 |  | 20563.5916 | 1205.034
2016-06-01 | 42 | 791.3963 | 791.3963 |  | 158519.3369 | 1205.034
2016-07-01 | 43 | 791.3963 | 791.3963 |  | 158519.3369 | 1205.034
2016-08-01 | 43 | 791.3963 | 791.3963 |  | 158519.3369 | 1205.034
2016-09-01 | 43 | 791.3963 | 791.3963 |  | 158519.3369 | 1205.034
2016-10-01 | 44 | 72.0171 | 72.0171 |  | 20563.5916 | 5447.79
2016-11-01 | 44 | 72.0171 | 72.0171 |  | 20563.5916 | 5447.79
2016-12-01 | 44 | 72.0171 | 72.0171 |  | 20563.5916 | 5447.79

## Input
| SoCalGas Tool NTG 4f2 (800).xls |  |  |  | Program Budget ($) |  |  | NPV Factor for lump-sum admin costs: | 100%
a. Administrative Costs
| Proposer General Information |  |  |  | a.i. Overhead and G&A |  | d. Incentives and Rebates ($) | Nominal | NPV
| Proposer Name |  |  |  | a.ii. Other Admin costs |  | d.i. User Input Incentive |  | 0 | Note: User Input Incentives are treated like Admin costs and are NOT adjusted by the net to gross ratio in the TRC test.
| Program Name |  |  |  | b. Marketing/Outreach |  | d.ii. Rebate | 380600 | 311209.0463
| Service Territory |  | SoCal Gas |  | c. Direct Implementation (non incentive) |  | d.iii. Direct Install Labor | 0 | 0
| First Year of Program Implementation |  |  | 2006 | c.i. Activity |  | d.iv. Direct Install Materials | 0 | 0
| Contact Information |  |  |  | c.ii. Installation |  | d.v. Upstream payments | 0 | 0
| Name |  |  |  | c.iii. Hardware & Materials |  | Subtotal Direct Install | 380600 | 311209.0463
| Address |  |  |  | c.iv. Rebate Processing and Inspection
| ZIP code |  |  |  | d. Total Incentives and Rebates | 380600
| Telephone |  |  |  | e. EM&V |  | f. Costs recovered from other sources |  | 0
| Email |  |  |  | Total | 380600 | Program Budget w/ Other Costs (a to f) | 380600 | 311209.0463
Quarterly Installation Schedule
| Program Inputs | [10 empty] | Transfer | Admin | Admin | Admin | Participant | [8 empty] | Placeholders, not currently used | [10 empty] | Annual Installation Schedule | [10 empty] | 2006 |  |  |  | 2007 |  |  |  | 2008 |  |  |  | 2009 |  |  |  | 2010 |  |  |  | 2011 |  |  |  | 2012 |  |  |  | 2013 |  |  |  | 2014 |  |  |  | 2015 |  |  |  | 2016
| Measure Name | DEER RunID | Climate Zone | Target sector | Measure Electric End Use Shape | CZ, Sector, Measure combination found? | Measure Type (To Look up Measure Life) | Program Type (To look up Net-to-gross Ratio) | Unit Definition (e.g. homes) | Program Type (NEW/ROB or Early Repl(RET)) | Gross Measure Cost ($/unit) | Rebate to end use customer or its assignee ($/unit) | Incentives to entities other than the end use customer or its assignee($/unit) | Direct Install Labor ($/unit) | Direct Install Material ($/unit) | Participant Cost ($/unit) | Gross Unit Annual Electricity Savings (kwh/unit) | Electric Rate Schedule | Demand Scaler | User Entered kW Savings per unit (kW/unit) | Gross Unit Annual Gas Savings (therm/unit) | Gas Sector | Gas Rate Schedule | Gas Savings Profile | Avg remaining life on replaced units (yrs) | Early retrofit incremental kWh savings (kWh/unit) | Early retrofit incremental kW savings (kW/unit) | Early retrofit incremental Th savings (Th/unit) | Combustion Type | Effective Useful Life (years) | Net-to-Gross Ratio - kWh | Net-to-Gross Ratio - kW | Net-to-Gross Ratio - Therms | Net-to-Gross Ratio - Costs | % Eligible for TOU AC adjustment | 2006 | 2007 | 2008 | 2009 | 2010 | 2011 | 2012 | 2013 | 2014 | 2015 | 2016 | Qtr 1 | Qtr 2 | Qtr 3 | Qtr 4 | Qtr 1 | Qtr 2 | Qtr 3 | Qtr 4 | Qtr 1 | Qtr 2 | Qtr 3 | Qtr 4 | Qtr 1 | Qtr 2 | Qtr 3 | Qtr 4 | Qtr 1 | Qtr 2 | Qtr 3 | Qtr 4 | Qtr 1 | Qtr 2 | Qtr 3 | Qtr 4 | Qtr 1 | Qtr 2 | Qtr 3 | Qtr 4 | Qtr 1 | Qtr 2 | Qtr 3 | Qtr 4 | Qtr 1 | Qtr 2 | Qtr 3 | Qtr 4 | Qtr 1 | Qtr 2 | Qtr 3 | Qtr 4 | Qtr 1 | Qtr 2 | Qtr 3 | Qtr 4 | Total Number of Units | Comments
0 | 316019-Single Family, Verified Ducting System, CZ 10 |  | 10 | Residential | AC_Cooling | 0 |  |  |  |  | 125 | 200 | 0 | 0 | 0 | -75 | 543.93 |  | kW | 0.59627 | 20.62 | Residential |  | Winter Only | [5 empty] | 18 | 0.8 |  |  |  | 0 | 0 | 1 | 0 | 0 | 0 | 0 | 0 | 0 | 0 | 0 | 0 | 0 | 0 | 0 | 0 | 0 | 0 | 0 | 1 | 0 | 0 | 0 | 0 | 0 | 0 | 0 | 0 | 0 | 0 | 0 | 0 | 0 | 0 | 0 | 0 | 0 | 0 | 0 | 0 | [16 empty] | 1
0 | 316019-Single Family, Verified Ducting System, CZ 10 |  | 10 | Residential | AC_Cooling | 0 |  |  |  |  | 125 | 200 | 0 | 0 | 0 | -75 | 543.93 |  | kW | 0.59627 | 20.62 | Residential |  | Winter Only | [5 empty] | 18 | 0.8 |  |  |  | 0 | 0 | 1 | 0 | 0 | 0 | 0 | 0 | 0 | 0 | 0 | 0 | 0 | 0 | 0 | 0 | 0 | 0 | 0 | 1 | 0 | 0 | 0 | 0 | 0 | 0 | 0 | 0 | 0 | 0 | 0 | 0 | 0 | 0 | 0 | 0 | 0 | 0 | 0 | 0 | [16 empty] | 1
0 | 316019-Single Family, Verified Ducting System, CZ 10 |  | 10 | Residential | AC_Cooling | 0 |  |  |  |  | 125 | 200 | 0 | 0 | 0 | -75 | 543.93 |  | kW | 0.59627 | 20.62 | Residential |  | Winter Only | [5 empty] | 18 | 0.8 |  |  |  | 0 | 0 | 1 | 0 | 0 | 0 | 0 | 0 | 0 | 0 | 0 | 0 | 0 | 0 | 0 | 0 | 0 | 0 | 0 | 1 | 0 | 0 | 0 | 0 | 0 | 0 | 0 | 0 | 0 | 0 | 0 | 0 | 0 | 0 | 0 | 0 | 0 | 0 | 0 | 0 | [16 empty] | 1
0 | 316019-Single Family, Verified Ducting System, CZ 10 |  | 10 | Residential | AC_Cooling | 0 |  |  |  |  | 125 | 200 | 0 | 0 | 0 | -75 | 543.93 |  | kW | 0.59627 | 20.62 | Residential |  | Winter Only | [5 empty] | 18 | 0.8 |  |  |  | 0 | 0 | 1 | 0 | 0 | 0 | 0 | 0 | 0 | 0 | 0 | 0 | 0 | 0 | 0 | 0 | 0 | 0 | 0 | 1 | 0 | 0 | 0 | 0 | 0 | 0 | 0 | 0 | 0 | 0 | 0 | 0 | 0 | 0 | 0 | 0 | 0 | 0 | 0 | 0 | [16 empty] | 1
0 | 316019-Single Family, Verified Ducting System, CZ 10 |  | 10 | Residential | AC_Cooling | 0 |  |  |  |  | 125 | 200 | 0 | 0 | 0 | -75 | 543.93 |  | kW | 0.59627 | 20.62 | Residential |  | Winter Only | [5 empty] | 18 | 0.8 |  |  |  | 0 | 0 | 1 | 0 | 0 | 0 | 0 | 0 | 0 | 0 | 0 | 0 | 0 | 0 | 0 | 0 | 0 | 0 | 0 | 1 | 0 | 0 | 0 | 0 | 0 | 0 | 0 | 0 | 0 | 0 | 0 | 0 | 0 | 0 | 0 | 0 | 0 | 0 | 0 | 0 | [16 empty] | 1
0 | 316019-Single Family, Verified Ducting System, CZ 10 |  | 10 | Residential | AC_Cooling | 0 |  |  |  |  | 125 | 200 | 0 | 0 | 0 | -75 | 543.93 |  | kW | 0.59627 | 20.62 | Residential |  | Winter Only | [5 empty] | 18 | 0.8 |  |  |  | 0 | 0 | 1 | 0 | 0 | 0 | 0 | 0 | 0 | 0 | 0 | 0 | 0 | 0 | 0 | 0 | 0 | 0 | 0 | 1 | 0 | 0 | 0 | 0 | 0 | 0 | 0 | 0 | 0 | 0 | 0 | 0 | 0 | 0 | 0 | 0 | 0 | 0 | 0 | 0 | [16 empty] | 1
0 | 316019-Single Family, Verified Ducting System, CZ 10 |  | 10 | Residential | AC_Cooling | 0 |  |  |  |  | 125 | 200 | 0 | 0 | 0 | -75 | 543.93 |  | kW | 0.59627 | 20.62 | Residential |  | Winter Only | [5 empty] | 18 | 0.8 |  |  |  | 0 | 0 | 1 | 0 | 0 | 0 | 0 | 0 | 0 | 0 | 0 | 0 | 0 | 0 | 0 | 0 | 0 | 0 | 0 | 1 | 0 | 0 | 0 | 0 | 0 | 0 | 0 | 0 | 0 | 0 | 0 | 0 | 0 | 0 | 0 | 0 | 0 | 0 | 0 | 0 | [16 empty] | 1
0 | 316019-Single Family, Verified Ducting System, CZ 10 |  | 10 | Residential | AC_Cooling | 0 |  |  |  |  | 125 | 200 | 0 | 0 | 0 | -75 | 543.93 |  | kW | 0.59627 | 20.62 | Residential |  | Winter Only | [5 empty] | 18 | 0.8 |  |  |  | 0 | 0 | 1 | 0 | 0 | 0 | 0 | 0 | 0 | 0 | 0 | 0 | 0 | 0 | 0 | 0 | 0 | 0 | 0 | 1 | 0 | 0 | 0 | 0 | 0 | 0 | 0 | 0 | 0 | 0 | 0 | 0 | 0 | 0 | 0 | 0 | 0 | 0 | 0 | 0 | [16 empty] | 1
0 | 316019-Single Family, Verified Ducting System, CZ 10 |  | 10 | Residential | AC_Cooling | 0 |  |  |  |  | 125 | 200 | 0 | 0 | 0 | -75 | 543.93 |  | kW | 0.59627 | 20.62 | Residential |  | Winter Only | [5 empty] | 18 | 0.8 |  |  |  | 0 | 0 | 1 | 0 | 0 | 0 | 0 | 0 | 0 | 0 | 0 | 0 | 0 | 0 | 0 | 0 | 0 | 0 | 0 | 1 | 0 | 0 | 0 | 0 | 0 | 0 | 0 | 0 | 0 | 0 | 0 | 0 | 0 | 0 | 0 | 0 | 0 | 0 | 0 | 0 | [16 empty] | 1
0 | 316019-Single Family, Verified Ducting System, CZ 10 |  | 10 | Residential | AC_Cooling | 0 |  |  |  |  | 125 | 200 | 0 | 0 | 0 | -75 | 543.93 |  | kW | 0.59627 | 20.62 | Residential |  | Winter Only | [5 empty] | 18 | 0.8 |  |  |  | 0 | 0 | 1 | 0 | 0 | 0 | 0 | 0 | 0 | 0 | 0 | 0 | 0 | 0 | 0 | 0 | 0 | 0 | 0 | 1 | 0 | 0 | 0 | 0 | 0 | 0 | 0 | 0 | 0 | 0 | 0 | 0 | 0 | 0 | 0 | 0 | 0 | 0 | 0 | 0 | [16 empty] | 1
0 | 316019-Single Family, Verified Ducting System, CZ 10 |  | 10 | Residential | AC_Cooling | 0 |  |  |  |  | 125 | 200 | 0 | 0 | 0 | -75 | 543.93 |  | kW | 0.59627 | 20.62 | Residential |  | Winter Only | [5 empty] | 18 | 0.8 |  |  |  | 0 | 0 | 1 | 0 | 0 | 0 | 0 | 0 | 0 | 0 | 0 | 0 | 0 | 0 | 0 | 0 | 0 | 0 | 0 | 1 | 0 | 0 | 0 | 0 | 0 | 0 | 0 | 0 | 0 | 0 | 0 | 0 | 0 | 0 | 0 | 0 | 0 | 0 | 0 | 0 | [16 empty] | 1
0 | 316019-Single Family, Verified Ducting System, CZ 10 |  | 10 | Residential | AC_Cooling | 0 |  |  |  |  | 125 | 200 | 0 | 0 | 0 | -75 | 543.93 |  | kW | 0.59627 | 20.62 | Residential |  | Winter Only | [5 empty] | 18 | 0.8 |  |  |  | 0 | 0 | 1 | 0 | 0 | 0 | 0 | 0 | 0 | 0 | 0 | 0 | 0 | 0 | 0 | 0 | 0 | 0 | 0 | 1 | 0 | 0 | 0 | 0 | 0 | 0 | 0 | 0 | 0 | 0 | 0 | 0 | 0 | 0 | 0 | 0 | 0 | 0 | 0 | 0 | [16 empty] | 1
0 | 316019-Single Family, Verified Ducting System, CZ 10 |  | 10 | Residential | AC_Cooling | 0 |  |  |  |  | 125 | 200 | 0 | 0 | 0 | -75 | 543.93 |  | kW | 0.59627 | 20.62 | Residential |  | Winter Only | [5 empty] | 18 | 0.8 |  |  |  | 0 | 0 | 1 | 0 | 0 | 0 | 0 | 0 | 0 | 0 | 0 | 0 | 0 | 0 | 0 | 0 | 0 | 0 | 0 | 1 | 0 | 0 | 0 | 0 | 0 | 0 | 0 | 0 | 0 | 0 | 0 | 0 | 0 | 0 | 0 | 0 | 0 | 0 | 0 | 0 | [16 empty] | 1
0 | 316019-Single Family, Verified Ducting System, CZ 10 |  | 10 | Residential | AC_Cooling | 0 |  |  |  |  | 125 | 200 | 0 | 0 | 0 | -75 | 543.93 |  | kW | 0.59627 | 20.62 | Residential |  | Winter Only | [5 empty] | 18 | 0.8 |  |  |  | 0 | 0 | 1 | 0 | 0 | 0 | 0 | 0 | 0 | 0 | 0 | 0 | 0 | 0 | 0 | 0 | 0 | 0 | 0 | 1 | 0 | 0 | 0 | 0 | 0 | 0 | 0 | 0 | 0 | 0 | 0 | 0 | 0 | 0 | 0 | 0 | 0 | 0 | 0 | 0 | [16 empty] | 1
0 | 316019-Single Family, Verified Ducting System, CZ 10 |  | 10 | Residential | AC_Cooling | 0 |  |  |  |  | 125 | 200 | 0 | 0 | 0 | -75 | 543.93 |  | kW | 0.59627 | 20.62 | Residential |  | Winter Only | [5 empty] | 18 | 0.8 |  |  |  | 0 | 0 | 1 | 0 | 0 | 0 | 0 | 0 | 0 | 0 | 0 | 0 | 0 | 0 | 0 | 0 | 0 | 0 | 0 | 1 | 0 | 0 | 0 | 0 | 0 | 0 | 0 | 0 | 0 | 0 | 0 | 0 | 0 | 0 | 0 | 0 | 0 | 0 | 0 | 0 | [16 empty] | 1
0 | 316019-Single Family, Verified Ducting System, CZ 10 |  | 10 | Residential | AC_Cooling | 0 |  |  |  |  | 125 | 200 | 0 | 0 | 0 | -75 | 543.93 |  | kW | 0.59627 | 20.62 | Residential |  | Winter Only | [5 empty] | 18 | 0.8 |  |  |  | 0 | 0 | 1 | 0 | 0 | 0 | 0 | 0 | 0 | 0 | 0 | 0 | 0 | 0 | 0 | 0 | 0 | 0 | 0 | 1 | 0 | 0 | 0 | 0 | 0 | 0 | 0 | 0 | 0 | 0 | 0 | 0 | 0 | 0 | 0 | 0 | 0 | 0 | 0 | 0 | [16 empty] | 1
0 | 316019-Single Family, Verified Ducting System, CZ 10 |  | 10 | Residential | AC_Cooling | 0 |  |  |  |  | 125 | 200 | 0 | 0 | 0 | -75 | 543.93 |  | kW | 0.59627 | 20.62 | Residential |  | Winter Only | [5 empty] | 18 | 0.8 |  |  |  | 0 | 0 | 1 | 0 | 0 | 0 | 0 | 0 | 0 | 0 | 0 | 0 | 0 | 0 | 0 | 0 | 0 | 0 | 0 | 1 | 0 | 0 | 0 | 0 | 0 | 0 | 0 | 0 | 0 | 0 | 0 | 0 | 0 | 0 | 0 | 0 | 0 | 0 | 0 | 0 | [16 empty] | 1
0 | 316019-Single Family, Verified Ducting System, CZ 10 |  | 10 | Residential | AC_Cooling | 0 |  |  |  |  | 125 | 200 | 0 | 0 | 0 | -75 | 543.93 |  | kW | 0.59627 | 20.62 | Residential |  | Winter Only | [5 empty] | 18 | 0.8 |  |  |  | 0 | 0 | 1 | 0 | 0 | 0 | 0 | 0 | 0 | 0 | 0 | 0 | 0 | 0 | 0 | 0 | 0 | 0 | 0 | 1 | 0 | 0 | 0 | 0 | 0 | 0 | 0 | 0 | 0 | 0 | 0 | 0 | 0 | 0 | 0 | 0 | 0 | 0 | 0 | 0 | [16 empty] | 1
0 | 316019-Single Family, Verified Ducting System, CZ 10 |  | 10 | Residential | AC_Cooling | 0 |  |  |  |  | 125 | 200 | 0 | 0 | 0 | -75 | 543.93 |  | kW | 0.59627 | 20.62 | Residential |  | Winter Only | [5 empty] | 18 | 0.8 |  |  |  | 0 | 0 | 1 | 0 | 0 | 0 | 0 | 0 | 0 | 0 | 0 | 0 | 0 | 0 | 0 | 0 | 0 | 0 | 0 | 1 | 0 | 0 | 0 | 0 | 0 | 0 | 0 | 0 | 0 | 0 | 0 | 0 | 0 | 0 | 0 | 0 | 0 | 0 | 0 | 0 | [16 empty] | 1
0 | 316019-Single Family, Verified Ducting System, CZ 10 |  | 10 | Residential | AC_Cooling | 0 |  |  |  |  | 125 | 200 | 0 | 0 | 0 | -75 | 543.93 |  | kW | 0.59627 | 20.62 | Residential |  | Winter Only | [5 empty] | 18 | 0.8 |  |  |  | 0 | 0 | 1 | 0 | 0 | 0 | 0 | 0 | 0 | 0 | 0 | 0 | 0 | 0 | 0 | 0 | 0 | 0 | 0 | 1 | 0 | 0 | 0 | 0 | 0 | 0 | 0 | 0 | 0 | 0 | 0 | 0 | 0 | 0 | 0 | 0 | 0 | 0 | 0 | 0 | [16 empty] | 1
0 | 316019-Single Family, Verified Ducting System, CZ 10 |  | 10 | Residential | AC_Cooling | 0 |  |  |  |  | 125 | 200 | 0 | 0 | 0 | -75 | 543.93 |  | kW | 0.59627 | 20.62 | Residential |  | Winter Only | [5 empty] | 18 | 0.8 |  |  |  | 0 | 0 | 1 | 0 | 0 | 0 | 0 | 0 | 0 | 0 | 0 | 0 | 0 | 0 | 0 | 0 | 0 | 0 | 0 | 1 | 0 | 0 | 0 | 0 | 0 | 0 | 0 | 0 | 0 | 0 | 0 | 0 | 0 | 0 | 0 | 0 | 0 | 0 | 0 | 0 | [16 empty] | 1
0 | 316019-Single Family, Verified Ducting System, CZ 10 |  | 10 | Residential | AC_Cooling | 0 |  |  |  |  | 125 | 200 | 0 | 0 | 0 | -75 | 543.93 |  | kW | 0.59627 | 20.62 | Residential |  | Winter Only | [5 empty] | 18 | 0.8 |  |  |  | 0 | 0 | 1 | 0 | 0 | 0 | 0 | 0 | 0 | 0 | 0 | 0 | 0 | 0 | 0 | 0 | 0 | 0 | 0 | 1 | 0 | 0 | 0 | 0 | 0 | 0 | 0 | 0 | 0 | 0 | 0 | 0 | 0 | 0 | 0 | 0 | 0 | 0 | 0 | 0 | [16 empty] | 1
0 | 316029-Single Family, Quality Insulation Installation, CZ 10 |  | 10 | Residential | AC_Cooling | 0 |  |  |  |  | 300 | 175 | 0 | 0 | 0 | 125 | 468.19 |  | kW | 0.51324 | 38.41 | Residential |  | Winter Only | [5 empty] | 20 | 0.8 |  |  |  | 0 | 0 | 0 | 1 | 0 | 0 | 0 | 0 | 0 | 0 | 0 | 0 | 0 | 0 | 0 | 0 | 0 | 0 | 0 | 0 | 1 | 0 | 0 | 0 | 0 | 0 | 0 | 0 | 0 | 0 | 0 | 0 | 0 | 0 | 0 | 0 | 0 | 0 | 0 | 0 | [16 empty] | 1
0 | 316029-Single Family, Quality Insulation Installation, CZ 10 |  | 10 | Residential | AC_Cooling | 0 |  |  |  |  | 300 | 175 | 0 | 0 | 0 | 125 | 468.19 |  | kW | 0.51324 | 38.41 | Residential |  | Winter Only | [5 empty] | 20 | 0.8 |  |  |  | 0 | 0 | 0 | 1 | 0 | 0 | 0 | 0 | 0 | 0 | 0 | 0 | 0 | 0 | 0 | 0 | 0 | 0 | 0 | 0 | 1 | 0 | 0 | 0 | 0 | 0 | 0 | 0 | 0 | 0 | 0 | 0 | 0 | 0 | 0 | 0 | 0 | 0 | 0 | 0 | [16 empty] | 1
0 | 316029-Single Family, Quality Insulation Installation, CZ 10 |  | 10 | Residential | AC_Cooling | 0 |  |  |  |  | 300 | 175 | 0 | 0 | 0 | 125 | 468.19 |  | kW | 0.51324 | 38.41 | Residential |  | Winter Only | [5 empty] | 20 | 0.8 |  |  |  | 0 | 0 | 0 | 1 | 0 | 0 | 0 | 0 | 0 | 0 | 0 | 0 | 0 | 0 | 0 | 0 | 0 | 0 | 0 | 0 | 1 | 0 | 0 | 0 | 0 | 0 | 0 | 0 | 0 | 0 | 0 | 0 | 0 | 0 | 0 | 0 | 0 | 0 | 0 | 0 | [16 empty] | 1
0 | 316029-Single Family, Quality Insulation Installation, CZ 10 |  | 10 | Residential | AC_Cooling | 0 |  |  |  |  | 300 | 175 | 0 | 0 | 0 | 125 | 468.19 |  | kW | 0.51324 | 38.41 | Residential |  | Winter Only | [5 empty] | 20 | 0.8 |  |  |  | 0 | 0 | 0 | 1 | 0 | 0 | 0 | 0 | 0 | 0 | 0 | 0 | 0 | 0 | 0 | 0 | 0 | 0 | 0 | 0 | 1 | 0 | 0 | 0 | 0 | 0 | 0 | 0 | 0 | 0 | 0 | 0 | 0 | 0 | 0 | 0 | 0 | 0 | 0 | 0 | [16 empty] | 1
0 | 316029-Single Family, Quality Insulation Installation, CZ 10 |  | 10 | Residential | AC_Cooling | 0 |  |  |  |  | 300 | 175 | 0 | 0 | 0 | 125 | 468.19 |  | kW | 0.51324 | 38.41 | Residential |  | Winter Only | [5 empty] | 20 | 0.8 |  |  |  | 0 | 0 | 0 | 1 | 0 | 0 | 0 | 0 | 0 | 0 | 0 | 0 | 0 | 0 | 0 | 0 | 0 | 0 | 0 | 0 | 1 | 0 | 0 | 0 | 0 | 0 | 0 | 0 | 0 | 0 | 0 | 0 | 0 | 0 | 0 | 0 | 0 | 0 | 0 | 0 | [16 empty] | 1
0 | 316029-Single Family, Quality Insulation Installation, CZ 10 |  | 10 | Residential | AC_Cooling | 0 |  |  |  |  | 300 | 175 | 0 | 0 | 0 | 125 | 468.19 |  | kW | 0.51324 | 38.41 | Residential |  | Winter Only | [5 empty] | 20 | 0.8 |  |  |  | 0 | 0 | 0 | 1 | 0 | 0 | 0 | 0 | 0 | 0 | 0 | 0 | 0 | 0 | 0 | 0 | 0 | 0 | 0 | 0 | 1 | 0 | 0 | 0 | 0 | 0 | 0 | 0 | 0 | 0 | 0 | 0 | 0 | 0 | 0 | 0 | 0 | 0 | 0 | 0 | [16 empty] | 1
0 | 316029-Single Family, Quality Insulation Installation, CZ 10 |  | 10 | Residential | AC_Cooling | 0 |  |  |  |  | 300 | 175 | 0 | 0 | 0 | 125 | 468.19 |  | kW | 0.51324 | 38.41 | Residential |  | Winter Only | [5 empty] | 20 | 0.8 |  |  |  | 0 | 0 | 0 | 1 | 0 | 0 | 0 | 0 | 0 | 0 | 0 | 0 | 0 | 0 | 0 | 0 | 0 | 0 | 0 | 0 | 1 | 0 | 0 | 0 | 0 | 0 | 0 | 0 | 0 | 0 | 0 | 0 | 0 | 0 | 0 | 0 | 0 | 0 | 0 | 0 | [16 empty] | 1
0 | 316029-Single Family, Quality Insulation Installation, CZ 10 |  | 10 | Residential | AC_Cooling | 0 |  |  |  |  | 300 | 175 | 0 | 0 | 0 | 125 | 468.19 |  | kW | 0.51324 | 38.41 | Residential |  | Winter Only | [5 empty] | 20 | 0.8 |  |  |  | 0 | 0 | 0 | 1 | 0 | 0 | 0 | 0 | 0 | 0 | 0 | 0 | 0 | 0 | 0 | 0 | 0 | 0 | 0 | 0 | 1 | 0 | 0 | 0 | 0 | 0 | 0 | 0 | 0 | 0 | 0 | 0 | 0 | 0 | 0 | 0 | 0 | 0 | 0 | 0 | [16 empty] | 1
0 | 316029-Single Family, Quality Insulation Installation, CZ 10 |  | 10 | Residential | AC_Cooling | 0 |  |  |  |  | 300 | 175 | 0 | 0 | 0 | 125 | 468.19 |  | kW | 0.51324 | 38.41 | Residential |  | Winter Only | [5 empty] | 20 | 0.8 |  |  |  | 0 | 0 | 0 | 1 | 0 | 0 | 0 | 0 | 0 | 0 | 0 | 0 | 0 | 0 | 0 | 0 | 0 | 0 | 0 | 0 | 1 | 0 | 0 | 0 | 0 | 0 | 0 | 0 | 0 | 0 | 0 | 0 | 0 | 0 | 0 | 0 | 0 | 0 | 0 | 0 | [16 empty] | 1
0 | 316029-Single Family, Quality Insulation Installation, CZ 10 |  | 10 | Residential | AC_Cooling | 0 |  |  |  |  | 300 | 175 | 0 | 0 | 0 | 125 | 468.19 |  | kW | 0.51324 | 38.41 | Residential |  | Winter Only | [5 empty] | 20 | 0.8 |  |  |  | 0 | 0 | 0 | 1 | 0 | 0 | 0 | 0 | 0 | 0 | 0 | 0 | 0 | 0 | 0 | 0 | 0 | 0 | 0 | 0 | 1 | 0 | 0 | 0 | 0 | 0 | 0 | 0 | 0 | 0 | 0 | 0 | 0 | 0 | 0 | 0 | 0 | 0 | 0 | 0 | [16 empty] | 1
0 | 316029-Single Family, Quality Insulation Installation, CZ 10 |  | 10 | Residential | AC_Cooling | 0 |  |  |  |  | 300 | 175 | 0 | 0 | 0 | 125 | 468.19 |  | kW | 0.51324 | 38.41 | Residential |  | Winter Only | [5 empty] | 20 | 0.8 |  |  |  | 0 | 0 | 0 | 1 | 0 | 0 | 0 | 0 | 0 | 0 | 0 | 0 | 0 | 0 | 0 | 0 | 0 | 0 | 0 | 0 | 1 | 0 | 0 | 0 | 0 | 0 | 0 | 0 | 0 | 0 | 0 | 0 | 0 | 0 | 0 | 0 | 0 | 0 | 0 | 0 | [16 empty] | 1
0 | 316029-Single Family, Quality Insulation Installation, CZ 10 |  | 10 | Residential | AC_Cooling | 0 |  |  |  |  | 300 | 175 | 0 | 0 | 0 | 125 | 468.19 |  | kW | 0.51324 | 38.41 | Residential |  | Winter Only | [5 empty] | 20 | 0.8 |  |  |  | 0 | 0 | 0 | 1 | 0 | 0 | 0 | 0 | 0 | 0 | 0 | 0 | 0 | 0 | 0 | 0 | 0 | 0 | 0 | 0 | 1 | 0 | 0 | 0 | 0 | 0 | 0 | 0 | 0 | 0 | 0 | 0 | 0 | 0 | 0 | 0 | 0 | 0 | 0 | 0 | [16 empty] | 1
0 | 316029-Single Family, Quality Insulation Installation, CZ 10 |  | 10 | Residential | AC_Cooling | 0 |  |  |  |  | 300 | 175 | 0 | 0 | 0 | 125 | 468.19 |  | kW | 0.51324 | 38.41 | Residential |  | Winter Only | [5 empty] | 20 | 0.8 |  |  |  | 0 | 0 | 0 | 1 | 0 | 0 | 0 | 0 | 0 | 0 | 0 | 0 | 0 | 0 | 0 | 0 | 0 | 0 | 0 | 0 | 1 | 0 | 0 | 0 | 0 | 0 | 0 | 0 | 0 | 0 | 0 | 0 | 0 | 0 | 0 | 0 | 0 | 0 | 0 | 0 | [16 empty] | 1
0 | 316029-Single Family, Quality Insulation Installation, CZ 10 |  | 10 | Residential | AC_Cooling | 0 |  |  |  |  | 300 | 175 | 0 | 0 | 0 | 125 | 468.19 |  | kW | 0.51324 | 38.41 | Residential |  | Winter Only | [5 empty] | 20 | 0.8 |  |  |  | 0 | 0 | 0 | 1 | 0 | 0 | 0 | 0 | 0 | 0 | 0 | 0 | 0 | 0 | 0 | 0 | 0 | 0 | 0 | 0 | 1 | 0 | 0 | 0 | 0 | 0 | 0 | 0 | 0 | 0 | 0 | 0 | 0 | 0 | 0 | 0 | 0 | 0 | 0 | 0 | [16 empty] | 1
0 | 316029-Single Family, Quality Insulation Installation, CZ 10 |  | 10 | Residential | AC_Cooling | 0 |  |  |  |  | 300 | 175 | 0 | 0 | 0 | 125 | 468.19 |  | kW | 0.51324 | 38.41 | Residential |  | Winter Only | [5 empty] | 20 | 0.8 |  |  |  | 0 | 0 | 0 | 1 | 0 | 0 | 0 | 0 | 0 | 0 | 0 | 0 | 0 | 0 | 0 | 0 | 0 | 0 | 0 | 0 | 1 | 0 | 0 | 0 | 0 | 0 | 0 | 0 | 0 | 0 | 0 | 0 | 0 | 0 | 0 | 0 | 0 | 0 | 0 | 0 | [16 empty] | 1
0 | 316029-Single Family, Quality Insulation Installation, CZ 10 |  | 10 | Residential | AC_Cooling | 0 |  |  |  |  | 300 | 175 | 0 | 0 | 0 | 125 | 468.19 |  | kW | 0.51324 | 38.41 | Residential |  | Winter Only | [5 empty] | 20 | 0.8 |  |  |  | 0 | 0 | 0 | 1 | 0 | 0 | 0 | 0 | 0 | 0 | 0 | 0 | 0 | 0 | 0 | 0 | 0 | 0 | 0 | 0 | 1 | 0 | 0 | 0 | 0 | 0 | 0 | 0 | 0 | 0 | 0 | 0 | 0 | 0 | 0 | 0 | 0 | 0 | 0 | 0 | [16 empty] | 1
0 | 316029-Single Family, Quality Insulation Installation, CZ 10 |  | 10 | Residential | AC_Cooling | 0 |  |  |  |  | 300 | 175 | 0 | 0 | 0 | 125 | 468.19 |  | kW | 0.51324 | 38.41 | Residential |  | Winter Only | [5 empty] | 20 | 0.8 |  |  |  | 0 | 0 | 0 | 1 | 0 | 0 | 0 | 0 | 0 | 0 | 0 | 0 | 0 | 0 | 0 | 0 | 0 | 0 | 0 | 0 | 1 | 0 | 0 | 0 | 0 | 0 | 0 | 0 | 0 | 0 | 0 | 0 | 0 | 0 | 0 | 0 | 0 | 0 | 0 | 0 | [16 empty] | 1
0 | 316029-Single Family, Quality Insulation Installation, CZ 10 |  | 10 | Residential | AC_Cooling | 0 |  |  |  |  | 300 | 175 | 0 | 0 | 0 | 125 | 468.19 |  | kW | 0.51324 | 38.41 | Residential |  | Winter Only | [5 empty] | 20 | 0.8 |  |  |  | 0 | 0 | 0 | 1 | 0 | 0 | 0 | 0 | 0 | 0 | 0 | 0 | 0 | 0 | 0 | 0 | 0 | 0 | 0 | 0 | 1 | 0 | 0 | 0 | 0 | 0 | 0 | 0 | 0 | 0 | 0 | 0 | 0 | 0 | 0 | 0 | 0 | 0 | 0 | 0 | [16 empty] | 1
0 | 316029-Single Family, Quality Insulation Installation, CZ 10 |  | 10 | Residential | AC_Cooling | 0 |  |  |  |  | 300 | 175 | 0 | 0 | 0 | 125 | 468.19 |  | kW | 0.51324 | 38.41 | Residential |  | Winter Only | [5 empty] | 20 | 0.8 |  |  |  | 0 | 0 | 0 | 1 | 0 | 0 | 0 | 0 | 0 | 0 | 0 | 0 | 0 | 0 | 0 | 0 | 0 | 0 | 0 | 0 | 1 | 0 | 0 | 0 | 0 | 0 | 0 | 0 | 0 | 0 | 0 | 0 | 0 | 0 | 0 | 0 | 0 | 0 | 0 | 0 | [16 empty] | 1
0 | 316029-Single Family, Quality Insulation Installation, CZ 10 |  | 10 | Residential | AC_Cooling | 0 |  |  |  |  | 300 | 175 | 0 | 0 | 0 | 125 | 468.19 |  | kW | 0.51324 | 38.41 | Residential |  | Winter Only | [5 empty] | 20 | 0.8 |  |  |  | 0 | 0 | 0 | 1 | 0 | 0 | 0 | 0 | 0 | 0 | 0 | 0 | 0 | 0 | 0 | 0 | 0 | 0 | 0 | 0 | 1 | 0 | 0 | 0 | 0 | 0 | 0 | 0 | 0 | 0 | 0 | 0 | 0 | 0 | 0 | 0 | 0 | 0 | 0 | 0 | [16 empty] | 1
0 | 316029-Single Family, Quality Insulation Installation, CZ 10 |  | 10 | Residential | AC_Cooling | 0 |  |  |  |  | 300 | 175 | 0 | 0 | 0 | 125 | 468.19 |  | kW | 0.51324 | 38.41 | Residential |  | Winter Only | [5 empty] | 20 | 0.8 |  |  |  | 0 | 0 | 0 | 1 | 0 | 0 | 0 | 0 | 0 | 0 | 0 | 0 | 0 | 0 | 0 | 0 | 0 | 0 | 0 | 0 | 1 | 0 | 0 | 0 | 0 | 0 | 0 | 0 | 0 | 0 | 0 | 0 | 0 | 0 | 0 | 0 | 0 | 0 | 0 | 0 | [16 empty] | 1
0 | 316029-Single Family, Quality Insulation Installation, CZ 10 |  | 10 | Residential | AC_Cooling | 0 |  |  |  |  | 300 | 175 | 0 | 0 | 0 | 125 | 468.19 |  | kW | 0.51324 | 38.41 | Residential |  | Winter Only | [5 empty] | 20 | 0.8 |  |  |  | 0 | 0 | 0 | 1 | 0 | 0 | 0 | 0 | 0 | 0 | 0 | 0 | 0 | 0 | 0 | 0 | 0 | 0 | 0 | 0 | 1 | 0 | 0 | 0 | 0 | 0 | 0 | 0 | 0 | 0 | 0 | 0 | 0 | 0 | 0 | 0 | 0 | 0 | 0 | 0 | [16 empty] | 1
0 | 316029-Single Family, Quality Insulation Installation, CZ 10 |  | 10 | Residential | AC_Cooling | 0 |  |  |  |  | 300 | 175 | 0 | 0 | 0 | 125 | 468.19 |  | kW | 0.51324 | 38.41 | Residential |  | Winter Only | [5 empty] | 20 | 0.8 |  |  |  | 0 | 0 | 0 | 1 | 0 | 0 | 0 | 0 | 0 | 0 | 0 | 0 | 0 | 0 | 0 | 0 | 0 | 0 | 0 | 0 | 1 | 0 | 0 | 0 | 0 | 0 | 0 | 0 | 0 | 0 | 0 | 0 | 0 | 0 | 0 | 0 | 0 | 0 | 0 | 0 | [16 empty] | 1
0 | 316029-Single Family, Quality Insulation Installation, CZ 10 |  | 10 | Residential | AC_Cooling | 0 |  |  |  |  | 300 | 175 | 0 | 0 | 0 | 125 | 468.19 |  | kW | 0.51324 | 38.41 | Residential |  | Winter Only | [5 empty] | 20 | 0.8 |  |  |  | 0 | 0 | 0 | 1 | 0 | 0 | 0 | 0 | 0 | 0 | 0 | 0 | 0 | 0 | 0 | 0 | 0 | 0 | 0 | 0 | 1 | 0 | 0 | 0 | 0 | 0 | 0 | 0 | 0 | 0 | 0 | 0 | 0 | 0 | 0 | 0 | 0 | 0 | 0 | 0 | [16 empty] | 1
0 | 316029-Single Family, Quality Insulation Installation, CZ 10 |  | 10 | Residential | AC_Cooling | 0 |  |  |  |  | 300 | 175 | 0 | 0 | 0 | 125 | 468.19 |  | kW | 0.51324 | 38.41 | Residential |  | Winter Only | [5 empty] | 20 | 0.8 |  |  |  | 0 | 0 | 0 | 1 | 0 | 0 | 0 | 0 | 0 | 0 | 0 | 0 | 0 | 0 | 0 | 0 | 0 | 0 | 0 | 0 | 1 | 0 | 0 | 0 | 0 | 0 | 0 | 0 | 0 | 0 | 0 | 0 | 0 | 0 | 0 | 0 | 0 | 0 | 0 | 0 | [16 empty] | 1
0 | 316029-Single Family, Quality Insulation Installation, CZ 10 |  | 10 | Residential | AC_Cooling | 0 |  |  |  |  | 300 | 175 | 0 | 0 | 0 | 125 | 468.19 |  | kW | 0.51324 | 38.41 | Residential |  | Winter Only | [5 empty] | 20 | 0.8 |  |  |  | 0 | 0 | 0 | 1 | 0 | 0 | 0 | 0 | 0 | 0 | 0 | 0 | 0 | 0 | 0 | 0 | 0 | 0 | 0 | 0 | 1 | 0 | 0 | 0 | 0 | 0 | 0 | 0 | 0 | 0 | 0 | 0 | 0 | 0 | 0 | 0 | 0 | 0 | 0 | 0 | [16 empty] | 1
0 | 316029-Single Family, Quality Insulation Installation, CZ 10 |  | 10 | Residential | AC_Cooling | 0 |  |  |  |  | 300 | 175 | 0 | 0 | 0 | 125 | 468.19 |  | kW | 0.51324 | 38.41 | Residential |  | Winter Only | [5 empty] | 20 | 0.8 |  |  |  | 0 | 0 | 0 | 1 | 0 | 0 | 0 | 0 | 0 | 0 | 0 | 0 | 0 | 0 | 0 | 0 | 0 | 0 | 0 | 0 | 1 | 0 | 0 | 0 | 0 | 0 | 0 | 0 | 0 | 0 | 0 | 0 | 0 | 0 | 0 | 0 | 0 | 0 | 0 | 0 | [16 empty] | 1
0 | 316029-Single Family, Quality Insulation Installation, CZ 10 |  | 10 | Residential | AC_Cooling | 0 |  |  |  |  | 300 | 175 | 0 | 0 | 0 | 125 | 468.19 |  | kW | 0.51324 | 38.41 | Residential |  | Winter Only | [5 empty] | 20 | 0.8 |  |  |  | 0 | 0 | 0 | 1 | 0 | 0 | 0 | 0 | 0 | 0 | 0 | 0 | 0 | 0 | 0 | 0 | 0 | 0 | 0 | 0 | 1 | 0 | 0 | 0 | 0 | 0 | 0 | 0 | 0 | 0 | 0 | 0 | 0 | 0 | 0 | 0 | 0 | 0 | 0 | 0 | [16 empty] | 1
0 | 316029-Single Family, Quality Insulation Installation, CZ 10 |  | 10 | Residential | AC_Cooling | 0 |  |  |  |  | 300 | 175 | 0 | 0 | 0 | 125 | 468.19 |  | kW | 0.51324 | 38.41 | Residential |  | Winter Only | [5 empty] | 20 | 0.8 |  |  |  | 0 | 0 | 0 | 1 | 0 | 0 | 0 | 0 | 0 | 0 | 0 | 0 | 0 | 0 | 0 | 0 | 0 | 0 | 0 | 0 | 1 | 0 | 0 | 0 | 0 | 0 | 0 | 0 | 0 | 0 | 0 | 0 | 0 | 0 | 0 | 0 | 0 | 0 | 0 | 0 | [16 empty] | 1
0 | 316029-Single Family, Quality Insulation Installation, CZ 10 |  | 10 | Residential | AC_Cooling | 0 |  |  |  |  | 300 | 175 | 0 | 0 | 0 | 125 | 468.19 |  | kW | 0.51324 | 38.41 | Residential |  | Winter Only | [5 empty] | 20 | 0.8 |  |  |  | 0 | 0 | 0 | 1 | 0 | 0 | 0 | 0 | 0 | 0 | 0 | 0 | 0 | 0 | 0 | 0 | 0 | 0 | 0 | 0 | 1 | 0 | 0 | 0 | 0 | 0 | 0 | 0 | 0 | 0 | 0 | 0 | 0 | 0 | 0 | 0 | 0 | 0 | 0 | 0 | [16 empty] | 1
0 | 316029-Single Family, Quality Insulation Installation, CZ 10 |  | 10 | Residential | AC_Cooling | 0 |  |  |  |  | 300 | 175 | 0 | 0 | 0 | 125 | 468.19 |  | kW | 0.51324 | 38.41 | Residential |  | Winter Only | [5 empty] | 20 | 0.8 |  |  |  | 0 | 0 | 0 | 1 | 0 | 0 | 0 | 0 | 0 | 0 | 0 | 0 | 0 | 0 | 0 | 0 | 0 | 0 | 0 | 0 | 1 | 0 | 0 | 0 | 0 | 0 | 0 | 0 | 0 | 0 | 0 | 0 | 0 | 0 | 0 | 0 | 0 | 0 | 0 | 0 | [16 empty] | 1
0 | 316029-Single Family, Quality Insulation Installation, CZ 10 |  | 10 | Residential | AC_Cooling | 0 |  |  |  |  | 300 | 175 | 0 | 0 | 0 | 125 | 468.19 |  | kW | 0.51324 | 38.41 | Residential |  | Winter Only | [5 empty] | 20 | 0.8 |  |  |  | 0 | 0 | 0 | 1 | 0 | 0 | 0 | 0 | 0 | 0 | 0 | 0 | 0 | 0 | 0 | 0 | 0 | 0 | 0 | 0 | 1 | 0 | 0 | 0 | 0 | 0 | 0 | 0 | 0 | 0 | 0 | 0 | 0 | 0 | 0 | 0 | 0 | 0 | 0 | 0 | [16 empty] | 1
0 | 316029-Single Family, Quality Insulation Installation, CZ 10 |  | 10 | Residential | AC_Cooling | 0 |  |  |  |  | 300 | 175 | 0 | 0 | 0 | 125 | 468.19 |  | kW | 0.51324 | 38.41 | Residential |  | Winter Only | [5 empty] | 20 | 0.8 |  |  |  | 0 | 0 | 0 | 1 | 0 | 0 | 0 | 0 | 0 | 0 | 0 | 0 | 0 | 0 | 0 | 0 | 0 | 0 | 0 | 0 | 1 | 0 | 0 | 0 | 0 | 0 | 0 | 0 | 0 | 0 | 0 | 0 | 0 | 0 | 0 | 0 | 0 | 0 | 0 | 0 | [16 empty] | 1
0 | 316029-Single Family, Quality Insulation Installation, CZ 10 |  | 10 | Residential | AC_Cooling | 0 |  |  |  |  | 300 | 175 | 0 | 0 | 0 | 125 | 468.19 |  | kW | 0.51324 | 38.41 | Residential |  | Winter Only | [5 empty] | 20 | 0.8 |  |  |  | 0 | 0 | 0 | 1 | 0 | 0 | 0 | 0 | 0 | 0 | 0 | 0 | 0 | 0 | 0 | 0 | 0 | 0 | 0 | 0 | 1 | 0 | 0 | 0 | 0 | 0 | 0 | 0 | 0 | 0 | 0 | 0 | 0 | 0 | 0 | 0 | 0 | 0 | 0 | 0 | [16 empty] | 1
0 | 316029-Single Family, Quality Insulation Installation, CZ 10 |  | 10 | Residential | AC_Cooling | 0 |  |  |  |  | 300 | 175 | 0 | 0 | 0 | 125 | 468.19 |  | kW | 0.51324 | 38.41 | Residential |  | Winter Only | [5 empty] | 20 | 0.8 |  |  |  | 0 | 0 | 0 | 1 | 0 | 0 | 0 | 0 | 0 | 0 | 0 | 0 | 0 | 0 | 0 | 0 | 0 | 0 | 0 | 0 | 1 | 0 | 0 | 0 | 0 | 0 | 0 | 0 | 0 | 0 | 0 | 0 | 0 | 0 | 0 | 0 | 0 | 0 | 0 | 0 | [16 empty] | 1
0 | 316029-Single Family, Quality Insulation Installation, CZ 10 |  | 10 | Residential | AC_Cooling | 0 |  |  |  |  | 300 | 175 | 0 | 0 | 0 | 125 | 468.19 |  | kW | 0.51324 | 38.41 | Residential |  | Winter Only | [5 empty] | 20 | 0.8 |  |  |  | 0 | 0 | 0 | 1 | 0 | 0 | 0 | 0 | 0 | 0 | 0 | 0 | 0 | 0 | 0 | 0 | 0 | 0 | 0 | 0 | 1 | 0 | 0 | 0 | 0 | 0 | 0 | 0 | 0 | 0 | 0 | 0 | 0 | 0 | 0 | 0 | 0 | 0 | 0 | 0 | [16 empty] | 1
0 | 316029-Single Family, Quality Insulation Installation, CZ 10 |  | 10 | Residential | AC_Cooling | 0 |  |  |  |  | 300 | 175 | 0 | 0 | 0 | 125 | 468.19 |  | kW | 0.51324 | 38.41 | Residential |  | Winter Only | [5 empty] | 20 | 0.8 |  |  |  | 0 | 0 | 0 | 1 | 0 | 0 | 0 | 0 | 0 | 0 | 0 | 0 | 0 | 0 | 0 | 0 | 0 | 0 | 0 | 0 | 1 | 0 | 0 | 0 | 0 | 0 | 0 | 0 | 0 | 0 | 0 | 0 | 0 | 0 | 0 | 0 | 0 | 0 | 0 | 0 | [16 empty] | 1
0 | 316029-Single Family, Quality Insulation Installation, CZ 10 |  | 10 | Residential | AC_Cooling | 0 |  |  |  |  | 300 | 175 | 0 | 0 | 0 | 125 | 468.19 |  | kW | 0.51324 | 38.41 | Residential |  | Winter Only | [5 empty] | 20 | 0.8 |  |  |  | 0 | 0 | 0 | 1 | 0 | 0 | 0 | 0 | 0 | 0 | 0 | 0 | 0 | 0 | 0 | 0 | 0 | 0 | 0 | 0 | 1 | 0 | 0 | 0 | 0 | 0 | 0 | 0 | 0 | 0 | 0 | 0 | 0 | 0 | 0 | 0 | 0 | 0 | 0 | 0 | [16 empty] | 1
0 | 316029-Single Family, Quality Insulation Installation, CZ 10 |  | 10 | Residential | AC_Cooling | 0 |  |  |  |  | 300 | 175 | 0 | 0 | 0 | 125 | 468.19 |  | kW | 0.51324 | 38.41 | Residential |  | Winter Only | [5 empty] | 20 | 0.8 |  |  |  | 0 | 0 | 0 | 1 | 0 | 0 | 0 | 0 | 0 | 0 | 0 | 0 | 0 | 0 | 0 | 0 | 0 | 0 | 0 | 0 | 1 | 0 | 0 | 0 | 0 | 0 | 0 | 0 | 0 | 0 | 0 | 0 | 0 | 0 | 0 | 0 | 0 | 0 | 0 | 0 | [16 empty] | 1
0 | 316029-Single Family, Quality Insulation Installation, CZ 10 |  | 10 | Residential | AC_Cooling | 0 |  |  |  |  | 300 | 175 | 0 | 0 | 0 | 125 | 468.19 |  | kW | 0.51324 | 38.41 | Residential |  | Winter Only | [5 empty] | 20 | 0.8 |  |  |  | 0 | 0 | 0 | 1 | 0 | 0 | 0 | 0 | 0 | 0 | 0 | 0 | 0 | 0 | 0 | 0 | 0 | 0 | 0 | 0 | 1 | 0 | 0 | 0 | 0 | 0 | 0 | 0 | 0 | 0 | 0 | 0 | 0 | 0 | 0 | 0 | 0 | 0 | 0 | 0 | [16 empty] | 1
0 | 316029-Single Family, Quality Insulation Installation, CZ 10 |  | 10 | Residential | AC_Cooling | 0 |  |  |  |  | 300 | 175 | 0 | 0 | 0 | 125 | 468.19 |  | kW | 0.51324 | 38.41 | Residential |  | Winter Only | [5 empty] | 20 | 0.8 |  |  |  | 0 | 0 | 0 | 1 | 0 | 0 | 0 | 0 | 0 | 0 | 0 | 0 | 0 | 0 | 0 | 0 | 0 | 0 | 0 | 0 | 1 | 0 | 0 | 0 | 0 | 0 | 0 | 0 | 0 | 0 | 0 | 0 | 0 | 0 | 0 | 0 | 0 | 0 | 0 | 0 | [16 empty] | 1
0 | 316029-Single Family, Quality Insulation Installation, CZ 10 |  | 10 | Residential | AC_Cooling | 0 |  |  |  |  | 300 | 175 | 0 | 0 | 0 | 125 | 468.19 |  | kW | 0.51324 | 38.41 | Residential |  | Winter Only | [5 empty] | 20 | 0.8 |  |  |  | 0 | 0 | 0 | 1 | 0 | 0 | 0 | 0 | 0 | 0 | 0 | 0 | 0 | 0 | 0 | 0 | 0 | 0 | 0 | 0 | 1 | 0 | 0 | 0 | 0 | 0 | 0 | 0 | 0 | 0 | 0 | 0 | 0 | 0 | 0 | 0 | 0 | 0 | 0 | 0 | [16 empty] | 1
0 | 316029-Single Family, Quality Insulation Installation, CZ 10 |  | 10 | Residential | AC_Cooling | 0 |  |  |  |  | 300 | 175 | 0 | 0 | 0 | 125 | 468.19 |  | kW | 0.51324 | 38.41 | Residential |  | Winter Only | [5 empty] | 20 | 0.8 |  |  |  | 0 | 0 | 0 | 1 | 0 | 0 | 0 | 0 | 0 | 0 | 0 | 0 | 0 | 0 | 0 | 0 | 0 | 0 | 0 | 0 | 1 | 0 | 0 | 0 | 0 | 0 | 0 | 0 | 0 | 0 | 0 | 0 | 0 | 0 | 0 | 0 | 0 | 0 | 0 | 0 | [16 empty] | 1
0 | 316029-Single Family, Quality Insulation Installation, CZ 10 |  | 10 | Residential | AC_Cooling | 0 |  |  |  |  | 300 | 175 | 0 | 0 | 0 | 125 | 468.19 |  | kW | 0.51324 | 38.41 | Residential |  | Winter Only | [5 empty] | 20 | 0.8 |  |  |  | 0 | 0 | 0 | 1 | 0 | 0 | 0 | 0 | 0 | 0 | 0 | 0 | 0 | 0 | 0 | 0 | 0 | 0 | 0 | 0 | 1 | 0 | 0 | 0 | 0 | 0 | 0 | 0 | 0 | 0 | 0 | 0 | 0 | 0 | 0 | 0 | 0 | 0 | 0 | 0 | [16 empty] | 1
0 | 316029-Single Family, Quality Insulation Installation, CZ 10 |  | 10 | Residential | AC_Cooling | 0 |  |  |  |  | 300 | 175 | 0 | 0 | 0 | 125 | 468.19 |  | kW | 0.51324 | 38.41 | Residential |  | Winter Only | [5 empty] | 20 | 0.8 |  |  |  | 0 | 0 | 0 | 1 | 0 | 0 | 0 | 0 | 0 | 0 | 0 | 0 | 0 | 0 | 0 | 0 | 0 | 0 | 0 | 0 | 1 | 0 | 0 | 0 | 0 | 0 | 0 | 0 | 0 | 0 | 0 | 0 | 0 | 0 | 0 | 0 | 0 | 0 | 0 | 0 | [16 empty] | 1
0 | 316029-Single Family, Quality Insulation Installation, CZ 10 |  | 10 | Residential | AC_Cooling | 0 |  |  |  |  | 300 | 175 | 0 | 0 | 0 | 125 | 468.19 |  | kW | 0.51324 | 38.41 | Residential |  | Winter Only | [5 empty] | 20 | 0.8 |  |  |  | 0 | 0 | 0 | 1 | 0 | 0 | 0 | 0 | 0 | 0 | 0 | 0 | 0 | 0 | 0 | 0 | 0 | 0 | 0 | 0 | 1 | 0 | 0 | 0 | 0 | 0 | 0 | 0 | 0 | 0 | 0 | 0 | 0 | 0 | 0 | 0 | 0 | 0 | 0 | 0 | [16 empty] | 1
0 | 316029-Single Family, Quality Insulation Installation, CZ 10 |  | 10 | Residential | AC_Cooling | 0 |  |  |  |  | 300 | 175 | 0 | 0 | 0 | 125 | 468.19 |  | kW | 0.51324 | 38.41 | Residential |  | Winter Only | [5 empty] | 20 | 0.8 |  |  |  | 0 | 0 | 0 | 1 | 0 | 0 | 0 | 0 | 0 | 0 | 0 | 0 | 0 | 0 | 0 | 0 | 0 | 0 | 0 | 0 | 1 | 0 | 0 | 0 | 0 | 0 | 0 | 0 | 0 | 0 | 0 | 0 | 0 | 0 | 0 | 0 | 0 | 0 | 0 | 0 | [16 empty] | 1
0 | 316029-Single Family, Quality Insulation Installation, CZ 10 |  | 10 | Residential | AC_Cooling | 0 |  |  |  |  | 300 | 175 | 0 | 0 | 0 | 125 | 468.19 |  | kW | 0.51324 | 38.41 | Residential |  | Winter Only | [5 empty] | 20 | 0.8 |  |  |  | 0 | 0 | 0 | 1 | 0 | 0 | 0 | 0 | 0 | 0 | 0 | 0 | 0 | 0 | 0 | 0 | 0 | 0 | 0 | 0 | 1 | 0 | 0 | 0 | 0 | 0 | 0 | 0 | 0 | 0 | 0 | 0 | 0 | 0 | 0 | 0 | 0 | 0 | 0 | 0 | [16 empty] | 1
0 | 316029-Single Family, Quality Insulation Installation, CZ 10 |  | 10 | Residential | AC_Cooling | 0 |  |  |  |  | 300 | 175 | 0 | 0 | 0 | 125 | 468.19 |  | kW | 0.51324 | 38.41 | Residential |  | Winter Only | [5 empty] | 20 | 0.8 |  |  |  | 0 | 0 | 0 | 1 | 0 | 0 | 0 | 0 | 0 | 0 | 0 | 0 | 0 | 0 | 0 | 0 | 0 | 0 | 0 | 0 | 1 | 0 | 0 | 0 | 0 | 0 | 0 | 0 | 0 | 0 | 0 | 0 | 0 | 0 | 0 | 0 | 0 | 0 | 0 | 0 | [16 empty] | 1
0 | 316029-Single Family, Quality Insulation Installation, CZ 10 |  | 10 | Residential | AC_Cooling | 0 |  |  |  |  | 300 | 175 | 0 | 0 | 0 | 125 | 468.19 |  | kW | 0.51324 | 38.41 | Residential |  | Winter Only | [5 empty] | 20 | 0.8 |  |  |  | 0 | 0 | 0 | 1 | 0 | 0 | 0 | 0 | 0 | 0 | 0 | 0 | 0 | 0 | 0 | 0 | 0 | 0 | 0 | 0 | 1 | 0 | 0 | 0 | 0 | 0 | 0 | 0 | 0 | 0 | 0 | 0 | 0 | 0 | 0 | 0 | 0 | 0 | 0 | 0 | [16 empty] | 1
0 | 316029-Single Family, Quality Insulation Installation, CZ 10 |  | 10 | Residential | AC_Cooling | 0 |  |  |  |  | 300 | 175 | 0 | 0 | 0 | 125 | 468.19 |  | kW | 0.51324 | 38.41 | Residential |  | Winter Only | [5 empty] | 20 | 0.8 |  |  |  | 0 | 0 | 0 | 1 | 0 | 0 | 0 | 0 | 0 | 0 | 0 | 0 | 0 | 0 | 0 | 0 | 0 | 0 | 0 | 0 | 1 | 0 | 0 | 0 | 0 | 0 | 0 | 0 | 0 | 0 | 0 | 0 | 0 | 0 | 0 | 0 | 0 | 0 | 0 | 0 | [16 empty] | 1
0 | 316029-Single Family, Quality Insulation Installation, CZ 10 |  | 10 | Residential | AC_Cooling | 0 |  |  |  |  | 300 | 175 | 0 | 0 | 0 | 125 | 468.19 |  | kW | 0.51324 | 38.41 | Residential |  | Winter Only | [5 empty] | 20 | 0.8 |  |  |  | 0 | 0 | 0 | 1 | 0 | 0 | 0 | 0 | 0 | 0 | 0 | 0 | 0 | 0 | 0 | 0 | 0 | 0 | 0 | 0 | 1 | 0 | 0 | 0 | 0 | 0 | 0 | 0 | 0 | 0 | 0 | 0 | 0 | 0 | 0 | 0 | 0 | 0 | 0 | 0 | [16 empty] | 1
0 | 316029-Single Family, Quality Insulation Installation, CZ 10 |  | 10 | Residential | AC_Cooling | 0 |  |  |  |  | 300 | 175 | 0 | 0 | 0 | 125 | 468.19 |  | kW | 0.51324 | 38.41 | Residential |  | Winter Only | [5 empty] | 20 | 0.8 |  |  |  | 0 | 0 | 0 | 1 | 0 | 0 | 0 | 0 | 0 | 0 | 0 | 0 | 0 | 0 | 0 | 0 | 0 | 0 | 0 | 0 | 1 | 0 | 0 | 0 | 0 | 0 | 0 | 0 | 0 | 0 | 0 | 0 | 0 | 0 | 0 | 0 | 0 | 0 | 0 | 0 | [16 empty] | 1
0 | 316029-Single Family, Quality Insulation Installation, CZ 10 |  | 10 | Residential | AC_Cooling | 0 |  |  |  |  | 300 | 175 | 0 | 0 | 0 | 125 | 468.19 |  | kW | 0.51324 | 38.41 | Residential |  | Winter Only | [5 empty] | 20 | 0.8 |  |  |  | 0 | 0 | 0 | 1 | 0 | 0 | 0 | 0 | 0 | 0 | 0 | 0 | 0 | 0 | 0 | 0 | 0 | 0 | 0 | 0 | 1 | 0 | 0 | 0 | 0 | 0 | 0 | 0 | 0 | 0 | 0 | 0 | 0 | 0 | 0 | 0 | 0 | 0 | 0 | 0 | [16 empty] | 1
0 | 316029-Single Family, Quality Insulation Installation, CZ 10 |  | 10 | Residential | AC_Cooling | 0 |  |  |  |  | 300 | 175 | 0 | 0 | 0 | 125 | 468.19 |  | kW | 0.51324 | 38.41 | Residential |  | Winter Only | [5 empty] | 20 | 0.8 |  |  |  | 0 | 0 | 0 | 1 | 0 | 0 | 0 | 0 | 0 | 0 | 0 | 0 | 0 | 0 | 0 | 0 | 0 | 0 | 0 | 0 | 1 | 0 | 0 | 0 | 0 | 0 | 0 | 0 | 0 | 0 | 0 | 0 | 0 | 0 | 0 | 0 | 0 | 0 | 0 | 0 | [16 empty] | 1
0 | 316029-Single Family, Quality Insulation Installation, CZ 10 |  | 10 | Residential | AC_Cooling | 0 |  |  |  |  | 300 | 175 | 0 | 0 | 0 | 125 | 468.19 |  | kW | 0.51324 | 38.41 | Residential |  | Winter Only | [5 empty] | 20 | 0.8 |  |  |  | 0 | 0 | 0 | 1 | 0 | 0 | 0 | 0 | 0 | 0 | 0 | 0 | 0 | 0 | 0 | 0 | 0 | 0 | 0 | 0 | 1 | 0 | 0 | 0 | 0 | 0 | 0 | 0 | 0 | 0 | 0 | 0 | 0 | 0 | 0 | 0 | 0 | 0 | 0 | 0 | [16 empty] | 1
0 | 316029-Single Family, Quality Insulation Installation, CZ 10 |  | 10 | Residential | AC_Cooling | 0 |  |  |  |  | 300 | 175 | 0 | 0 | 0 | 125 | 468.19 |  | kW | 0.51324 | 38.41 | Residential |  | Winter Only | [5 empty] | 20 | 0.8 |  |  |  | 0 | 0 | 0 | 1 | 0 | 0 | 0 | 0 | 0 | 0 | 0 | 0 | 0 | 0 | 0 | 0 | 0 | 0 | 0 | 0 | 1 | 0 | 0 | 0 | 0 | 0 | 0 | 0 | 0 | 0 | 0 | 0 | 0 | 0 | 0 | 0 | 0 | 0 | 0 | 0 | [16 empty] | 1
0 | 316029-Single Family, Quality Insulation Installation, CZ 10 |  | 10 | Residential | AC_Cooling | 0 |  |  |  |  | 300 | 175 | 0 | 0 | 0 | 125 | 468.19 |  | kW | 0.51324 | 38.41 | Residential |  | Winter Only | [5 empty] | 20 | 0.8 |  |  |  | 0 | 0 | 0 | 1 | 0 | 0 | 0 | 0 | 0 | 0 | 0 | 0 | 0 | 0 | 0 | 0 | 0 | 0 | 0 | 0 | 1 | 0 | 0 | 0 | 0 | 0 | 0 | 0 | 0 | 0 | 0 | 0 | 0 | 0 | 0 | 0 | 0 | 0 | 0 | 0 | [16 empty] | 1
0 | 316029-Single Family, Quality Insulation Installation, CZ 10 |  | 10 | Residential | AC_Cooling | 0 |  |  |  |  | 300 | 175 | 0 | 0 | 0 | 125 | 468.19 |  | kW | 0.51324 | 38.41 | Residential |  | Winter Only | [5 empty] | 20 | 0.8 |  |  |  | 0 | 0 | 0 | 1 | 0 | 0 | 0 | 0 | 0 | 0 | 0 | 0 | 0 | 0 | 0 | 0 | 0 | 0 | 0 | 0 | 1 | 0 | 0 | 0 | 0 | 0 | 0 | 0 | 0 | 0 | 0 | 0 | 0 | 0 | 0 | 0 | 0 | 0 | 0 | 0 | [16 empty] | 1
0 | 316029-Single Family, Quality Insulation Installation, CZ 10 |  | 10 | Residential | AC_Cooling | 0 |  |  |  |  | 300 | 175 | 0 | 0 | 0 | 125 | 468.19 |  | kW | 0.51324 | 38.41 | Residential |  | Winter Only | [5 empty] | 20 | 0.8 |  |  |  | 0 | 0 | 0 | 1 | 0 | 0 | 0 | 0 | 0 | 0 | 0 | 0 | 0 | 0 | 0 | 0 | 0 | 0 | 0 | 0 | 1 | 0 | 0 | 0 | 0 | 0 | 0 | 0 | 0 | 0 | 0 | 0 | 0 | 0 | 0 | 0 | 0 | 0 | 0 | 0 | [16 empty] | 1
0 | 316029-Single Family, Quality Insulation Installation, CZ 10 |  | 10 | Residential | AC_Cooling | 0 |  |  |  |  | 300 | 175 | 0 | 0 | 0 | 125 | 468.19 |  | kW | 0.51324 | 38.41 | Residential |  | Winter Only | [5 empty] | 20 | 0.8 |  |  |  | 0 | 0 | 0 | 1 | 0 | 0 | 0 | 0 | 0 | 0 | 0 | 0 | 0 | 0 | 0 | 0 | 0 | 0 | 0 | 0 | 1 | 0 | 0 | 0 | 0 | 0 | 0 | 0 | 0 | 0 | 0 | 0 | 0 | 0 | 0 | 0 | 0 | 0 | 0 | 0 | [16 empty] | 1
0 | 316029-Single Family, Quality Insulation Installation, CZ 10 |  | 10 | Residential | AC_Cooling | 0 |  |  |  |  | 300 | 175 | 0 | 0 | 0 | 125 | 468.19 |  | kW | 0.51324 | 38.41 | Residential |  | Winter Only | [5 empty] | 20 | 0.8 |  |  |  | 0 | 0 | 0 | 1 | 0 | 0 | 0 | 0 | 0 | 0 | 0 | 0 | 0 | 0 | 0 | 0 | 0 | 0 | 0 | 0 | 1 | 0 | 0 | 0 | 0 | 0 | 0 | 0 | 0 | 0 | 0 | 0 | 0 | 0 | 0 | 0 | 0 | 0 | 0 | 0 | [16 empty] | 1
0 | 316029-Single Family, Quality Insulation Installation, CZ 10 |  | 10 | Residential | AC_Cooling | 0 |  |  |  |  | 300 | 175 | 0 | 0 | 0 | 125 | 468.19 |  | kW | 0.51324 | 38.41 | Residential |  | Winter Only | [5 empty] | 20 | 0.8 |  |  |  | 0 | 0 | 0 | 1 | 0 | 0 | 0 | 0 | 0 | 0 | 0 | 0 | 0 | 0 | 0 | 0 | 0 | 0 | 0 | 0 | 1 | 0 | 0 | 0 | 0 | 0 | 0 | 0 | 0 | 0 | 0 | 0 | 0 | 0 | 0 | 0 | 0 | 0 | 0 | 0 | [16 empty] | 1
0 | 316029-Single Family, Quality Insulation Installation, CZ 10 |  | 10 | Residential | AC_Cooling | 0 |  |  |  |  | 300 | 175 | 0 | 0 | 0 | 125 | 468.19 |  | kW | 0.51324 | 38.41 | Residential |  | Winter Only | [5 empty] | 20 | 0.8 |  |  |  | 0 | 0 | 0 | 1 | 0 | 0 | 0 | 0 | 0 | 0 | 0 | 0 | 0 | 0 | 0 | 0 | 0 | 0 | 0 | 0 | 1 | 0 | 0 | 0 | 0 | 0 | 0 | 0 | 0 | 0 | 0 | 0 | 0 | 0 | 0 | 0 | 0 | 0 | 0 | 0 | [16 empty] | 1
0 | 316085-Multi-family, Tank Less Water Heater, CZ 6 |  | 6 | Residential | HorizAxisClothesWasher | 0 |  |  |  |  | 325 | 200 | 0 | 0 | 0 | 125 | 0 |  | kW | 0 | 15.34 | Residential |  | Annual | [5 empty] | 15 | 0.8 |  |  |  | 0 | 0 | 0 | 41 | 0 | 0 | 0 | 0 | 0 | 0 | 0 | 0 | 0 | 0 | 0 | 0 | 0 | 0 | 0 | 0 | 0 | 0 | 0 | 41 | 0 | 0 | 0 | 0 | 0 | 0 | 0 | 0 | 0 | 0 | 0 | 0 | 0 | 0 | 0 | 0 | [16 empty] | 41
0 | 316029-Single Family, Quality Insulation Installation, CZ 10 |  | 10 | Residential | AC_Cooling | 0 |  |  |  |  | 300 | 175 | 0 | 0 | 0 | 125 | 468.19 |  | kW | 0.51324 | 38.41 | Residential |  | Winter Only | [5 empty] | 20 | 0.8 |  |  |  | 0 | 0 | 0 | 1 | 0 | 0 | 0 | 0 | 0 | 0 | 0 | 0 | 0 | 0 | 0 | 0 | 0 | 0 | 0 | 0 | 1 | 0 | 0 | 0 | 0 | 0 | 0 | 0 | 0 | 0 | 0 | 0 | 0 | 0 | 0 | 0 | 0 | 0 | 0 | 0 | [16 empty] | 1
0 | 316029-Single Family, Quality Insulation Installation, CZ 10 |  | 10 | Residential | AC_Cooling | 0 |  |  |  |  | 300 | 175 | 0 | 0 | 0 | 125 | 468.19 |  | kW | 0.51324 | 38.41 | Residential |  | Winter Only | [5 empty] | 20 | 0.8 |  |  |  | 0 | 0 | 0 | 1 | 0 | 0 | 0 | 0 | 0 | 0 | 0 | 0 | 0 | 0 | 0 | 0 | 0 | 0 | 0 | 0 | 1 | 0 | 0 | 0 | 0 | 0 | 0 | 0 | 0 | 0 | 0 | 0 | 0 | 0 | 0 | 0 | 0 | 0 | 0 | 0 | [16 empty] | 1
0 | 316029-Single Family, Quality Insulation Installation, CZ 10 |  | 10 | Residential | AC_Cooling | 0 |  |  |  |  | 300 | 175 | 0 | 0 | 0 | 125 | 468.19 |  | kW | 0.51324 | 38.41 | Residential |  | Winter Only | [5 empty] | 20 | 0.8 |  |  |  | 0 | 0 | 0 | 1 | 0 | 0 | 0 | 0 | 0 | 0 | 0 | 0 | 0 | 0 | 0 | 0 | 0 | 0 | 0 | 0 | 1 | 0 | 0 | 0 | 0 | 0 | 0 | 0 | 0 | 0 | 0 | 0 | 0 | 0 | 0 | 0 | 0 | 0 | 0 | 0 | [16 empty] | 1
0 | 316029-Single Family, Quality Insulation Installation, CZ 10 |  | 10 | Residential | AC_Cooling | 0 |  |  |  |  | 300 | 175 | 0 | 0 | 0 | 125 | 468.19 |  | kW | 0.51324 | 38.41 | Residential |  | Winter Only | [5 empty] | 20 | 0.8 |  |  |  | 0 | 0 | 0 | 1 | 0 | 0 | 0 | 0 | 0 | 0 | 0 | 0 | 0 | 0 | 0 | 0 | 0 | 0 | 0 | 0 | 1 | 0 | 0 | 0 | 0 | 0 | 0 | 0 | 0 | 0 | 0 | 0 | 0 | 0 | 0 | 0 | 0 | 0 | 0 | 0 | [16 empty] | 1
0 | 316029-Single Family, Quality Insulation Installation, CZ 10 |  | 10 | Residential | AC_Cooling | 0 |  |  |  |  | 300 | 175 | 0 | 0 | 0 | 125 | 468.19 |  | kW | 0.51324 | 38.41 | Residential |  | Winter Only | [5 empty] | 20 | 0.8 |  |  |  | 0 | 0 | 0 | 1 | 0 | 0 | 0 | 0 | 0 | 0 | 0 | 0 | 0 | 0 | 0 | 0 | 0 | 0 | 0 | 0 | 1 | 0 | 0 | 0 | 0 | 0 | 0 | 0 | 0 | 0 | 0 | 0 | 0 | 0 | 0 | 0 | 0 | 0 | 0 | 0 | [16 empty] | 1
0 | 316029-Single Family, Quality Insulation Installation, CZ 10 |  | 10 | Residential | AC_Cooling | 0 |  |  |  |  | 300 | 175 | 0 | 0 | 0 | 125 | 468.19 |  | kW | 0.51324 | 38.41 | Residential |  | Winter Only | [5 empty] | 20 | 0.8 |  |  |  | 0 | 0 | 0 | 1 | 0 | 0 | 0 | 0 | 0 | 0 | 0 | 0 | 0 | 0 | 0 | 0 | 0 | 0 | 0 | 0 | 1 | 0 | 0 | 0 | 0 | 0 | 0 | 0 | 0 | 0 | 0 | 0 | 0 | 0 | 0 | 0 | 0 | 0 | 0 | 0 | [16 empty] | 1
0 | 316029-Single Family, Quality Insulation Installation, CZ 10 |  | 10 | Residential | AC_Cooling | 0 |  |  |  |  | 300 | 175 | 0 | 0 | 0 | 125 | 468.19 |  | kW | 0.51324 | 38.41 | Residential |  | Winter Only | [5 empty] | 20 | 0.8 |  |  |  | 0 | 0 | 0 | 1 | 0 | 0 | 0 | 0 | 0 | 0 | 0 | 0 | 0 | 0 | 0 | 0 | 0 | 0 | 0 | 0 | 1 | 0 | 0 | 0 | 0 | 0 | 0 | 0 | 0 | 0 | 0 | 0 | 0 | 0 | 0 | 0 | 0 | 0 | 0 | 0 | [16 empty] | 1
0 | 316029-Single Family, Quality Insulation Installation, CZ 10 |  | 10 | Residential | AC_Cooling | 0 |  |  |  |  | 300 | 175 | 0 | 0 | 0 | 125 | 468.19 |  | kW | 0.51324 | 38.41 | Residential |  | Winter Only | [5 empty] | 20 | 0.8 |  |  |  | 0 | 0 | 0 | 1 | 0 | 0 | 0 | 0 | 0 | 0 | 0 | 0 | 0 | 0 | 0 | 0 | 0 | 0 | 0 | 0 | 1 | 0 | 0 | 0 | 0 | 0 | 0 | 0 | 0 | 0 | 0 | 0 | 0 | 0 | 0 | 0 | 0 | 0 | 0 | 0 | [16 empty] | 1
0 | 316029-Single Family, Quality Insulation Installation, CZ 10 |  | 10 | Residential | AC_Cooling | 0 |  |  |  |  | 300 | 175 | 0 | 0 | 0 | 125 | 468.19 |  | kW | 0.51324 | 38.41 | Residential |  | Winter Only | [5 empty] | 20 | 0.8 |  |  |  | 0 | 0 | 0 | 1 | 0 | 0 | 0 | 0 | 0 | 0 | 0 | 0 | 0 | 0 | 0 | 0 | 0 | 0 | 0 | 0 | 1 | 0 | 0 | 0 | 0 | 0 | 0 | 0 | 0 | 0 | 0 | 0 | 0 | 0 | 0 | 0 | 0 | 0 | 0 | 0 | [16 empty] | 1
0 | 316029-Single Family, Quality Insulation Installation, CZ 10 |  | 10 | Residential | AC_Cooling | 0 |  |  |  |  | 300 | 175 | 0 | 0 | 0 | 125 | 468.19 |  | kW | 0.51324 | 38.41 | Residential |  | Winter Only | [5 empty] | 20 | 0.8 |  |  |  | 0 | 0 | 0 | 1 | 0 | 0 | 0 | 0 | 0 | 0 | 0 | 0 | 0 | 0 | 0 | 0 | 0 | 0 | 0 | 0 | 1 | 0 | 0 | 0 | 0 | 0 | 0 | 0 | 0 | 0 | 0 | 0 | 0 | 0 | 0 | 0 | 0 | 0 | 0 | 0 | [16 empty] | 1
0 | 316029-Single Family, Quality Insulation Installation, CZ 10 |  | 10 | Residential | AC_Cooling | 0 |  |  |  |  | 300 | 175 | 0 | 0 | 0 | 125 | 468.19 |  | kW | 0.51324 | 38.41 | Residential |  | Winter Only | [5 empty] | 20 | 0.8 |  |  |  | 0 | 0 | 0 | 1 | 0 | 0 | 0 | 0 | 0 | 0 | 0 | 0 | 0 | 0 | 0 | 0 | 0 | 0 | 0 | 0 | 1 | 0 | 0 | 0 | 0 | 0 | 0 | 0 | 0 | 0 | 0 | 0 | 0 | 0 | 0 | 0 | 0 | 0 | 0 | 0 | [16 empty] | 1
0 | 316029-Single Family, Quality Insulation Installation, CZ 10 |  | 10 | Residential | AC_Cooling | 0 |  |  |  |  | 300 | 175 | 0 | 0 | 0 | 125 | 468.19 |  | kW | 0.51324 | 38.41 | Residential |  | Winter Only | [5 empty] | 20 | 0.8 |  |  |  | 0 | 0 | 0 | 1 | 0 | 0 | 0 | 0 | 0 | 0 | 0 | 0 | 0 | 0 | 0 | 0 | 0 | 0 | 0 | 0 | 1 | 0 | 0 | 0 | 0 | 0 | 0 | 0 | 0 | 0 | 0 | 0 | 0 | 0 | 0 | 0 | 0 | 0 | 0 | 0 | [16 empty] | 1
0 | 316029-Single Family, Quality Insulation Installation, CZ 10 |  | 10 | Residential | AC_Cooling | 0 |  |  |  |  | 300 | 175 | 0 | 0 | 0 | 125 | 468.19 |  | kW | 0.51324 | 38.41 | Residential |  | Winter Only | [5 empty] | 20 | 0.8 |  |  |  | 0 | 0 | 0 | 1 | 0 | 0 | 0 | 0 | 0 | 0 | 0 | 0 | 0 | 0 | 0 | 0 | 0 | 0 | 0 | 0 | 1 | 0 | 0 | 0 | 0 | 0 | 0 | 0 | 0 | 0 | 0 | 0 | 0 | 0 | 0 | 0 | 0 | 0 | 0 | 0 | [16 empty] | 1
0 | 316029-Single Family, Quality Insulation Installation, CZ 10 |  | 10 | Residential | AC_Cooling | 0 |  |  |  |  | 300 | 175 | 0 | 0 | 0 | 125 | 468.19 |  | kW | 0.51324 | 38.41 | Residential |  | Winter Only | [5 empty] | 20 | 0.8 |  |  |  | 0 | 0 | 0 | 1 | 0 | 0 | 0 | 0 | 0 | 0 | 0 | 0 | 0 | 0 | 0 | 0 | 0 | 0 | 0 | 0 | 1 | 0 | 0 | 0 | 0 | 0 | 0 | 0 | 0 | 0 | 0 | 0 | 0 | 0 | 0 | 0 | 0 | 0 | 0 | 0 | [16 empty] | 1
0 | 316029-Single Family, Quality Insulation Installation, CZ 10 |  | 10 | Residential | AC_Cooling | 0 |  |  |  |  | 300 | 175 | 0 | 0 | 0 | 125 | 468.19 |  | kW | 0.51324 | 38.41 | Residential |  | Winter Only | [5 empty] | 20 | 0.8 |  |  |  | 0 | 0 | 0 | 1 | 0 | 0 | 0 | 0 | 0 | 0 | 0 | 0 | 0 | 0 | 0 | 0 | 0 | 0 | 0 | 0 | 1 | 0 | 0 | 0 | 0 | 0 | 0 | 0 | 0 | 0 | 0 | 0 | 0 | 0 | 0 | 0 | 0 | 0 | 0 | 0 | [16 empty] | 1
0 | 316029-Single Family, Quality Insulation Installation, CZ 10 |  | 10 | Residential | AC_Cooling | 0 |  |  |  |  | 300 | 175 | 0 | 0 | 0 | 125 | 468.19 |  | kW | 0.51324 | 38.41 | Residential |  | Winter Only | [5 empty] | 20 | 0.8 |  |  |  | 0 | 0 | 0 | 1 | 0 | 0 | 0 | 0 | 0 | 0 | 0 | 0 | 0 | 0 | 0 | 0 | 0 | 0 | 0 | 0 | 1 | 0 | 0 | 0 | 0 | 0 | 0 | 0 | 0 | 0 | 0 | 0 | 0 | 0 | 0 | 0 | 0 | 0 | 0 | 0 | [16 empty] | 1
0 | 316029-Single Family, Quality Insulation Installation, CZ 10 |  | 10 | Residential | AC_Cooling | 0 |  |  |  |  | 300 | 175 | 0 | 0 | 0 | 125 | 468.19 |  | kW | 0.51324 | 38.41 | Residential |  | Winter Only | [5 empty] | 20 | 0.8 |  |  |  | 0 | 0 | 0 | 1 | 0 | 0 | 0 | 0 | 0 | 0 | 0 | 0 | 0 | 0 | 0 | 0 | 0 | 0 | 0 | 0 | 1 | 0 | 0 | 0 | 0 | 0 | 0 | 0 | 0 | 0 | 0 | 0 | 0 | 0 | 0 | 0 | 0 | 0 | 0 | 0 | [16 empty] | 1
0 | 316029-Single Family, Quality Insulation Installation, CZ 10 |  | 10 | Residential | AC_Cooling | 0 |  |  |  |  | 300 | 175 | 0 | 0 | 0 | 125 | 468.19 |  | kW | 0.51324 | 38.41 | Residential |  | Winter Only | [5 empty] | 20 | 0.8 |  |  |  | 0 | 0 | 0 | 1 | 0 | 0 | 0 | 0 | 0 | 0 | 0 | 0 | 0 | 0 | 0 | 0 | 0 | 0 | 0 | 0 | 1 | 0 | 0 | 0 | 0 | 0 | 0 | 0 | 0 | 0 | 0 | 0 | 0 | 0 | 0 | 0 | 0 | 0 | 0 | 0 | [16 empty] | 1
0 | 316029-Single Family, Quality Insulation Installation, CZ 10 |  | 10 | Residential | AC_Cooling | 0 |  |  |  |  | 300 | 175 | 0 | 0 | 0 | 125 | 468.19 |  | kW | 0.51324 | 38.41 | Residential |  | Winter Only | [5 empty] | 20 | 0.8 |  |  |  | 0 | 0 | 0 | 1 | 0 | 0 | 0 | 0 | 0 | 0 | 0 | 0 | 0 | 0 | 0 | 0 | 0 | 0 | 0 | 0 | 1 | 0 | 0 | 0 | 0 | 0 | 0 | 0 | 0 | 0 | 0 | 0 | 0 | 0 | 0 | 0 | 0 | 0 | 0 | 0 | [16 empty] | 1
0 | 316029-Single Family, Quality Insulation Installation, CZ 10 |  | 10 | Residential | AC_Cooling | 0 |  |  |  |  | 300 | 175 | 0 | 0 | 0 | 125 | 468.19 |  | kW | 0.51324 | 38.41 | Residential |  | Winter Only | [5 empty] | 20 | 0.8 |  |  |  | 0 | 0 | 0 | 1 | 0 | 0 | 0 | 0 | 0 | 0 | 0 | 0 | 0 | 0 | 0 | 0 | 0 | 0 | 0 | 0 | 1 | 0 | 0 | 0 | 0 | 0 | 0 | 0 | 0 | 0 | 0 | 0 | 0 | 0 | 0 | 0 | 0 | 0 | 0 | 0 | [16 empty] | 1
0 | 316029-Single Family, Quality Insulation Installation, CZ 10 |  | 10 | Residential | AC_Cooling | 0 |  |  |  |  | 300 | 175 | 0 | 0 | 0 | 125 | 468.19 |  | kW | 0.51324 | 38.41 | Residential |  | Winter Only | [5 empty] | 20 | 0.8 |  |  |  | 0 | 0 | 0 | 1 | 0 | 0 | 0 | 0 | 0 | 0 | 0 | 0 | 0 | 0 | 0 | 0 | 0 | 0 | 0 | 0 | 1 | 0 | 0 | 0 | 0 | 0 | 0 | 0 | 0 | 0 | 0 | 0 | 0 | 0 | 0 | 0 | 0 | 0 | 0 | 0 | [16 empty] | 1
0 | 316029-Single Family, Quality Insulation Installation, CZ 10 |  | 10 | Residential | AC_Cooling | 0 |  |  |  |  | 300 | 175 | 0 | 0 | 0 | 125 | 468.19 |  | kW | 0.51324 | 38.41 | Residential |  | Winter Only | [5 empty] | 20 | 0.8 |  |  |  | 0 | 0 | 0 | 1 | 0 | 0 | 0 | 0 | 0 | 0 | 0 | 0 | 0 | 0 | 0 | 0 | 0 | 0 | 0 | 0 | 1 | 0 | 0 | 0 | 0 | 0 | 0 | 0 | 0 | 0 | 0 | 0 | 0 | 0 | 0 | 0 | 0 | 0 | 0 | 0 | [16 empty] | 1
0 | 316029-Single Family, Quality Insulation Installation, CZ 10 |  | 10 | Residential | AC_Cooling | 0 |  |  |  |  | 300 | 175 | 0 | 0 | 0 | 125 | 468.19 |  | kW | 0.51324 | 38.41 | Residential |  | Winter Only | [5 empty] | 20 | 0.8 |  |  |  | 0 | 0 | 0 | 1 | 0 | 0 | 0 | 0 | 0 | 0 | 0 | 0 | 0 | 0 | 0 | 0 | 0 | 0 | 0 | 0 | 1 | 0 | 0 | 0 | 0 | 0 | 0 | 0 | 0 | 0 | 0 | 0 | 0 | 0 | 0 | 0 | 0 | 0 | 0 | 0 | [16 empty] | 1
0 | 316029-Single Family, Quality Insulation Installation, CZ 10 |  | 10 | Residential | AC_Cooling | 0 |  |  |  |  | 300 | 175 | 0 | 0 | 0 | 125 | 468.19 |  | kW | 0.51324 | 38.41 | Residential |  | Winter Only | [5 empty] | 20 | 0.8 |  |  |  | 0 | 0 | 0 | 1 | 0 | 0 | 0 | 0 | 0 | 0 | 0 | 0 | 0 | 0 | 0 | 0 | 0 | 0 | 0 | 0 | 1 | 0 | 0 | 0 | 0 | 0 | 0 | 0 | 0 | 0 | 0 | 0 | 0 | 0 | 0 | 0 | 0 | 0 | 0 | 0 | [16 empty] | 1
0 | 316029-Single Family, Quality Insulation Installation, CZ 10 |  | 10 | Residential | AC_Cooling | 0 |  |  |  |  | 300 | 175 | 0 | 0 | 0 | 125 | 468.19 |  | kW | 0.51324 | 38.41 | Residential |  | Winter Only | [5 empty] | 20 | 0.8 |  |  |  | 0 | 0 | 0 | 1 | 0 | 0 | 0 | 0 | 0 | 0 | 0 | 0 | 0 | 0 | 0 | 0 | 0 | 0 | 0 | 0 | 1 | 0 | 0 | 0 | 0 | 0 | 0 | 0 | 0 | 0 | 0 | 0 | 0 | 0 | 0 | 0 | 0 | 0 | 0 | 0 | [16 empty] | 1
0 | 316029-Single Family, Quality Insulation Installation, CZ 10 |  | 10 | Residential | AC_Cooling | 0 |  |  |  |  | 300 | 175 | 0 | 0 | 0 | 125 | 468.19 |  | kW | 0.51324 | 38.41 | Residential |  | Winter Only | [5 empty] | 20 | 0.8 |  |  |  | 0 | 0 | 0 | 1 | 0 | 0 | 0 | 0 | 0 | 0 | 0 | 0 | 0 | 0 | 0 | 0 | 0 | 0 | 0 | 0 | 1 | 0 | 0 | 0 | 0 | 0 | 0 | 0 | 0 | 0 | 0 | 0 | 0 | 0 | 0 | 0 | 0 | 0 | 0 | 0 | [16 empty] | 1
0 | 316029-Single Family, Quality Insulation Installation, CZ 10 |  | 10 | Residential | AC_Cooling | 0 |  |  |  |  | 300 | 175 | 0 | 0 | 0 | 125 | 468.19 |  | kW | 0.51324 | 38.41 | Residential |  | Winter Only | [5 empty] | 20 | 0.8 |  |  |  | 0 | 0 | 0 | 1 | 0 | 0 | 0 | 0 | 0 | 0 | 0 | 0 | 0 | 0 | 0 | 0 | 0 | 0 | 0 | 0 | 1 | 0 | 0 | 0 | 0 | 0 | 0 | 0 | 0 | 0 | 0 | 0 | 0 | 0 | 0 | 0 | 0 | 0 | 0 | 0 | [16 empty] | 1
0 | 316029-Single Family, Quality Insulation Installation, CZ 10 |  | 10 | Residential | AC_Cooling | 0 |  |  |  |  | 300 | 175 | 0 | 0 | 0 | 125 | 468.19 |  | kW | 0.51324 | 38.41 | Residential |  | Winter Only | [5 empty] | 20 | 0.8 |  |  |  | 0 | 0 | 0 | 1 | 0 | 0 | 0 | 0 | 0 | 0 | 0 | 0 | 0 | 0 | 0 | 0 | 0 | 0 | 0 | 0 | 1 | 0 | 0 | 0 | 0 | 0 | 0 | 0 | 0 | 0 | 0 | 0 | 0 | 0 | 0 | 0 | 0 | 0 | 0 | 0 | [16 empty] | 1
0 | 316029-Single Family, Quality Insulation Installation, CZ 10 |  | 10 | Residential | AC_Cooling | 0 |  |  |  |  | 300 | 175 | 0 | 0 | 0 | 125 | 468.19 |  | kW | 0.51324 | 38.41 | Residential |  | Winter Only | [5 empty] | 20 | 0.8 |  |  |  | 0 | 0 | 0 | 1 | 0 | 0 | 0 | 0 | 0 | 0 | 0 | 0 | 0 | 0 | 0 | 0 | 0 | 0 | 0 | 0 | 1 | 0 | 0 | 0 | 0 | 0 | 0 | 0 | 0 | 0 | 0 | 0 | 0 | 0 | 0 | 0 | 0 | 0 | 0 | 0 | [16 empty] | 1
0 | 316029-Single Family, Quality Insulation Installation, CZ 10 |  | 10 | Residential | AC_Cooling | 0 |  |  |  |  | 300 | 175 | 0 | 0 | 0 | 125 | 468.19 |  | kW | 0.51324 | 38.41 | Residential |  | Winter Only | [5 empty] | 20 | 0.8 |  |  |  | 0 | 0 | 0 | 1 | 0 | 0 | 0 | 0 | 0 | 0 | 0 | 0 | 0 | 0 | 0 | 0 | 0 | 0 | 0 | 0 | 1 | 0 | 0 | 0 | 0 | 0 | 0 | 0 | 0 | 0 | 0 | 0 | 0 | 0 | 0 | 0 | 0 | 0 | 0 | 0 | [16 empty] | 1
0 | 316029-Single Family, Quality Insulation Installation, CZ 10 |  | 10 | Residential | AC_Cooling | 0 |  |  |  |  | 300 | 175 | 0 | 0 | 0 | 125 | 468.19 |  | kW | 0.51324 | 38.41 | Residential |  | Winter Only | [5 empty] | 20 | 0.8 |  |  |  | 0 | 0 | 0 | 1 | 0 | 0 | 0 | 0 | 0 | 0 | 0 | 0 | 0 | 0 | 0 | 0 | 0 | 0 | 0 | 0 | 1 | 0 | 0 | 0 | 0 | 0 | 0 | 0 | 0 | 0 | 0 | 0 | 0 | 0 | 0 | 0 | 0 | 0 | 0 | 0 | [16 empty] | 1
0 | 316029-Single Family, Quality Insulation Installation, CZ 10 |  | 10 | Residential | AC_Cooling | 0 |  |  |  |  | 300 | 175 | 0 | 0 | 0 | 125 | 468.19 |  | kW | 0.51324 | 38.41 | Residential |  | Winter Only | [5 empty] | 20 | 0.8 |  |  |  | 0 | 0 | 0 | 1 | 0 | 0 | 0 | 0 | 0 | 0 | 0 | 0 | 0 | 0 | 0 | 0 | 0 | 0 | 0 | 0 | 1 | 0 | 0 | 0 | 0 | 0 | 0 | 0 | 0 | 0 | 0 | 0 | 0 | 0 | 0 | 0 | 0 | 0 | 0 | 0 | [16 empty] | 1
0 | 316029-Single Family, Quality Insulation Installation, CZ 10 |  | 10 | Residential | AC_Cooling | 0 |  |  |  |  | 300 | 175 | 0 | 0 | 0 | 125 | 468.19 |  | kW | 0.51324 | 38.41 | Residential |  | Winter Only | [5 empty] | 20 | 0.8 |  |  |  | 0 | 0 | 0 | 1 | 0 | 0 | 0 | 0 | 0 | 0 | 0 | 0 | 0 | 0 | 0 | 0 | 0 | 0 | 0 | 0 | 1 | 0 | 0 | 0 | 0 | 0 | 0 | 0 | 0 | 0 | 0 | 0 | 0 | 0 | 0 | 0 | 0 | 0 | 0 | 0 | [16 empty] | 1
0 | 316029-Single Family, Quality Insulation Installation, CZ 10 |  | 10 | Residential | AC_Cooling | 0 |  |  |  |  | 300 | 175 | 0 | 0 | 0 | 125 | 468.19 |  | kW | 0.51324 | 38.41 | Residential |  | Winter Only | [5 empty] | 20 | 0.8 |  |  |  | 0 | 0 | 0 | 1 | 0 | 0 | 0 | 0 | 0 | 0 | 0 | 0 | 0 | 0 | 0 | 0 | 0 | 0 | 0 | 0 | 1 | 0 | 0 | 0 | 0 | 0 | 0 | 0 | 0 | 0 | 0 | 0 | 0 | 0 | 0 | 0 | 0 | 0 | 0 | 0 | [16 empty] | 1
0 | 316029-Single Family, Quality Insulation Installation, CZ 10 |  | 10 | Residential | AC_Cooling | 0 |  |  |  |  | 300 | 175 | 0 | 0 | 0 | 125 | 468.19 |  | kW | 0.51324 | 38.41 | Residential |  | Winter Only | [5 empty] | 20 | 0.8 |  |  |  | 0 | 0 | 0 | 1 | 0 | 0 | 0 | 0 | 0 | 0 | 0 | 0 | 0 | 0 | 0 | 0 | 0 | 0 | 0 | 0 | 1 | 0 | 0 | 0 | 0 | 0 | 0 | 0 | 0 | 0 | 0 | 0 | 0 | 0 | 0 | 0 | 0 | 0 | 0 | 0 | [16 empty] | 1
0 | 316029-Single Family, Quality Insulation Installation, CZ 10 |  | 10 | Residential | AC_Cooling | 0 |  |  |  |  | 300 | 175 | 0 | 0 | 0 | 125 | 468.19 |  | kW | 0.51324 | 38.41 | Residential |  | Winter Only | [5 empty] | 20 | 0.8 |  |  |  | 0 | 0 | 0 | 1 | 0 | 0 | 0 | 0 | 0 | 0 | 0 | 0 | 0 | 0 | 0 | 0 | 0 | 0 | 0 | 0 | 1 | 0 | 0 | 0 | 0 | 0 | 0 | 0 | 0 | 0 | 0 | 0 | 0 | 0 | 0 | 0 | 0 | 0 | 0 | 0 | [16 empty] | 1
0 | 316029-Single Family, Quality Insulation Installation, CZ 10 |  | 10 | Residential | AC_Cooling | 0 |  |  |  |  | 300 | 175 | 0 | 0 | 0 | 125 | 468.19 |  | kW | 0.51324 | 38.41 | Residential |  | Winter Only | [5 empty] | 20 | 0.8 |  |  |  | 0 | 0 | 0 | 1 | 0 | 0 | 0 | 0 | 0 | 0 | 0 | 0 | 0 | 0 | 0 | 0 | 0 | 0 | 0 | 0 | 1 | 0 | 0 | 0 | 0 | 0 | 0 | 0 | 0 | 0 | 0 | 0 | 0 | 0 | 0 | 0 | 0 | 0 | 0 | 0 | [16 empty] | 1
0 | 316029-Single Family, Quality Insulation Installation, CZ 10 |  | 10 | Residential | AC_Cooling | 0 |  |  |  |  | 300 | 175 | 0 | 0 | 0 | 125 | 468.19 |  | kW | 0.51324 | 38.41 | Residential |  | Winter Only | [5 empty] | 20 | 0.8 |  |  |  | 0 | 0 | 0 | 1 | 0 | 0 | 0 | 0 | 0 | 0 | 0 | 0 | 0 | 0 | 0 | 0 | 0 | 0 | 0 | 0 | 1 | 0 | 0 | 0 | 0 | 0 | 0 | 0 | 0 | 0 | 0 | 0 | 0 | 0 | 0 | 0 | 0 | 0 | 0 | 0 | [16 empty] | 1
0 | 316029-Single Family, Quality Insulation Installation, CZ 10 |  | 10 | Residential | AC_Cooling | 0 |  |  |  |  | 300 | 175 | 0 | 0 | 0 | 125 | 468.19 |  | kW | 0.51324 | 38.41 | Residential |  | Winter Only | [5 empty] | 20 | 0.8 |  |  |  | 0 | 0 | 0 | 1 | 0 | 0 | 0 | 0 | 0 | 0 | 0 | 0 | 0 | 0 | 0 | 0 | 0 | 0 | 0 | 0 | 1 | 0 | 0 | 0 | 0 | 0 | 0 | 0 | 0 | 0 | 0 | 0 | 0 | 0 | 0 | 0 | 0 | 0 | 0 | 0 | [16 empty] | 1
0 | 316029-Single Family, Quality Insulation Installation, CZ 10 |  | 10 | Residential | AC_Cooling | 0 |  |  |  |  | 300 | 175 | 0 | 0 | 0 | 125 | 468.19 |  | kW | 0.51324 | 38.41 | Residential |  | Winter Only | [5 empty] | 20 | 0.8 |  |  |  | 0 | 0 | 0 | 1 | 0 | 0 | 0 | 0 | 0 | 0 | 0 | 0 | 0 | 0 | 0 | 0 | 0 | 0 | 0 | 0 | 1 | 0 | 0 | 0 | 0 | 0 | 0 | 0 | 0 | 0 | 0 | 0 | 0 | 0 | 0 | 0 | 0 | 0 | 0 | 0 | [16 empty] | 1
0 | 316029-Single Family, Quality Insulation Installation, CZ 10 |  | 10 | Residential | AC_Cooling | 0 |  |  |  |  | 300 | 175 | 0 | 0 | 0 | 125 | 468.19 |  | kW | 0.51324 | 38.41 | Residential |  | Winter Only | [5 empty] | 20 | 0.8 |  |  |  | 0 | 0 | 0 | 1 | 0 | 0 | 0 | 0 | 0 | 0 | 0 | 0 | 0 | 0 | 0 | 0 | 0 | 0 | 0 | 0 | 1 | 0 | 0 | 0 | 0 | 0 | 0 | 0 | 0 | 0 | 0 | 0 | 0 | 0 | 0 | 0 | 0 | 0 | 0 | 0 | [16 empty] | 1
0 | 316029-Single Family, Quality Insulation Installation, CZ 10 |  | 10 | Residential | AC_Cooling | 0 |  |  |  |  | 300 | 175 | 0 | 0 | 0 | 125 | 468.19 |  | kW | 0.51324 | 38.41 | Residential |  | Winter Only | [5 empty] | 20 | 0.8 |  |  |  | 0 | 0 | 0 | 1 | 0 | 0 | 0 | 0 | 0 | 0 | 0 | 0 | 0 | 0 | 0 | 0 | 0 | 0 | 0 | 0 | 1 | 0 | 0 | 0 | 0 | 0 | 0 | 0 | 0 | 0 | 0 | 0 | 0 | 0 | 0 | 0 | 0 | 0 | 0 | 0 | [16 empty] | 1
0 | 316029-Single Family, Quality Insulation Installation, CZ 10 |  | 10 | Residential | AC_Cooling | 0 |  |  |  |  | 300 | 175 | 0 | 0 | 0 | 125 | 468.19 |  | kW | 0.51324 | 38.41 | Residential |  | Winter Only | [5 empty] | 20 | 0.8 |  |  |  | 0 | 0 | 0 | 1 | 0 | 0 | 0 | 0 | 0 | 0 | 0 | 0 | 0 | 0 | 0 | 0 | 0 | 0 | 0 | 0 | 1 | 0 | 0 | 0 | 0 | 0 | 0 | 0 | 0 | 0 | 0 | 0 | 0 | 0 | 0 | 0 | 0 | 0 | 0 | 0 | [16 empty] | 1
0 | 316029-Single Family, Quality Insulation Installation, CZ 10 |  | 10 | Residential | AC_Cooling | 0 |  |  |  |  | 300 | 175 | 0 | 0 | 0 | 125 | 468.19 |  | kW | 0.51324 | 38.41 | Residential |  | Winter Only | [5 empty] | 20 | 0.8 |  |  |  | 0 | 0 | 0 | 1 | 0 | 0 | 0 | 0 | 0 | 0 | 0 | 0 | 0 | 0 | 0 | 0 | 0 | 0 | 0 | 0 | 1 | 0 | 0 | 0 | 0 | 0 | 0 | 0 | 0 | 0 | 0 | 0 | 0 | 0 | 0 | 0 | 0 | 0 | 0 | 0 | [16 empty] | 1
0 | 316029-Single Family, Quality Insulation Installation, CZ 10 |  | 10 | Residential | AC_Cooling | 0 |  |  |  |  | 300 | 175 | 0 | 0 | 0 | 125 | 468.19 |  | kW | 0.51324 | 38.41 | Residential |  | Winter Only | [5 empty] | 20 | 0.8 |  |  |  | 0 | 0 | 0 | 1 | 0 | 0 | 0 | 0 | 0 | 0 | 0 | 0 | 0 | 0 | 0 | 0 | 0 | 0 | 0 | 0 | 1 | 0 | 0 | 0 | 0 | 0 | 0 | 0 | 0 | 0 | 0 | 0 | 0 | 0 | 0 | 0 | 0 | 0 | 0 | 0 | [16 empty] | 1
0 | 316029-Single Family, Quality Insulation Installation, CZ 10 |  | 10 | Residential | AC_Cooling | 0 |  |  |  |  | 300 | 175 | 0 | 0 | 0 | 125 | 468.19 |  | kW | 0.51324 | 38.41 | Residential |  | Winter Only | [5 empty] | 20 | 0.8 |  |  |  | 0 | 0 | 0 | 1 | 0 | 0 | 0 | 0 | 0 | 0 | 0 | 0 | 0 | 0 | 0 | 0 | 0 | 0 | 0 | 0 | 1 | 0 | 0 | 0 | 0 | 0 | 0 | 0 | 0 | 0 | 0 | 0 | 0 | 0 | 0 | 0 | 0 | 0 | 0 | 0 | [16 empty] | 1
0 | 316029-Single Family, Quality Insulation Installation, CZ 10 |  | 10 | Residential | AC_Cooling | 0 |  |  |  |  | 300 | 175 | 0 | 0 | 0 | 125 | 468.19 |  | kW | 0.51324 | 38.41 | Residential |  | Winter Only | [5 empty] | 20 | 0.8 |  |  |  | 0 | 0 | 0 | 1 | 0 | 0 | 0 | 0 | 0 | 0 | 0 | 0 | 0 | 0 | 0 | 0 | 0 | 0 | 0 | 0 | 1 | 0 | 0 | 0 | 0 | 0 | 0 | 0 | 0 | 0 | 0 | 0 | 0 | 0 | 0 | 0 | 0 | 0 | 0 | 0 | [16 empty] | 1
0 | 316029-Single Family, Quality Insulation Installation, CZ 10 |  | 10 | Residential | AC_Cooling | 0 |  |  |  |  | 300 | 175 | 0 | 0 | 0 | 125 | 468.19 |  | kW | 0.51324 | 38.41 | Residential |  | Winter Only | [5 empty] | 20 | 0.8 |  |  |  | 0 | 0 | 0 | 1 | 0 | 0 | 0 | 0 | 0 | 0 | 0 | 0 | 0 | 0 | 0 | 0 | 0 | 0 | 0 | 0 | 1 | 0 | 0 | 0 | 0 | 0 | 0 | 0 | 0 | 0 | 0 | 0 | 0 | 0 | 0 | 0 | 0 | 0 | 0 | 0 | [16 empty] | 1
0 | 316029-Single Family, Quality Insulation Installation, CZ 10 |  | 10 | Residential | AC_Cooling | 0 |  |  |  |  | 300 | 175 | 0 | 0 | 0 | 125 | 468.19 |  | kW | 0.51324 | 38.41 | Residential |  | Winter Only | [5 empty] | 20 | 0.8 |  |  |  | 0 | 0 | 0 | 1 | 0 | 0 | 0 | 0 | 0 | 0 | 0 | 0 | 0 | 0 | 0 | 0 | 0 | 0 | 0 | 0 | 1 | 0 | 0 | 0 | 0 | 0 | 0 | 0 | 0 | 0 | 0 | 0 | 0 | 0 | 0 | 0 | 0 | 0 | 0 | 0 | [16 empty] | 1
0 | 316029-Single Family, Quality Insulation Installation, CZ 10 |  | 10 | Residential | AC_Cooling | 0 |  |  |  |  | 300 | 175 | 0 | 0 | 0 | 125 | 468.19 |  | kW | 0.51324 | 38.41 | Residential |  | Winter Only | [5 empty] | 20 | 0.8 |  |  |  | 0 | 0 | 0 | 1 | 0 | 0 | 0 | 0 | 0 | 0 | 0 | 0 | 0 | 0 | 0 | 0 | 0 | 0 | 0 | 0 | 1 | 0 | 0 | 0 | 0 | 0 | 0 | 0 | 0 | 0 | 0 | 0 | 0 | 0 | 0 | 0 | 0 | 0 | 0 | 0 | [16 empty] | 1
0 | 316029-Single Family, Quality Insulation Installation, CZ 10 |  | 10 | Residential | AC_Cooling | 0 |  |  |  |  | 300 | 175 | 0 | 0 | 0 | 125 | 468.19 |  | kW | 0.51324 | 38.41 | Residential |  | Winter Only | [5 empty] | 20 | 0.8 |  |  |  | 0 | 0 | 0 | 1 | 0 | 0 | 0 | 0 | 0 | 0 | 0 | 0 | 0 | 0 | 0 | 0 | 0 | 0 | 0 | 0 | 1 | 0 | 0 | 0 | 0 | 0 | 0 | 0 | 0 | 0 | 0 | 0 | 0 | 0 | 0 | 0 | 0 | 0 | 0 | 0 | [16 empty] | 1
0 | 316029-Single Family, Quality Insulation Installation, CZ 10 |  | 10 | Residential | AC_Cooling | 0 |  |  |  |  | 300 | 175 | 0 | 0 | 0 | 125 | 468.19 |  | kW | 0.51324 | 38.41 | Residential |  | Winter Only | [5 empty] | 20 | 0.8 |  |  |  | 0 | 0 | 0 | 1 | 0 | 0 | 0 | 0 | 0 | 0 | 0 | 0 | 0 | 0 | 0 | 0 | 0 | 0 | 0 | 0 | 1 | 0 | 0 | 0 | 0 | 0 | 0 | 0 | 0 | 0 | 0 | 0 | 0 | 0 | 0 | 0 | 0 | 0 | 0 | 0 | [16 empty] | 1
0 | 316019-Single Family, Verified Ducting System, CZ 10 |  | 10 | Residential | AC_Cooling | 0 |  |  |  |  | 125 | 200 | 0 | 0 | 0 | -75 | 543.93 |  | kW | 0.59627 | 20.62 | Residential |  | Winter Only | [5 empty] | 18 | 0.8 |  |  |  | 0 | 0 | 0 | 1 | 0 | 0 | 0 | 0 | 0 | 0 | 0 | 0 | 0 | 0 | 0 | 0 | 0 | 0 | 0 | 0 | 1 | 0 | 0 | 0 | 0 | 0 | 0 | 0 | 0 | 0 | 0 | 0 | 0 | 0 | 0 | 0 | 0 | 0 | 0 | 0 | [16 empty] | 1
0 | 316019-Single Family, Verified Ducting System, CZ 10 |  | 10 | Residential | AC_Cooling | 0 |  |  |  |  | 125 | 200 | 0 | 0 | 0 | -75 | 543.93 |  | kW | 0.59627 | 20.62 | Residential |  | Winter Only | [5 empty] | 18 | 0.8 |  |  |  | 0 | 0 | 0 | 1 | 0 | 0 | 0 | 0 | 0 | 0 | 0 | 0 | 0 | 0 | 0 | 0 | 0 | 0 | 0 | 0 | 1 | 0 | 0 | 0 | 0 | 0 | 0 | 0 | 0 | 0 | 0 | 0 | 0 | 0 | 0 | 0 | 0 | 0 | 0 | 0 | [16 empty] | 1
0 | 316019-Single Family, Verified Ducting System, CZ 10 |  | 10 | Residential | AC_Cooling | 0 |  |  |  |  | 125 | 200 | 0 | 0 | 0 | -75 | 543.93 |  | kW | 0.59627 | 20.62 | Residential |  | Winter Only | [5 empty] | 18 | 0.8 |  |  |  | 0 | 0 | 0 | 1 | 0 | 0 | 0 | 0 | 0 | 0 | 0 | 0 | 0 | 0 | 0 | 0 | 0 | 0 | 0 | 0 | 1 | 0 | 0 | 0 | 0 | 0 | 0 | 0 | 0 | 0 | 0 | 0 | 0 | 0 | 0 | 0 | 0 | 0 | 0 | 0 | [16 empty] | 1
0 | 316019-Single Family, Verified Ducting System, CZ 10 |  | 10 | Residential | AC_Cooling | 0 |  |  |  |  | 125 | 200 | 0 | 0 | 0 | -75 | 543.93 |  | kW | 0.59627 | 20.62 | Residential |  | Winter Only | [5 empty] | 18 | 0.8 |  |  |  | 0 | 0 | 0 | 1 | 0 | 0 | 0 | 0 | 0 | 0 | 0 | 0 | 0 | 0 | 0 | 0 | 0 | 0 | 0 | 0 | 1 | 0 | 0 | 0 | 0 | 0 | 0 | 0 | 0 | 0 | 0 | 0 | 0 | 0 | 0 | 0 | 0 | 0 | 0 | 0 | [16 empty] | 1
0 | 316019-Single Family, Verified Ducting System, CZ 10 |  | 10 | Residential | AC_Cooling | 0 |  |  |  |  | 125 | 200 | 0 | 0 | 0 | -75 | 543.93 |  | kW | 0.59627 | 20.62 | Residential |  | Winter Only | [5 empty] | 18 | 0.8 |  |  |  | 0 | 0 | 0 | 1 | 0 | 0 | 0 | 0 | 0 | 0 | 0 | 0 | 0 | 0 | 0 | 0 | 0 | 0 | 0 | 0 | 1 | 0 | 0 | 0 | 0 | 0 | 0 | 0 | 0 | 0 | 0 | 0 | 0 | 0 | 0 | 0 | 0 | 0 | 0 | 0 | [16 empty] | 1
0 | 316019-Single Family, Verified Ducting System, CZ 10 |  | 10 | Residential | AC_Cooling | 0 |  |  |  |  | 125 | 200 | 0 | 0 | 0 | -75 | 543.93 |  | kW | 0.59627 | 20.62 | Residential |  | Winter Only | [5 empty] | 18 | 0.8 |  |  |  | 0 | 0 | 0 | 1 | 0 | 0 | 0 | 0 | 0 | 0 | 0 | 0 | 0 | 0 | 0 | 0 | 0 | 0 | 0 | 0 | 1 | 0 | 0 | 0 | 0 | 0 | 0 | 0 | 0 | 0 | 0 | 0 | 0 | 0 | 0 | 0 | 0 | 0 | 0 | 0 | [16 empty] | 1
0 | 316019-Single Family, Verified Ducting System, CZ 10 |  | 10 | Residential | AC_Cooling | 0 |  |  |  |  | 125 | 200 | 0 | 0 | 0 | -75 | 543.93 |  | kW | 0.59627 | 20.62 | Residential |  | Winter Only | [5 empty] | 18 | 0.8 |  |  |  | 0 | 0 | 0 | 1 | 0 | 0 | 0 | 0 | 0 | 0 | 0 | 0 | 0 | 0 | 0 | 0 | 0 | 0 | 0 | 0 | 1 | 0 | 0 | 0 | 0 | 0 | 0 | 0 | 0 | 0 | 0 | 0 | 0 | 0 | 0 | 0 | 0 | 0 | 0 | 0 | [16 empty] | 1
0 | 316019-Single Family, Verified Ducting System, CZ 10 |  | 10 | Residential | AC_Cooling | 0 |  |  |  |  | 125 | 200 | 0 | 0 | 0 | -75 | 543.93 |  | kW | 0.59627 | 20.62 | Residential |  | Winter Only | [5 empty] | 18 | 0.8 |  |  |  | 0 | 0 | 0 | 1 | 0 | 0 | 0 | 0 | 0 | 0 | 0 | 0 | 0 | 0 | 0 | 0 | 0 | 0 | 0 | 0 | 1 | 0 | 0 | 0 | 0 | 0 | 0 | 0 | 0 | 0 | 0 | 0 | 0 | 0 | 0 | 0 | 0 | 0 | 0 | 0 | [16 empty] | 1
0 | 316029-Single Family, Quality Insulation Installation, CZ 10 |  | 10 | Residential | AC_Cooling | 0 |  |  |  |  | 300 | 175 | 0 | 0 | 0 | 125 | 468.19 |  | kW | 0.51324 | 38.41 | Residential |  | Winter Only | [5 empty] | 20 | 0.8 |  |  |  | 0 | 0 | 0 | 1 | 0 | 0 | 0 | 0 | 0 | 0 | 0 | 0 | 0 | 0 | 0 | 0 | 0 | 0 | 0 | 0 | 1 | 0 | 0 | 0 | 0 | 0 | 0 | 0 | 0 | 0 | 0 | 0 | 0 | 0 | 0 | 0 | 0 | 0 | 0 | 0 | [16 empty] | 1
0 | 316029-Single Family, Quality Insulation Installation, CZ 10 |  | 10 | Residential | AC_Cooling | 0 |  |  |  |  | 300 | 175 | 0 | 0 | 0 | 125 | 468.19 |  | kW | 0.51324 | 38.41 | Residential |  | Winter Only | [5 empty] | 20 | 0.8 |  |  |  | 0 | 0 | 0 | 1 | 0 | 0 | 0 | 0 | 0 | 0 | 0 | 0 | 0 | 0 | 0 | 0 | 0 | 0 | 0 | 0 | 1 | 0 | 0 | 0 | 0 | 0 | 0 | 0 | 0 | 0 | 0 | 0 | 0 | 0 | 0 | 0 | 0 | 0 | 0 | 0 | [16 empty] | 1
0 | 316019-Single Family, Verified Ducting System, CZ 10 |  | 10 | Residential | AC_Cooling | 0 |  |  |  |  | 125 | 200 | 0 | 0 | 0 | -75 | 543.93 |  | kW | 0.59627 | 20.62 | Residential |  | Winter Only | [5 empty] | 18 | 0.8 |  |  |  | 0 | 0 | 0 | 1 | 0 | 0 | 0 | 0 | 0 | 0 | 0 | 0 | 0 | 0 | 0 | 0 | 0 | 0 | 0 | 0 | 1 | 0 | 0 | 0 | 0 | 0 | 0 | 0 | 0 | 0 | 0 | 0 | 0 | 0 | 0 | 0 | 0 | 0 | 0 | 0 | [16 empty] | 1
0 | 316029-Single Family, Quality Insulation Installation, CZ 10 |  | 10 | Residential | AC_Cooling | 0 |  |  |  |  | 300 | 175 | 0 | 0 | 0 | 125 | 468.19 |  | kW | 0.51324 | 38.41 | Residential |  | Winter Only | [5 empty] | 20 | 0.8 |  |  |  | 0 | 0 | 0 | 1 | 0 | 0 | 0 | 0 | 0 | 0 | 0 | 0 | 0 | 0 | 0 | 0 | 0 | 0 | 0 | 0 | 1 | 0 | 0 | 0 | 0 | 0 | 0 | 0 | 0 | 0 | 0 | 0 | 0 | 0 | 0 | 0 | 0 | 0 | 0 | 0 | [16 empty] | 1
0 | 316019-Single Family, Verified Ducting System, CZ 10 |  | 10 | Residential | AC_Cooling | 0 |  |  |  |  | 125 | 200 | 0 | 0 | 0 | -75 | 543.93 |  | kW | 0.59627 | 20.62 | Residential |  | Winter Only | [5 empty] | 18 | 0.8 |  |  |  | 0 | 0 | 0 | 1 | 0 | 0 | 0 | 0 | 0 | 0 | 0 | 0 | 0 | 0 | 0 | 0 | 0 | 0 | 0 | 0 | 1 | 0 | 0 | 0 | 0 | 0 | 0 | 0 | 0 | 0 | 0 | 0 | 0 | 0 | 0 | 0 | 0 | 0 | 0 | 0 | [16 empty] | 1
0 | 316019-Single Family, Verified Ducting System, CZ 10 |  | 10 | Residential | AC_Cooling | 0 |  |  |  |  | 125 | 200 | 0 | 0 | 0 | -75 | 543.93 |  | kW | 0.59627 | 20.62 | Residential |  | Winter Only | [5 empty] | 18 | 0.8 |  |  |  | 0 | 0 | 0 | 1 | 0 | 0 | 0 | 0 | 0 | 0 | 0 | 0 | 0 | 0 | 0 | 0 | 0 | 0 | 0 | 0 | 1 | 0 | 0 | 0 | 0 | 0 | 0 | 0 | 0 | 0 | 0 | 0 | 0 | 0 | 0 | 0 | 0 | 0 | 0 | 0 | [16 empty] | 1
0 | 316029-Single Family, Quality Insulation Installation, CZ 10 |  | 10 | Residential | AC_Cooling | 0 |  |  |  |  | 300 | 175 | 0 | 0 | 0 | 125 | 468.19 |  | kW | 0.51324 | 38.41 | Residential |  | Winter Only | [5 empty] | 20 | 0.8 |  |  |  | 0 | 0 | 0 | 1 | 0 | 0 | 0 | 0 | 0 | 0 | 0 | 0 | 0 | 0 | 0 | 0 | 0 | 0 | 0 | 0 | 1 | 0 | 0 | 0 | 0 | 0 | 0 | 0 | 0 | 0 | 0 | 0 | 0 | 0 | 0 | 0 | 0 | 0 | 0 | 0 | [16 empty] | 1
0 | 316019-Single Family, Verified Ducting System, CZ 10 |  | 10 | Residential | AC_Cooling | 0 |  |  |  |  | 125 | 200 | 0 | 0 | 0 | -75 | 543.93 |  | kW | 0.59627 | 20.62 | Residential |  | Winter Only | [5 empty] | 18 | 0.8 |  |  |  | 0 | 0 | 0 | 1 | 0 | 0 | 0 | 0 | 0 | 0 | 0 | 0 | 0 | 0 | 0 | 0 | 0 | 0 | 0 | 0 | 1 | 0 | 0 | 0 | 0 | 0 | 0 | 0 | 0 | 0 | 0 | 0 | 0 | 0 | 0 | 0 | 0 | 0 | 0 | 0 | [16 empty] | 1
0 | 316029-Single Family, Quality Insulation Installation, CZ 10 |  | 10 | Residential | AC_Cooling | 0 |  |  |  |  | 300 | 175 | 0 | 0 | 0 | 125 | 468.19 |  | kW | 0.51324 | 38.41 | Residential |  | Winter Only | [5 empty] | 20 | 0.8 |  |  |  | 0 | 0 | 0 | 1 | 0 | 0 | 0 | 0 | 0 | 0 | 0 | 0 | 0 | 0 | 0 | 0 | 0 | 0 | 0 | 0 | 1 | 0 | 0 | 0 | 0 | 0 | 0 | 0 | 0 | 0 | 0 | 0 | 0 | 0 | 0 | 0 | 0 | 0 | 0 | 0 | [16 empty] | 1
0 | 316039-Single Family, Tank Less Water Heater, CZ 10 |  | 10 | Residential | HorizAxisClothesWasher | 0 |  |  |  |  | 325 | 200 | 0 | 0 | 0 | 125 | 0 |  | kW | 0 | 83.52 | Residential |  | Annual | [5 empty] | 15 | 0.8 |  |  |  | 0 | 0 | 0 | 1 | 0 | 0 | 0 | 0 | 0 | 0 | 0 | 0 | 0 | 0 | 0 | 0 | 0 | 0 | 0 | 0 | 0 | 0 | 0 | 1 | 0 | 0 | 0 | 0 | 0 | 0 | 0 | 0 | 0 | 0 | 0 | 0 | 0 | 0 | 0 | 0 | [16 empty] | 1
0 | 316039-Single Family, Tank Less Water Heater, CZ 10 |  | 10 | Residential | HorizAxisClothesWasher | 0 |  |  |  |  | 325 | 400 | 0 | 0 | 0 | -75 | 0 |  | kW | 0 | 83.52 | Residential |  | Annual | [5 empty] | 15 | 0.8 |  |  |  | 0 | 0 | 0 | 1 | 0 | 0 | 0 | 0 | 0 | 0 | 0 | 0 | 0 | 0 | 0 | 0 | 0 | 0 | 0 | 0 | 0 | 0 | 0 | 1 | 0 | 0 | 0 | 0 | 0 | 0 | 0 | 0 | 0 | 0 | 0 | 0 | 0 | 0 | 0 | 0 | [16 empty] | 1
0 | 316039-Single Family, Tank Less Water Heater, CZ 10 |  | 10 | Residential | HorizAxisClothesWasher | 0 |  |  |  |  | 325 | 200 | 0 | 0 | 0 | 125 | 0 |  | kW | 0 | 83.52 | Residential |  | Annual | [5 empty] | 15 | 0.8 |  |  |  | 0 | 0 | 0 | 1 | 0 | 0 | 0 | 0 | 0 | 0 | 0 | 0 | 0 | 0 | 0 | 0 | 0 | 0 | 0 | 0 | 0 | 0 | 0 | 1 | 0 | 0 | 0 | 0 | 0 | 0 | 0 | 0 | 0 | 0 | 0 | 0 | 0 | 0 | 0 | 0 | [16 empty] | 1
0 | 316039-Single Family, Tank Less Water Heater, CZ 10 |  | 10 | Residential | HorizAxisClothesWasher | 0 |  |  |  |  | 325 | 200 | 0 | 0 | 0 | 125 | 0 |  | kW | 0 | 83.52 | Residential |  | Annual | [5 empty] | 15 | 0.8 |  |  |  | 0 | 0 | 0 | 1 | 0 | 0 | 0 | 0 | 0 | 0 | 0 | 0 | 0 | 0 | 0 | 0 | 0 | 0 | 0 | 0 | 0 | 0 | 0 | 1 | 0 | 0 | 0 | 0 | 0 | 0 | 0 | 0 | 0 | 0 | 0 | 0 | 0 | 0 | 0 | 0 | [16 empty] | 1
0 | 316039-Single Family, Tank Less Water Heater, CZ 10 |  | 10 | Residential | HorizAxisClothesWasher | 0 |  |  |  |  | 325 | 200 | 0 | 0 | 0 | 125 | 0 |  | kW | 0 | 83.52 | Residential |  | Annual | [5 empty] | 15 | 0.8 |  |  |  | 0 | 0 | 0 | 1 | 0 | 0 | 0 | 0 | 0 | 0 | 0 | 0 | 0 | 0 | 0 | 0 | 0 | 0 | 0 | 0 | 0 | 0 | 0 | 1 | 0 | 0 | 0 | 0 | 0 | 0 | 0 | 0 | 0 | 0 | 0 | 0 | 0 | 0 | 0 | 0 | [16 empty] | 1
0 | 316039-Single Family, Tank Less Water Heater, CZ 10 |  | 10 | Residential | HorizAxisClothesWasher | 0 |  |  |  |  | 325 | 400 | 0 | 0 | 0 | -75 | 0 |  | kW | 0 | 83.52 | Residential |  | Annual | [5 empty] | 15 | 0.8 |  |  |  | 0 | 0 | 0 | 1 | 0 | 0 | 0 | 0 | 0 | 0 | 0 | 0 | 0 | 0 | 0 | 0 | 0 | 0 | 0 | 0 | 0 | 0 | 0 | 1 | 0 | 0 | 0 | 0 | 0 | 0 | 0 | 0 | 0 | 0 | 0 | 0 | 0 | 0 | 0 | 0 | [16 empty] | 1
0 | 316039-Single Family, Tank Less Water Heater, CZ 10 |  | 10 | Residential | HorizAxisClothesWasher | 0 |  |  |  |  | 325 | 200 | 0 | 0 | 0 | 125 | 0 |  | kW | 0 | 83.52 | Residential |  | Annual | [5 empty] | 15 | 0.8 |  |  |  | 0 | 0 | 0 | 1 | 0 | 0 | 0 | 0 | 0 | 0 | 0 | 0 | 0 | 0 | 0 | 0 | 0 | 0 | 0 | 0 | 0 | 0 | 0 | 1 | 0 | 0 | 0 | 0 | 0 | 0 | 0 | 0 | 0 | 0 | 0 | 0 | 0 | 0 | 0 | 0 | [16 empty] | 1
0 | 316039-Single Family, Tank Less Water Heater, CZ 10 |  | 10 | Residential | HorizAxisClothesWasher | 0 |  |  |  |  | 325 | 200 | 0 | 0 | 0 | 125 | 0 |  | kW | 0 | 83.52 | Residential |  | Annual | [5 empty] | 15 | 0.8 |  |  |  | 0 | 0 | 0 | 1 | 0 | 0 | 0 | 0 | 0 | 0 | 0 | 0 | 0 | 0 | 0 | 0 | 0 | 0 | 0 | 0 | 0 | 0 | 0 | 1 | 0 | 0 | 0 | 0 | 0 | 0 | 0 | 0 | 0 | 0 | 0 | 0 | 0 | 0 | 0 | 0 | [16 empty] | 1
0 | 316039-Single Family, Tank Less Water Heater, CZ 10 |  | 10 | Residential | HorizAxisClothesWasher | 0 |  |  |  |  | 325 | 400 | 0 | 0 | 0 | -75 | 0 |  | kW | 0 | 83.52 | Residential |  | Annual | [5 empty] | 15 | 0.8 |  |  |  | 0 | 0 | 0 | 1 | 0 | 0 | 0 | 0 | 0 | 0 | 0 | 0 | 0 | 0 | 0 | 0 | 0 | 0 | 0 | 0 | 0 | 0 | 0 | 1 | 0 | 0 | 0 | 0 | 0 | 0 | 0 | 0 | 0 | 0 | 0 | 0 | 0 | 0 | 0 | 0 | [16 empty] | 1
0 | 316039-Single Family, Tank Less Water Heater, CZ 10 |  | 10 | Residential | HorizAxisClothesWasher | 0 |  |  |  |  | 325 | 400 | 0 | 0 | 0 | -75 | 0 |  | kW | 0 | 83.52 | Residential |  | Annual | [5 empty] | 15 | 0.8 |  |  |  | 0 | 0 | 0 | 1 | 0 | 0 | 0 | 0 | 0 | 0 | 0 | 0 | 0 | 0 | 0 | 0 | 0 | 0 | 0 | 0 | 0 | 0 | 0 | 1 | 0 | 0 | 0 | 0 | 0 | 0 | 0 | 0 | 0 | 0 | 0 | 0 | 0 | 0 | 0 | 0 | [16 empty] | 1
0 | 316039-Single Family, Tank Less Water Heater, CZ 10 |  | 10 | Residential | HorizAxisClothesWasher | 0 |  |  |  |  | 325 | 400 | 0 | 0 | 0 | -75 | 0 |  | kW | 0 | 83.52 | Residential |  | Annual | [5 empty] | 15 | 0.8 |  |  |  | 0 | 0 | 0 | 1 | 0 | 0 | 0 | 0 | 0 | 0 | 0 | 0 | 0 | 0 | 0 | 0 | 0 | 0 | 0 | 0 | 0 | 0 | 0 | 1 | 0 | 0 | 0 | 0 | 0 | 0 | 0 | 0 | 0 | 0 | 0 | 0 | 0 | 0 | 0 | 0 | [16 empty] | 1
0 | 316039-Single Family, Tank Less Water Heater, CZ 10 |  | 10 | Residential | HorizAxisClothesWasher | 0 |  |  |  |  | 325 | 200 | 0 | 0 | 0 | 125 | 0 |  | kW | 0 | 83.52 | Residential |  | Annual | [5 empty] | 15 | 0.8 |  |  |  | 0 | 0 | 0 | 1 | 0 | 0 | 0 | 0 | 0 | 0 | 0 | 0 | 0 | 0 | 0 | 0 | 0 | 0 | 0 | 0 | 0 | 0 | 0 | 1 | 0 | 0 | 0 | 0 | 0 | 0 | 0 | 0 | 0 | 0 | 0 | 0 | 0 | 0 | 0 | 0 | [16 empty] | 1
0 | 316039-Single Family, Tank Less Water Heater, CZ 10 |  | 10 | Residential | HorizAxisClothesWasher | 0 |  |  |  |  | 325 | 400 | 0 | 0 | 0 | -75 | 0 |  | kW | 0 | 83.52 | Residential |  | Annual | [5 empty] | 15 | 0.8 |  |  |  | 0 | 0 | 0 | 1 | 0 | 0 | 0 | 0 | 0 | 0 | 0 | 0 | 0 | 0 | 0 | 0 | 0 | 0 | 0 | 0 | 0 | 0 | 0 | 1 | 0 | 0 | 0 | 0 | 0 | 0 | 0 | 0 | 0 | 0 | 0 | 0 | 0 | 0 | 0 | 0 | [16 empty] | 1
0 | 316039-Single Family, Tank Less Water Heater, CZ 10 |  | 10 | Residential | HorizAxisClothesWasher | 0 |  |  |  |  | 325 | 400 | 0 | 0 | 0 | -75 | 0 |  | kW | 0 | 83.52 | Residential |  | Annual | [5 empty] | 15 | 0.8 |  |  |  | 0 | 0 | 0 | 1 | 0 | 0 | 0 | 0 | 0 | 0 | 0 | 0 | 0 | 0 | 0 | 0 | 0 | 0 | 0 | 0 | 0 | 0 | 0 | 1 | 0 | 0 | 0 | 0 | 0 | 0 | 0 | 0 | 0 | 0 | 0 | 0 | 0 | 0 | 0 | 0 | [16 empty] | 1
0 | 316067-Multi-family, Verified Ducting System, CZ 8 |  | 8 | Residential | AC_Cooling | 0 |  |  |  |  | 100 | 75 | 0 | 0 | 0 | 25 | 59.96 |  | kW | 0.06573 | 5.52 | Residential |  | Winter Only | [5 empty] | 18 | 0.8 |  |  |  | 0 | 0 | 0 | 8 | 0 | 0 | 0 | 0 | 0 | 0 | 0 | 0 | 0 | 0 | 0 | 0 | 0 | 0 | 0 | 0 | 8 | 0 | 0 | 0 | 0 | 0 | 0 | 0 | 0 | 0 | 0 | 0 | 0 | 0 | 0 | 0 | 0 | 0 | 0 | 0 | [16 empty] | 8
0 | 316067-Multi-family, Verified Ducting System, CZ 8 |  | 8 | Residential | AC_Cooling | 0 |  |  |  |  | 100 | 75 | 0 | 0 | 0 | 25 | 59.96 |  | kW | 0.06573 | 5.52 | Residential |  | Winter Only | [5 empty] | 18 | 0.8 |  |  |  | 0 | 0 | 0 | 8 | 0 | 0 | 0 | 0 | 0 | 0 | 0 | 0 | 0 | 0 | 0 | 0 | 0 | 0 | 0 | 0 | 8 | 0 | 0 | 0 | 0 | 0 | 0 | 0 | 0 | 0 | 0 | 0 | 0 | 0 | 0 | 0 | 0 | 0 | 0 | 0 | [16 empty] | 8
0 | 316067-Multi-family, Verified Ducting System, CZ 8 |  | 8 | Residential | AC_Cooling | 0 |  |  |  |  | 100 | 75 | 0 | 0 | 0 | 25 | 59.96 |  | kW | 0.06573 | 5.52 | Residential |  | Winter Only | [5 empty] | 18 | 0.8 |  |  |  | 0 | 0 | 0 | 8 | 0 | 0 | 0 | 0 | 0 | 0 | 0 | 0 | 0 | 0 | 0 | 0 | 0 | 0 | 0 | 0 | 8 | 0 | 0 | 0 | 0 | 0 | 0 | 0 | 0 | 0 | 0 | 0 | 0 | 0 | 0 | 0 | 0 | 0 | 0 | 0 | [16 empty] | 8
0 | 316019-Single Family, Verified Ducting System, CZ 10 |  | 10 | Residential | AC_Cooling | 0 |  |  |  |  | 125 | 100 | 0 | 0 | 0 | 25 | 543.93 |  | kW | 0.59627 | 20.62 | Residential |  | Winter Only | [5 empty] | 18 | 0.8 |  |  |  | 0 | 0 | 0 | 1 | 0 | 0 | 0 | 0 | 0 | 0 | 0 | 0 | 0 | 0 | 0 | 0 | 0 | 0 | 0 | 0 | 1 | 0 | 0 | 0 | 0 | 0 | 0 | 0 | 0 | 0 | 0 | 0 | 0 | 0 | 0 | 0 | 0 | 0 | 0 | 0 | [16 empty] | 1
0 | 316019-Single Family, Verified Ducting System, CZ 10 |  | 10 | Residential | AC_Cooling | 0 |  |  |  |  | 125 | 200 | 0 | 0 | 0 | -75 | 543.93 |  | kW | 0.59627 | 20.62 | Residential |  | Winter Only | [5 empty] | 18 | 0.8 |  |  |  | 0 | 0 | 0 | 1 | 0 | 0 | 0 | 0 | 0 | 0 | 0 | 0 | 0 | 0 | 0 | 0 | 0 | 0 | 0 | 0 | 1 | 0 | 0 | 0 | 0 | 0 | 0 | 0 | 0 | 0 | 0 | 0 | 0 | 0 | 0 | 0 | 0 | 0 | 0 | 0 | [16 empty] | 1
0 | 316019-Single Family, Verified Ducting System, CZ 10 |  | 10 | Residential | AC_Cooling | 0 |  |  |  |  | 125 | 200 | 0 | 0 | 0 | -75 | 543.93 |  | kW | 0.59627 | 20.62 | Residential |  | Winter Only | [5 empty] | 18 | 0.8 |  |  |  | 0 | 0 | 0 | 1 | 0 | 0 | 0 | 0 | 0 | 0 | 0 | 0 | 0 | 0 | 0 | 0 | 0 | 0 | 0 | 0 | 1 | 0 | 0 | 0 | 0 | 0 | 0 | 0 | 0 | 0 | 0 | 0 | 0 | 0 | 0 | 0 | 0 | 0 | 0 | 0 | [16 empty] | 1
0 | 316019-Single Family, Verified Ducting System, CZ 10 |  | 10 | Residential | AC_Cooling | 0 |  |  |  |  | 125 | 200 | 0 | 0 | 0 | -75 | 543.93 |  | kW | 0.59627 | 20.62 | Residential |  | Winter Only | [5 empty] | 18 | 0.8 |  |  |  | 0 | 0 | 0 | 1 | 0 | 0 | 0 | 0 | 0 | 0 | 0 | 0 | 0 | 0 | 0 | 0 | 0 | 0 | 0 | 0 | 1 | 0 | 0 | 0 | 0 | 0 | 0 | 0 | 0 | 0 | 0 | 0 | 0 | 0 | 0 | 0 | 0 | 0 | 0 | 0 | [16 empty] | 1
0 | 316019-Single Family, Verified Ducting System, CZ 10 |  | 10 | Residential | AC_Cooling | 0 |  |  |  |  | 125 | 200 | 0 | 0 | 0 | -75 | 543.93 |  | kW | 0.59627 | 20.62 | Residential |  | Winter Only | [5 empty] | 18 | 0.8 |  |  |  | 0 | 0 | 0 | 1 | 0 | 0 | 0 | 0 | 0 | 0 | 0 | 0 | 0 | 0 | 0 | 0 | 0 | 0 | 0 | 0 | 1 | 0 | 0 | 0 | 0 | 0 | 0 | 0 | 0 | 0 | 0 | 0 | 0 | 0 | 0 | 0 | 0 | 0 | 0 | 0 | [16 empty] | 1
0 | 316019-Single Family, Verified Ducting System, CZ 10 |  | 10 | Residential | AC_Cooling | 0 |  |  |  |  | 125 | 200 | 0 | 0 | 0 | -75 | 543.93 |  | kW | 0.59627 | 20.62 | Residential |  | Winter Only | [5 empty] | 18 | 0.8 |  |  |  | 0 | 0 | 0 | 1 | 0 | 0 | 0 | 0 | 0 | 0 | 0 | 0 | 0 | 0 | 0 | 0 | 0 | 0 | 0 | 0 | 1 | 0 | 0 | 0 | 0 | 0 | 0 | 0 | 0 | 0 | 0 | 0 | 0 | 0 | 0 | 0 | 0 | 0 | 0 | 0 | [16 empty] | 1
0 | 316019-Single Family, Verified Ducting System, CZ 10 |  | 10 | Residential | AC_Cooling | 0 |  |  |  |  | 125 | 200 | 0 | 0 | 0 | -75 | 543.93 |  | kW | 0.59627 | 20.62 | Residential |  | Winter Only | [5 empty] | 18 | 0.8 |  |  |  | 0 | 0 | 0 | 1 | 0 | 0 | 0 | 0 | 0 | 0 | 0 | 0 | 0 | 0 | 0 | 0 | 0 | 0 | 0 | 0 | 1 | 0 | 0 | 0 | 0 | 0 | 0 | 0 | 0 | 0 | 0 | 0 | 0 | 0 | 0 | 0 | 0 | 0 | 0 | 0 | [16 empty] | 1
0 | 316019-Single Family, Verified Ducting System, CZ 10 |  | 10 | Residential | AC_Cooling | 0 |  |  |  |  | 125 | 200 | 0 | 0 | 0 | -75 | 543.93 |  | kW | 0.59627 | 20.62 | Residential |  | Winter Only | [5 empty] | 18 | 0.8 |  |  |  | 0 | 0 | 0 | 1 | 0 | 0 | 0 | 0 | 0 | 0 | 0 | 0 | 0 | 0 | 0 | 0 | 0 | 0 | 0 | 0 | 1 | 0 | 0 | 0 | 0 | 0 | 0 | 0 | 0 | 0 | 0 | 0 | 0 | 0 | 0 | 0 | 0 | 0 | 0 | 0 | [16 empty] | 1
0 | 316019-Single Family, Verified Ducting System, CZ 10 |  | 10 | Residential | AC_Cooling | 0 |  |  |  |  | 125 | 200 | 0 | 0 | 0 | -75 | 543.93 |  | kW | 0.59627 | 20.62 | Residential |  | Winter Only | [5 empty] | 18 | 0.8 |  |  |  | 0 | 0 | 0 | 1 | 0 | 0 | 0 | 0 | 0 | 0 | 0 | 0 | 0 | 0 | 0 | 0 | 0 | 0 | 0 | 0 | 1 | 0 | 0 | 0 | 0 | 0 | 0 | 0 | 0 | 0 | 0 | 0 | 0 | 0 | 0 | 0 | 0 | 0 | 0 | 0 | [16 empty] | 1
0 | 316019-Single Family, Verified Ducting System, CZ 10 |  | 10 | Residential | AC_Cooling | 0 |  |  |  |  | 125 | 200 | 0 | 0 | 0 | -75 | 543.93 |  | kW | 0.59627 | 20.62 | Residential |  | Winter Only | [5 empty] | 18 | 0.8 |  |  |  | 0 | 0 | 0 | 1 | 0 | 0 | 0 | 0 | 0 | 0 | 0 | 0 | 0 | 0 | 0 | 0 | 0 | 0 | 0 | 0 | 1 | 0 | 0 | 0 | 0 | 0 | 0 | 0 | 0 | 0 | 0 | 0 | 0 | 0 | 0 | 0 | 0 | 0 | 0 | 0 | [16 empty] | 1
0 | 316019-Single Family, Verified Ducting System, CZ 10 |  | 10 | Residential | AC_Cooling | 0 |  |  |  |  | 125 | 200 | 0 | 0 | 0 | -75 | 543.93 |  | kW | 0.59627 | 20.62 | Residential |  | Winter Only | [5 empty] | 18 | 0.8 |  |  |  | 0 | 0 | 0 | 1 | 0 | 0 | 0 | 0 | 0 | 0 | 0 | 0 | 0 | 0 | 0 | 0 | 0 | 0 | 0 | 0 | 1 | 0 | 0 | 0 | 0 | 0 | 0 | 0 | 0 | 0 | 0 | 0 | 0 | 0 | 0 | 0 | 0 | 0 | 0 | 0 | [16 empty] | 1
0 | 316019-Single Family, Verified Ducting System, CZ 10 |  | 10 | Residential | AC_Cooling | 0 |  |  |  |  | 125 | 200 | 0 | 0 | 0 | -75 | 543.93 |  | kW | 0.59627 | 20.62 | Residential |  | Winter Only | [5 empty] | 18 | 0.8 |  |  |  | 0 | 0 | 0 | 1 | 0 | 0 | 0 | 0 | 0 | 0 | 0 | 0 | 0 | 0 | 0 | 0 | 0 | 0 | 0 | 0 | 1 | 0 | 0 | 0 | 0 | 0 | 0 | 0 | 0 | 0 | 0 | 0 | 0 | 0 | 0 | 0 | 0 | 0 | 0 | 0 | [16 empty] | 1
0 | 316019-Single Family, Verified Ducting System, CZ 10 |  | 10 | Residential | AC_Cooling | 0 |  |  |  |  | 125 | 200 | 0 | 0 | 0 | -75 | 543.93 |  | kW | 0.59627 | 20.62 | Residential |  | Winter Only | [5 empty] | 18 | 0.8 |  |  |  | 0 | 0 | 0 | 1 | 0 | 0 | 0 | 0 | 0 | 0 | 0 | 0 | 0 | 0 | 0 | 0 | 0 | 0 | 0 | 0 | 1 | 0 | 0 | 0 | 0 | 0 | 0 | 0 | 0 | 0 | 0 | 0 | 0 | 0 | 0 | 0 | 0 | 0 | 0 | 0 | [16 empty] | 1
0 | 316019-Single Family, Verified Ducting System, CZ 10 |  | 10 | Residential | AC_Cooling | 0 |  |  |  |  | 125 | 200 | 0 | 0 | 0 | -75 | 543.93 |  | kW | 0.59627 | 20.62 | Residential |  | Winter Only | [5 empty] | 18 | 0.8 |  |  |  | 0 | 0 | 0 | 1 | 0 | 0 | 0 | 0 | 0 | 0 | 0 | 0 | 0 | 0 | 0 | 0 | 0 | 0 | 0 | 0 | 1 | 0 | 0 | 0 | 0 | 0 | 0 | 0 | 0 | 0 | 0 | 0 | 0 | 0 | 0 | 0 | 0 | 0 | 0 | 0 | [16 empty] | 1
0 | 316019-Single Family, Verified Ducting System, CZ 10 |  | 10 | Residential | AC_Cooling | 0 |  |  |  |  | 125 | 200 | 0 | 0 | 0 | -75 | 543.93 |  | kW | 0.59627 | 20.62 | Residential |  | Winter Only | [5 empty] | 18 | 0.8 |  |  |  | 0 | 0 | 0 | 1 | 0 | 0 | 0 | 0 | 0 | 0 | 0 | 0 | 0 | 0 | 0 | 0 | 0 | 0 | 0 | 0 | 1 | 0 | 0 | 0 | 0 | 0 | 0 | 0 | 0 | 0 | 0 | 0 | 0 | 0 | 0 | 0 | 0 | 0 | 0 | 0 | [16 empty] | 1
0 | 316019-Single Family, Verified Ducting System, CZ 10 |  | 10 | Residential | AC_Cooling | 0 |  |  |  |  | 125 | 200 | 0 | 0 | 0 | -75 | 543.93 |  | kW | 0.59627 | 20.62 | Residential |  | Winter Only | [5 empty] | 18 | 0.8 |  |  |  | 0 | 0 | 0 | 1 | 0 | 0 | 0 | 0 | 0 | 0 | 0 | 0 | 0 | 0 | 0 | 0 | 0 | 0 | 0 | 0 | 1 | 0 | 0 | 0 | 0 | 0 | 0 | 0 | 0 | 0 | 0 | 0 | 0 | 0 | 0 | 0 | 0 | 0 | 0 | 0 | [16 empty] | 1
0 | 316019-Single Family, Verified Ducting System, CZ 10 |  | 10 | Residential | AC_Cooling | 0 |  |  |  |  | 125 | 200 | 0 | 0 | 0 | -75 | 543.93 |  | kW | 0.59627 | 20.62 | Residential |  | Winter Only | [5 empty] | 18 | 0.8 |  |  |  | 0 | 0 | 0 | 1 | 0 | 0 | 0 | 0 | 0 | 0 | 0 | 0 | 0 | 0 | 0 | 0 | 0 | 0 | 0 | 0 | 1 | 0 | 0 | 0 | 0 | 0 | 0 | 0 | 0 | 0 | 0 | 0 | 0 | 0 | 0 | 0 | 0 | 0 | 0 | 0 | [16 empty] | 1
0 | 316019-Single Family, Verified Ducting System, CZ 10 |  | 10 | Residential | AC_Cooling | 0 |  |  |  |  | 125 | 200 | 0 | 0 | 0 | -75 | 543.93 |  | kW | 0.59627 | 20.62 | Residential |  | Winter Only | [5 empty] | 18 | 0.8 |  |  |  | 0 | 0 | 0 | 1 | 0 | 0 | 0 | 0 | 0 | 0 | 0 | 0 | 0 | 0 | 0 | 0 | 0 | 0 | 0 | 0 | 1 | 0 | 0 | 0 | 0 | 0 | 0 | 0 | 0 | 0 | 0 | 0 | 0 | 0 | 0 | 0 | 0 | 0 | 0 | 0 | [16 empty] | 1
0 | 316019-Single Family, Verified Ducting System, CZ 10 |  | 10 | Residential | AC_Cooling | 0 |  |  |  |  | 125 | 200 | 0 | 0 | 0 | -75 | 543.93 |  | kW | 0.59627 | 20.62 | Residential |  | Winter Only | [5 empty] | 18 | 0.8 |  |  |  | 0 | 0 | 0 | 1 | 0 | 0 | 0 | 0 | 0 | 0 | 0 | 0 | 0 | 0 | 0 | 0 | 0 | 0 | 0 | 0 | 1 | 0 | 0 | 0 | 0 | 0 | 0 | 0 | 0 | 0 | 0 | 0 | 0 | 0 | 0 | 0 | 0 | 0 | 0 | 0 | [16 empty] | 1
0 | 316019-Single Family, Verified Ducting System, CZ 10 |  | 10 | Residential | AC_Cooling | 0 |  |  |  |  | 125 | 200 | 0 | 0 | 0 | -75 | 543.93 |  | kW | 0.59627 | 20.62 | Residential |  | Winter Only | [5 empty] | 18 | 0.8 |  |  |  | 0 | 0 | 0 | 1 | 0 | 0 | 0 | 0 | 0 | 0 | 0 | 0 | 0 | 0 | 0 | 0 | 0 | 0 | 0 | 0 | 1 | 0 | 0 | 0 | 0 | 0 | 0 | 0 | 0 | 0 | 0 | 0 | 0 | 0 | 0 | 0 | 0 | 0 | 0 | 0 | [16 empty] | 1
0 | 316019-Single Family, Verified Ducting System, CZ 10 |  | 10 | Residential | AC_Cooling | 0 |  |  |  |  | 125 | 200 | 0 | 0 | 0 | -75 | 543.93 |  | kW | 0.59627 | 20.62 | Residential |  | Winter Only | [5 empty] | 18 | 0.8 |  |  |  | 0 | 0 | 0 | 1 | 0 | 0 | 0 | 0 | 0 | 0 | 0 | 0 | 0 | 0 | 0 | 0 | 0 | 0 | 0 | 0 | 1 | 0 | 0 | 0 | 0 | 0 | 0 | 0 | 0 | 0 | 0 | 0 | 0 | 0 | 0 | 0 | 0 | 0 | 0 | 0 | [16 empty] | 1
0 | 316019-Single Family, Verified Ducting System, CZ 10 |  | 10 | Residential | AC_Cooling | 0 |  |  |  |  | 125 | 200 | 0 | 0 | 0 | -75 | 543.93 |  | kW | 0.59627 | 20.62 | Residential |  | Winter Only | [5 empty] | 18 | 0.8 |  |  |  | 0 | 0 | 0 | 1 | 0 | 0 | 0 | 0 | 0 | 0 | 0 | 0 | 0 | 0 | 0 | 0 | 0 | 0 | 0 | 0 | 1 | 0 | 0 | 0 | 0 | 0 | 0 | 0 | 0 | 0 | 0 | 0 | 0 | 0 | 0 | 0 | 0 | 0 | 0 | 0 | [16 empty] | 1
0 | 316019-Single Family, Verified Ducting System, CZ 10 |  | 10 | Residential | AC_Cooling | 0 |  |  |  |  | 125 | 200 | 0 | 0 | 0 | -75 | 543.93 |  | kW | 0.59627 | 20.62 | Residential |  | Winter Only | [5 empty] | 18 | 0.8 |  |  |  | 0 | 0 | 0 | 1 | 0 | 0 | 0 | 0 | 0 | 0 | 0 | 0 | 0 | 0 | 0 | 0 | 0 | 0 | 0 | 0 | 1 | 0 | 0 | 0 | 0 | 0 | 0 | 0 | 0 | 0 | 0 | 0 | 0 | 0 | 0 | 0 | 0 | 0 | 0 | 0 | [16 empty] | 1
0 | 316019-Single Family, Verified Ducting System, CZ 10 |  | 10 | Residential | AC_Cooling | 0 |  |  |  |  | 125 | 200 | 0 | 0 | 0 | -75 | 543.93 |  | kW | 0.59627 | 20.62 | Residential |  | Winter Only | [5 empty] | 18 | 0.8 |  |  |  | 0 | 0 | 0 | 1 | 0 | 0 | 0 | 0 | 0 | 0 | 0 | 0 | 0 | 0 | 0 | 0 | 0 | 0 | 0 | 0 | 1 | 0 | 0 | 0 | 0 | 0 | 0 | 0 | 0 | 0 | 0 | 0 | 0 | 0 | 0 | 0 | 0 | 0 | 0 | 0 | [16 empty] | 1
0 | 316019-Single Family, Verified Ducting System, CZ 10 |  | 10 | Residential | AC_Cooling | 0 |  |  |  |  | 125 | 200 | 0 | 0 | 0 | -75 | 543.93 |  | kW | 0.59627 | 20.62 | Residential |  | Winter Only | [5 empty] | 18 | 0.8 |  |  |  | 0 | 0 | 0 | 1 | 0 | 0 | 0 | 0 | 0 | 0 | 0 | 0 | 0 | 0 | 0 | 0 | 0 | 0 | 0 | 0 | 1 | 0 | 0 | 0 | 0 | 0 | 0 | 0 | 0 | 0 | 0 | 0 | 0 | 0 | 0 | 0 | 0 | 0 | 0 | 0 | [16 empty] | 1
0 | 316019-Single Family, Verified Ducting System, CZ 10 |  | 10 | Residential | AC_Cooling | 0 |  |  |  |  | 125 | 200 | 0 | 0 | 0 | -75 | 543.93 |  | kW | 0.59627 | 20.62 | Residential |  | Winter Only | [5 empty] | 18 | 0.8 |  |  |  | 0 | 0 | 0 | 1 | 0 | 0 | 0 | 0 | 0 | 0 | 0 | 0 | 0 | 0 | 0 | 0 | 0 | 0 | 0 | 0 | 1 | 0 | 0 | 0 | 0 | 0 | 0 | 0 | 0 | 0 | 0 | 0 | 0 | 0 | 0 | 0 | 0 | 0 | 0 | 0 | [16 empty] | 1
0 | 316019-Single Family, Verified Ducting System, CZ 10 |  | 10 | Residential | AC_Cooling | 0 |  |  |  |  | 125 | 200 | 0 | 0 | 0 | -75 | 543.93 |  | kW | 0.59627 | 20.62 | Residential |  | Winter Only | [5 empty] | 18 | 0.8 |  |  |  | 0 | 0 | 0 | 1 | 0 | 0 | 0 | 0 | 0 | 0 | 0 | 0 | 0 | 0 | 0 | 0 | 0 | 0 | 0 | 0 | 1 | 0 | 0 | 0 | 0 | 0 | 0 | 0 | 0 | 0 | 0 | 0 | 0 | 0 | 0 | 0 | 0 | 0 | 0 | 0 | [16 empty] | 1
0 | 316019-Single Family, Verified Ducting System, CZ 10 |  | 10 | Residential | AC_Cooling | 0 |  |  |  |  | 125 | 200 | 0 | 0 | 0 | -75 | 543.93 |  | kW | 0.59627 | 20.62 | Residential |  | Winter Only | [5 empty] | 18 | 0.8 |  |  |  | 0 | 0 | 0 | 1 | 0 | 0 | 0 | 0 | 0 | 0 | 0 | 0 | 0 | 0 | 0 | 0 | 0 | 0 | 0 | 0 | 1 | 0 | 0 | 0 | 0 | 0 | 0 | 0 | 0 | 0 | 0 | 0 | 0 | 0 | 0 | 0 | 0 | 0 | 0 | 0 | [16 empty] | 1
0 | 316017-Single Family, Verified Ducting System, CZ 8 |  | 8 | Residential | AC_Cooling | 0 |  |  |  |  | 125 | 100 | 0 | 0 | 0 | 25 | 111.89 |  | kW | 0.12265 | 13.39 | Residential |  | Winter Only | [5 empty] | 18 | 0.8 |  |  |  | 0 | 0 | 0 | 1 | 0 | 0 | 0 | 0 | 0 | 0 | 0 | 0 | 0 | 0 | 0 | 0 | 0 | 0 | 0 | 0 | 1 | 0 | 0 | 0 | 0 | 0 | 0 | 0 | 0 | 0 | 0 | 0 | 0 | 0 | 0 | 0 | 0 | 0 | 0 | 0 | [16 empty] | 1
0 | 316017-Single Family, Verified Ducting System, CZ 8 |  | 8 | Residential | AC_Cooling | 0 |  |  |  |  | 125 | 100 | 0 | 0 | 0 | 25 | 111.89 |  | kW | 0.12265 | 13.39 | Residential |  | Winter Only | [5 empty] | 18 | 0.8 |  |  |  | 0 | 0 | 0 | 1 | 0 | 0 | 0 | 0 | 0 | 0 | 0 | 0 | 0 | 0 | 0 | 0 | 0 | 0 | 0 | 0 | 1 | 0 | 0 | 0 | 0 | 0 | 0 | 0 | 0 | 0 | 0 | 0 | 0 | 0 | 0 | 0 | 0 | 0 | 0 | 0 | [16 empty] | 1
0 | 316017-Single Family, Verified Ducting System, CZ 8 |  | 8 | Residential | AC_Cooling | 0 |  |  |  |  | 125 | 100 | 0 | 0 | 0 | 25 | 111.89 |  | kW | 0.12265 | 13.39 | Residential |  | Winter Only | [5 empty] | 18 | 0.8 |  |  |  | 0 | 0 | 0 | 1 | 0 | 0 | 0 | 0 | 0 | 0 | 0 | 0 | 0 | 0 | 0 | 0 | 0 | 0 | 0 | 0 | 1 | 0 | 0 | 0 | 0 | 0 | 0 | 0 | 0 | 0 | 0 | 0 | 0 | 0 | 0 | 0 | 0 | 0 | 0 | 0 | [16 empty] | 1
0 | 316017-Single Family, Verified Ducting System, CZ 8 |  | 8 | Residential | AC_Cooling | 0 |  |  |  |  | 125 | 100 | 0 | 0 | 0 | 25 | 111.89 |  | kW | 0.12265 | 13.39 | Residential |  | Winter Only | [5 empty] | 18 | 0.8 |  |  |  | 0 | 0 | 0 | 1 | 0 | 0 | 0 | 0 | 0 | 0 | 0 | 0 | 0 | 0 | 0 | 0 | 0 | 0 | 0 | 0 | 1 | 0 | 0 | 0 | 0 | 0 | 0 | 0 | 0 | 0 | 0 | 0 | 0 | 0 | 0 | 0 | 0 | 0 | 0 | 0 | [16 empty] | 1
0 | 316017-Single Family, Verified Ducting System, CZ 8 |  | 8 | Residential | AC_Cooling | 0 |  |  |  |  | 125 | 100 | 0 | 0 | 0 | 25 | 111.89 |  | kW | 0.12265 | 13.39 | Residential |  | Winter Only | [5 empty] | 18 | 0.8 |  |  |  | 0 | 0 | 0 | 1 | 0 | 0 | 0 | 0 | 0 | 0 | 0 | 0 | 0 | 0 | 0 | 0 | 0 | 0 | 0 | 0 | 1 | 0 | 0 | 0 | 0 | 0 | 0 | 0 | 0 | 0 | 0 | 0 | 0 | 0 | 0 | 0 | 0 | 0 | 0 | 0 | [16 empty] | 1
0 | 316017-Single Family, Verified Ducting System, CZ 8 |  | 8 | Residential | AC_Cooling | 0 |  |  |  |  | 125 | 100 | 0 | 0 | 0 | 25 | 111.89 |  | kW | 0.12265 | 13.39 | Residential |  | Winter Only | [5 empty] | 18 | 0.8 |  |  |  | 0 | 0 | 0 | 1 | 0 | 0 | 0 | 0 | 0 | 0 | 0 | 0 | 0 | 0 | 0 | 0 | 0 | 0 | 0 | 0 | 1 | 0 | 0 | 0 | 0 | 0 | 0 | 0 | 0 | 0 | 0 | 0 | 0 | 0 | 0 | 0 | 0 | 0 | 0 | 0 | [16 empty] | 1
0 | 316017-Single Family, Verified Ducting System, CZ 8 |  | 8 | Residential | AC_Cooling | 0 |  |  |  |  | 125 | 100 | 0 | 0 | 0 | 25 | 111.89 |  | kW | 0.12265 | 13.39 | Residential |  | Winter Only | [5 empty] | 18 | 0.8 |  |  |  | 0 | 0 | 0 | 1 | 0 | 0 | 0 | 0 | 0 | 0 | 0 | 0 | 0 | 0 | 0 | 0 | 0 | 0 | 0 | 0 | 1 | 0 | 0 | 0 | 0 | 0 | 0 | 0 | 0 | 0 | 0 | 0 | 0 | 0 | 0 | 0 | 0 | 0 | 0 | 0 | [16 empty] | 1
0 | 316017-Single Family, Verified Ducting System, CZ 8 |  | 8 | Residential | AC_Cooling | 0 |  |  |  |  | 125 | 100 | 0 | 0 | 0 | 25 | 111.89 |  | kW | 0.12265 | 13.39 | Residential |  | Winter Only | [5 empty] | 18 | 0.8 |  |  |  | 0 | 0 | 0 | 1 | 0 | 0 | 0 | 0 | 0 | 0 | 0 | 0 | 0 | 0 | 0 | 0 | 0 | 0 | 0 | 0 | 1 | 0 | 0 | 0 | 0 | 0 | 0 | 0 | 0 | 0 | 0 | 0 | 0 | 0 | 0 | 0 | 0 | 0 | 0 | 0 | [16 empty] | 1
0 | 316017-Single Family, Verified Ducting System, CZ 8 |  | 8 | Residential | AC_Cooling | 0 |  |  |  |  | 125 | 100 | 0 | 0 | 0 | 25 | 111.89 |  | kW | 0.12265 | 13.39 | Residential |  | Winter Only | [5 empty] | 18 | 0.8 |  |  |  | 0 | 0 | 0 | 1 | 0 | 0 | 0 | 0 | 0 | 0 | 0 | 0 | 0 | 0 | 0 | 0 | 0 | 0 | 0 | 0 | 1 | 0 | 0 | 0 | 0 | 0 | 0 | 0 | 0 | 0 | 0 | 0 | 0 | 0 | 0 | 0 | 0 | 0 | 0 | 0 | [16 empty] | 1
0 | 316017-Single Family, Verified Ducting System, CZ 8 |  | 8 | Residential | AC_Cooling | 0 |  |  |  |  | 125 | 100 | 0 | 0 | 0 | 25 | 111.89 |  | kW | 0.12265 | 13.39 | Residential |  | Winter Only | [5 empty] | 18 | 0.8 |  |  |  | 0 | 0 | 0 | 1 | 0 | 0 | 0 | 0 | 0 | 0 | 0 | 0 | 0 | 0 | 0 | 0 | 0 | 0 | 0 | 0 | 1 | 0 | 0 | 0 | 0 | 0 | 0 | 0 | 0 | 0 | 0 | 0 | 0 | 0 | 0 | 0 | 0 | 0 | 0 | 0 | [16 empty] | 1
0 | 316017-Single Family, Verified Ducting System, CZ 8 |  | 8 | Residential | AC_Cooling | 0 |  |  |  |  | 125 | 100 | 0 | 0 | 0 | 25 | 111.89 |  | kW | 0.12265 | 13.39 | Residential |  | Winter Only | [5 empty] | 18 | 0.8 |  |  |  | 0 | 0 | 0 | 1 | 0 | 0 | 0 | 0 | 0 | 0 | 0 | 0 | 0 | 0 | 0 | 0 | 0 | 0 | 0 | 0 | 1 | 0 | 0 | 0 | 0 | 0 | 0 | 0 | 0 | 0 | 0 | 0 | 0 | 0 | 0 | 0 | 0 | 0 | 0 | 0 | [16 empty] | 1
0 | 316017-Single Family, Verified Ducting System, CZ 8 |  | 8 | Residential | AC_Cooling | 0 |  |  |  |  | 125 | 100 | 0 | 0 | 0 | 25 | 111.89 |  | kW | 0.12265 | 13.39 | Residential |  | Winter Only | [5 empty] | 18 | 0.8 |  |  |  | 0 | 0 | 0 | 1 | 0 | 0 | 0 | 0 | 0 | 0 | 0 | 0 | 0 | 0 | 0 | 0 | 0 | 0 | 0 | 0 | 1 | 0 | 0 | 0 | 0 | 0 | 0 | 0 | 0 | 0 | 0 | 0 | 0 | 0 | 0 | 0 | 0 | 0 | 0 | 0 | [16 empty] | 1
0 | 316017-Single Family, Verified Ducting System, CZ 8 |  | 8 | Residential | AC_Cooling | 0 |  |  |  |  | 125 | 100 | 0 | 0 | 0 | 25 | 111.89 |  | kW | 0.12265 | 13.39 | Residential |  | Winter Only | [5 empty] | 18 | 0.8 |  |  |  | 0 | 0 | 0 | 1 | 0 | 0 | 0 | 0 | 0 | 0 | 0 | 0 | 0 | 0 | 0 | 0 | 0 | 0 | 0 | 0 | 1 | 0 | 0 | 0 | 0 | 0 | 0 | 0 | 0 | 0 | 0 | 0 | 0 | 0 | 0 | 0 | 0 | 0 | 0 | 0 | [16 empty] | 1
0 | 316017-Single Family, Verified Ducting System, CZ 8 |  | 8 | Residential | AC_Cooling | 0 |  |  |  |  | 125 | 100 | 0 | 0 | 0 | 25 | 111.89 |  | kW | 0.12265 | 13.39 | Residential |  | Winter Only | [5 empty] | 18 | 0.8 |  |  |  | 0 | 0 | 0 | 1 | 0 | 0 | 0 | 0 | 0 | 0 | 0 | 0 | 0 | 0 | 0 | 0 | 0 | 0 | 0 | 0 | 1 | 0 | 0 | 0 | 0 | 0 | 0 | 0 | 0 | 0 | 0 | 0 | 0 | 0 | 0 | 0 | 0 | 0 | 0 | 0 | [16 empty] | 1
0 | 316017-Single Family, Verified Ducting System, CZ 8 |  | 8 | Residential | AC_Cooling | 0 |  |  |  |  | 125 | 100 | 0 | 0 | 0 | 25 | 111.89 |  | kW | 0.12265 | 13.39 | Residential |  | Winter Only | [5 empty] | 18 | 0.8 |  |  |  | 0 | 0 | 0 | 1 | 0 | 0 | 0 | 0 | 0 | 0 | 0 | 0 | 0 | 0 | 0 | 0 | 0 | 0 | 0 | 0 | 1 | 0 | 0 | 0 | 0 | 0 | 0 | 0 | 0 | 0 | 0 | 0 | 0 | 0 | 0 | 0 | 0 | 0 | 0 | 0 | [16 empty] | 1
0 | 316017-Single Family, Verified Ducting System, CZ 8 |  | 8 | Residential | AC_Cooling | 0 |  |  |  |  | 125 | 100 | 0 | 0 | 0 | 25 | 111.89 |  | kW | 0.12265 | 13.39 | Residential |  | Winter Only | [5 empty] | 18 | 0.8 |  |  |  | 0 | 0 | 0 | 1 | 0 | 0 | 0 | 0 | 0 | 0 | 0 | 0 | 0 | 0 | 0 | 0 | 0 | 0 | 0 | 0 | 1 | 0 | 0 | 0 | 0 | 0 | 0 | 0 | 0 | 0 | 0 | 0 | 0 | 0 | 0 | 0 | 0 | 0 | 0 | 0 | [16 empty] | 1
0 | 316017-Single Family, Verified Ducting System, CZ 8 |  | 8 | Residential | AC_Cooling | 0 |  |  |  |  | 125 | 100 | 0 | 0 | 0 | 25 | 111.89 |  | kW | 0.12265 | 13.39 | Residential |  | Winter Only | [5 empty] | 18 | 0.8 |  |  |  | 0 | 0 | 0 | 1 | 0 | 0 | 0 | 0 | 0 | 0 | 0 | 0 | 0 | 0 | 0 | 0 | 0 | 0 | 0 | 0 | 1 | 0 | 0 | 0 | 0 | 0 | 0 | 0 | 0 | 0 | 0 | 0 | 0 | 0 | 0 | 0 | 0 | 0 | 0 | 0 | [16 empty] | 1
0 | 316017-Single Family, Verified Ducting System, CZ 8 |  | 8 | Residential | AC_Cooling | 0 |  |  |  |  | 125 | 100 | 0 | 0 | 0 | 25 | 111.89 |  | kW | 0.12265 | 13.39 | Residential |  | Winter Only | [5 empty] | 18 | 0.8 |  |  |  | 0 | 0 | 0 | 1 | 0 | 0 | 0 | 0 | 0 | 0 | 0 | 0 | 0 | 0 | 0 | 0 | 0 | 0 | 0 | 0 | 1 | 0 | 0 | 0 | 0 | 0 | 0 | 0 | 0 | 0 | 0 | 0 | 0 | 0 | 0 | 0 | 0 | 0 | 0 | 0 | [16 empty] | 1
0 | 316017-Single Family, Verified Ducting System, CZ 8 |  | 8 | Residential | AC_Cooling | 0 |  |  |  |  | 125 | 100 | 0 | 0 | 0 | 25 | 111.89 |  | kW | 0.12265 | 13.39 | Residential |  | Winter Only | [5 empty] | 18 | 0.8 |  |  |  | 0 | 0 | 0 | 1 | 0 | 0 | 0 | 0 | 0 | 0 | 0 | 0 | 0 | 0 | 0 | 0 | 0 | 0 | 0 | 0 | 1 | 0 | 0 | 0 | 0 | 0 | 0 | 0 | 0 | 0 | 0 | 0 | 0 | 0 | 0 | 0 | 0 | 0 | 0 | 0 | [16 empty] | 1
0 | 316017-Single Family, Verified Ducting System, CZ 8 |  | 8 | Residential | AC_Cooling | 0 |  |  |  |  | 125 | 100 | 0 | 0 | 0 | 25 | 111.89 |  | kW | 0.12265 | 13.39 | Residential |  | Winter Only | [5 empty] | 18 | 0.8 |  |  |  | 0 | 0 | 0 | 1 | 0 | 0 | 0 | 0 | 0 | 0 | 0 | 0 | 0 | 0 | 0 | 0 | 0 | 0 | 0 | 0 | 1 | 0 | 0 | 0 | 0 | 0 | 0 | 0 | 0 | 0 | 0 | 0 | 0 | 0 | 0 | 0 | 0 | 0 | 0 | 0 | [16 empty] | 1
0 | 316017-Single Family, Verified Ducting System, CZ 8 |  | 8 | Residential | AC_Cooling | 0 |  |  |  |  | 125 | 100 | 0 | 0 | 0 | 25 | 111.89 |  | kW | 0.12265 | 13.39 | Residential |  | Winter Only | [5 empty] | 18 | 0.8 |  |  |  | 0 | 0 | 0 | 1 | 0 | 0 | 0 | 0 | 0 | 0 | 0 | 0 | 0 | 0 | 0 | 0 | 0 | 0 | 0 | 0 | 1 | 0 | 0 | 0 | 0 | 0 | 0 | 0 | 0 | 0 | 0 | 0 | 0 | 0 | 0 | 0 | 0 | 0 | 0 | 0 | [16 empty] | 1
0 | 316017-Single Family, Verified Ducting System, CZ 8 |  | 8 | Residential | AC_Cooling | 0 |  |  |  |  | 125 | 100 | 0 | 0 | 0 | 25 | 111.89 |  | kW | 0.12265 | 13.39 | Residential |  | Winter Only | [5 empty] | 18 | 0.8 |  |  |  | 0 | 0 | 0 | 1 | 0 | 0 | 0 | 0 | 0 | 0 | 0 | 0 | 0 | 0 | 0 | 0 | 0 | 0 | 0 | 0 | 1 | 0 | 0 | 0 | 0 | 0 | 0 | 0 | 0 | 0 | 0 | 0 | 0 | 0 | 0 | 0 | 0 | 0 | 0 | 0 | [16 empty] | 1
0 | 316017-Single Family, Verified Ducting System, CZ 8 |  | 8 | Residential | AC_Cooling | 0 |  |  |  |  | 125 | 100 | 0 | 0 | 0 | 25 | 111.89 |  | kW | 0.12265 | 13.39 | Residential |  | Winter Only | [5 empty] | 18 | 0.8 |  |  |  | 0 | 0 | 0 | 1 | 0 | 0 | 0 | 0 | 0 | 0 | 0 | 0 | 0 | 0 | 0 | 0 | 0 | 0 | 0 | 0 | 1 | 0 | 0 | 0 | 0 | 0 | 0 | 0 | 0 | 0 | 0 | 0 | 0 | 0 | 0 | 0 | 0 | 0 | 0 | 0 | [16 empty] | 1
0 | 316017-Single Family, Verified Ducting System, CZ 8 |  | 8 | Residential | AC_Cooling | 0 |  |  |  |  | 125 | 100 | 0 | 0 | 0 | 25 | 111.89 |  | kW | 0.12265 | 13.39 | Residential |  | Winter Only | [5 empty] | 18 | 0.8 |  |  |  | 0 | 0 | 0 | 1 | 0 | 0 | 0 | 0 | 0 | 0 | 0 | 0 | 0 | 0 | 0 | 0 | 0 | 0 | 0 | 0 | 1 | 0 | 0 | 0 | 0 | 0 | 0 | 0 | 0 | 0 | 0 | 0 | 0 | 0 | 0 | 0 | 0 | 0 | 0 | 0 | [16 empty] | 1
0 | 316017-Single Family, Verified Ducting System, CZ 8 |  | 8 | Residential | AC_Cooling | 0 |  |  |  |  | 125 | 100 | 0 | 0 | 0 | 25 | 111.89 |  | kW | 0.12265 | 13.39 | Residential |  | Winter Only | [5 empty] | 18 | 0.8 |  |  |  | 0 | 0 | 0 | 1 | 0 | 0 | 0 | 0 | 0 | 0 | 0 | 0 | 0 | 0 | 0 | 0 | 0 | 0 | 0 | 0 | 1 | 0 | 0 | 0 | 0 | 0 | 0 | 0 | 0 | 0 | 0 | 0 | 0 | 0 | 0 | 0 | 0 | 0 | 0 | 0 | [16 empty] | 1
0 | 316017-Single Family, Verified Ducting System, CZ 8 |  | 8 | Residential | AC_Cooling | 0 |  |  |  |  | 125 | 100 | 0 | 0 | 0 | 25 | 111.89 |  | kW | 0.12265 | 13.39 | Residential |  | Winter Only | [5 empty] | 18 | 0.8 |  |  |  | 0 | 0 | 0 | 1 | 0 | 0 | 0 | 0 | 0 | 0 | 0 | 0 | 0 | 0 | 0 | 0 | 0 | 0 | 0 | 0 | 1 | 0 | 0 | 0 | 0 | 0 | 0 | 0 | 0 | 0 | 0 | 0 | 0 | 0 | 0 | 0 | 0 | 0 | 0 | 0 | [16 empty] | 1
0 | 316017-Single Family, Verified Ducting System, CZ 8 |  | 8 | Residential | AC_Cooling | 0 |  |  |  |  | 125 | 100 | 0 | 0 | 0 | 25 | 111.89 |  | kW | 0.12265 | 13.39 | Residential |  | Winter Only | [5 empty] | 18 | 0.8 |  |  |  | 0 | 0 | 0 | 1 | 0 | 0 | 0 | 0 | 0 | 0 | 0 | 0 | 0 | 0 | 0 | 0 | 0 | 0 | 0 | 0 | 1 | 0 | 0 | 0 | 0 | 0 | 0 | 0 | 0 | 0 | 0 | 0 | 0 | 0 | 0 | 0 | 0 | 0 | 0 | 0 | [16 empty] | 1
0 | 316017-Single Family, Verified Ducting System, CZ 8 |  | 8 | Residential | AC_Cooling | 0 |  |  |  |  | 125 | 100 | 0 | 0 | 0 | 25 | 111.89 |  | kW | 0.12265 | 13.39 | Residential |  | Winter Only | [5 empty] | 18 | 0.8 |  |  |  | 0 | 0 | 0 | 1 | 0 | 0 | 0 | 0 | 0 | 0 | 0 | 0 | 0 | 0 | 0 | 0 | 0 | 0 | 0 | 0 | 1 | 0 | 0 | 0 | 0 | 0 | 0 | 0 | 0 | 0 | 0 | 0 | 0 | 0 | 0 | 0 | 0 | 0 | 0 | 0 | [16 empty] | 1
0 | 316017-Single Family, Verified Ducting System, CZ 8 |  | 8 | Residential | AC_Cooling | 0 |  |  |  |  | 125 | 100 | 0 | 0 | 0 | 25 | 111.89 |  | kW | 0.12265 | 13.39 | Residential |  | Winter Only | [5 empty] | 18 | 0.8 |  |  |  | 0 | 0 | 0 | 1 | 0 | 0 | 0 | 0 | 0 | 0 | 0 | 0 | 0 | 0 | 0 | 0 | 0 | 0 | 0 | 0 | 1 | 0 | 0 | 0 | 0 | 0 | 0 | 0 | 0 | 0 | 0 | 0 | 0 | 0 | 0 | 0 | 0 | 0 | 0 | 0 | [16 empty] | 1
0 | 316017-Single Family, Verified Ducting System, CZ 8 |  | 8 | Residential | AC_Cooling | 0 |  |  |  |  | 125 | 100 | 0 | 0 | 0 | 25 | 111.89 |  | kW | 0.12265 | 13.39 | Residential |  | Winter Only | [5 empty] | 18 | 0.8 |  |  |  | 0 | 0 | 0 | 1 | 0 | 0 | 0 | 0 | 0 | 0 | 0 | 0 | 0 | 0 | 0 | 0 | 0 | 0 | 0 | 0 | 1 | 0 | 0 | 0 | 0 | 0 | 0 | 0 | 0 | 0 | 0 | 0 | 0 | 0 | 0 | 0 | 0 | 0 | 0 | 0 | [16 empty] | 1
0 | 316017-Single Family, Verified Ducting System, CZ 8 |  | 8 | Residential | AC_Cooling | 0 |  |  |  |  | 125 | 100 | 0 | 0 | 0 | 25 | 111.89 |  | kW | 0.12265 | 13.39 | Residential |  | Winter Only | [5 empty] | 18 | 0.8 |  |  |  | 0 | 0 | 0 | 1 | 0 | 0 | 0 | 0 | 0 | 0 | 0 | 0 | 0 | 0 | 0 | 0 | 0 | 0 | 0 | 0 | 1 | 0 | 0 | 0 | 0 | 0 | 0 | 0 | 0 | 0 | 0 | 0 | 0 | 0 | 0 | 0 | 0 | 0 | 0 | 0 | [16 empty] | 1
0 | 316017-Single Family, Verified Ducting System, CZ 8 |  | 8 | Residential | AC_Cooling | 0 |  |  |  |  | 125 | 100 | 0 | 0 | 0 | 25 | 111.89 |  | kW | 0.12265 | 13.39 | Residential |  | Winter Only | [5 empty] | 18 | 0.8 |  |  |  | 0 | 0 | 0 | 1 | 0 | 0 | 0 | 0 | 0 | 0 | 0 | 0 | 0 | 0 | 0 | 0 | 0 | 0 | 0 | 0 | 1 | 0 | 0 | 0 | 0 | 0 | 0 | 0 | 0 | 0 | 0 | 0 | 0 | 0 | 0 | 0 | 0 | 0 | 0 | 0 | [16 empty] | 1
0 | 316017-Single Family, Verified Ducting System, CZ 8 |  | 8 | Residential | AC_Cooling | 0 |  |  |  |  | 125 | 100 | 0 | 0 | 0 | 25 | 111.89 |  | kW | 0.12265 | 13.39 | Residential |  | Winter Only | [5 empty] | 18 | 0.8 |  |  |  | 0 | 0 | 0 | 1 | 0 | 0 | 0 | 0 | 0 | 0 | 0 | 0 | 0 | 0 | 0 | 0 | 0 | 0 | 0 | 0 | 1 | 0 | 0 | 0 | 0 | 0 | 0 | 0 | 0 | 0 | 0 | 0 | 0 | 0 | 0 | 0 | 0 | 0 | 0 | 0 | [16 empty] | 1
0 | 316017-Single Family, Verified Ducting System, CZ 8 |  | 8 | Residential | AC_Cooling | 0 |  |  |  |  | 125 | 100 | 0 | 0 | 0 | 25 | 111.89 |  | kW | 0.12265 | 13.39 | Residential |  | Winter Only | [5 empty] | 18 | 0.8 |  |  |  | 0 | 0 | 0 | 1 | 0 | 0 | 0 | 0 | 0 | 0 | 0 | 0 | 0 | 0 | 0 | 0 | 0 | 0 | 0 | 0 | 1 | 0 | 0 | 0 | 0 | 0 | 0 | 0 | 0 | 0 | 0 | 0 | 0 | 0 | 0 | 0 | 0 | 0 | 0 | 0 | [16 empty] | 1
0 | 316017-Single Family, Verified Ducting System, CZ 8 |  | 8 | Residential | AC_Cooling | 0 |  |  |  |  | 125 | 100 | 0 | 0 | 0 | 25 | 111.89 |  | kW | 0.12265 | 13.39 | Residential |  | Winter Only | [5 empty] | 18 | 0.8 |  |  |  | 0 | 0 | 0 | 1 | 0 | 0 | 0 | 0 | 0 | 0 | 0 | 0 | 0 | 0 | 0 | 0 | 0 | 0 | 0 | 0 | 1 | 0 | 0 | 0 | 0 | 0 | 0 | 0 | 0 | 0 | 0 | 0 | 0 | 0 | 0 | 0 | 0 | 0 | 0 | 0 | [16 empty] | 1
0 | 316032-Single Family, Quality Insulation Installation, CZ 15 |  | 15 | Residential | AC_Cooling | 0 |  |  |  |  | 300 | 175 | 0 | 0 | 0 | 125 | 1270.32 |  | kW | 1.3926 | 20.79 | Residential |  | Winter Only | [5 empty] | 20 | 0.8 |  |  |  | 0 | 0 | 0 | 1 | 0 | 0 | 0 | 0 | 0 | 0 | 0 | 0 | 0 | 0 | 0 | 0 | 0 | 0 | 0 | 0 | 1 | 0 | 0 | 0 | 0 | 0 | 0 | 0 | 0 | 0 | 0 | 0 | 0 | 0 | 0 | 0 | 0 | 0 | 0 | 0 | [16 empty] | 1
0 | 316032-Single Family, Quality Insulation Installation, CZ 15 |  | 15 | Residential | AC_Cooling | 0 |  |  |  |  | 300 | 175 | 0 | 0 | 0 | 125 | 1270.32 |  | kW | 1.3926 | 20.79 | Residential |  | Winter Only | [5 empty] | 20 | 0.8 |  |  |  | 0 | 0 | 0 | 1 | 0 | 0 | 0 | 0 | 0 | 0 | 0 | 0 | 0 | 0 | 0 | 0 | 0 | 0 | 0 | 0 | 1 | 0 | 0 | 0 | 0 | 0 | 0 | 0 | 0 | 0 | 0 | 0 | 0 | 0 | 0 | 0 | 0 | 0 | 0 | 0 | [16 empty] | 1
0 | 316032-Single Family, Quality Insulation Installation, CZ 15 |  | 15 | Residential | AC_Cooling | 0 |  |  |  |  | 300 | 175 | 0 | 0 | 0 | 125 | 1270.32 |  | kW | 1.3926 | 20.79 | Residential |  | Winter Only | [5 empty] | 20 | 0.8 |  |  |  | 0 | 0 | 0 | 1 | 0 | 0 | 0 | 0 | 0 | 0 | 0 | 0 | 0 | 0 | 0 | 0 | 0 | 0 | 0 | 0 | 1 | 0 | 0 | 0 | 0 | 0 | 0 | 0 | 0 | 0 | 0 | 0 | 0 | 0 | 0 | 0 | 0 | 0 | 0 | 0 | [16 empty] | 1
0 | 316032-Single Family, Quality Insulation Installation, CZ 15 |  | 15 | Residential | AC_Cooling | 0 |  |  |  |  | 300 | 175 | 0 | 0 | 0 | 125 | 1270.32 |  | kW | 1.3926 | 20.79 | Residential |  | Winter Only | [5 empty] | 20 | 0.8 |  |  |  | 0 | 0 | 0 | 1 | 0 | 0 | 0 | 0 | 0 | 0 | 0 | 0 | 0 | 0 | 0 | 0 | 0 | 0 | 0 | 0 | 1 | 0 | 0 | 0 | 0 | 0 | 0 | 0 | 0 | 0 | 0 | 0 | 0 | 0 | 0 | 0 | 0 | 0 | 0 | 0 | [16 empty] | 1
0 | 316032-Single Family, Quality Insulation Installation, CZ 15 |  | 15 | Residential | AC_Cooling | 0 |  |  |  |  | 300 | 175 | 0 | 0 | 0 | 125 | 1270.32 |  | kW | 1.3926 | 20.79 | Residential |  | Winter Only | [5 empty] | 20 | 0.8 |  |  |  | 0 | 0 | 0 | 1 | 0 | 0 | 0 | 0 | 0 | 0 | 0 | 0 | 0 | 0 | 0 | 0 | 0 | 0 | 0 | 0 | 1 | 0 | 0 | 0 | 0 | 0 | 0 | 0 | 0 | 0 | 0 | 0 | 0 | 0 | 0 | 0 | 0 | 0 | 0 | 0 | [16 empty] | 1
0 | 316032-Single Family, Quality Insulation Installation, CZ 15 |  | 15 | Residential | AC_Cooling | 0 |  |  |  |  | 300 | 175 | 0 | 0 | 0 | 125 | 1270.32 |  | kW | 1.3926 | 20.79 | Residential |  | Winter Only | [5 empty] | 20 | 0.8 |  |  |  | 0 | 0 | 0 | 1 | 0 | 0 | 0 | 0 | 0 | 0 | 0 | 0 | 0 | 0 | 0 | 0 | 0 | 0 | 0 | 0 | 1 | 0 | 0 | 0 | 0 | 0 | 0 | 0 | 0 | 0 | 0 | 0 | 0 | 0 | 0 | 0 | 0 | 0 | 0 | 0 | [16 empty] | 1
0 | 316032-Single Family, Quality Insulation Installation, CZ 15 |  | 15 | Residential | AC_Cooling | 0 |  |  |  |  | 300 | 175 | 0 | 0 | 0 | 125 | 1270.32 |  | kW | 1.3926 | 20.79 | Residential |  | Winter Only | [5 empty] | 20 | 0.8 |  |  |  | 0 | 0 | 0 | 1 | 0 | 0 | 0 | 0 | 0 | 0 | 0 | 0 | 0 | 0 | 0 | 0 | 0 | 0 | 0 | 0 | 1 | 0 | 0 | 0 | 0 | 0 | 0 | 0 | 0 | 0 | 0 | 0 | 0 | 0 | 0 | 0 | 0 | 0 | 0 | 0 | [16 empty] | 1
0 | 316032-Single Family, Quality Insulation Installation, CZ 15 |  | 15 | Residential | AC_Cooling | 0 |  |  |  |  | 300 | 175 | 0 | 0 | 0 | 125 | 1270.32 |  | kW | 1.3926 | 20.79 | Residential |  | Winter Only | [5 empty] | 20 | 0.8 |  |  |  | 0 | 0 | 0 | 1 | 0 | 0 | 0 | 0 | 0 | 0 | 0 | 0 | 0 | 0 | 0 | 0 | 0 | 0 | 0 | 0 | 1 | 0 | 0 | 0 | 0 | 0 | 0 | 0 | 0 | 0 | 0 | 0 | 0 | 0 | 0 | 0 | 0 | 0 | 0 | 0 | [16 empty] | 1
0 | 316032-Single Family, Quality Insulation Installation, CZ 15 |  | 15 | Residential | AC_Cooling | 0 |  |  |  |  | 300 | 175 | 0 | 0 | 0 | 125 | 1270.32 |  | kW | 1.3926 | 20.79 | Residential |  | Winter Only | [5 empty] | 20 | 0.8 |  |  |  | 0 | 0 | 0 | 1 | 0 | 0 | 0 | 0 | 0 | 0 | 0 | 0 | 0 | 0 | 0 | 0 | 0 | 0 | 0 | 0 | 1 | 0 | 0 | 0 | 0 | 0 | 0 | 0 | 0 | 0 | 0 | 0 | 0 | 0 | 0 | 0 | 0 | 0 | 0 | 0 | [16 empty] | 1
0 | 316032-Single Family, Quality Insulation Installation, CZ 15 |  | 15 | Residential | AC_Cooling | 0 |  |  |  |  | 300 | 175 | 0 | 0 | 0 | 125 | 1270.32 |  | kW | 1.3926 | 20.79 | Residential |  | Winter Only | [5 empty] | 20 | 0.8 |  |  |  | 0 | 0 | 0 | 1 | 0 | 0 | 0 | 0 | 0 | 0 | 0 | 0 | 0 | 0 | 0 | 0 | 0 | 0 | 0 | 0 | 1 | 0 | 0 | 0 | 0 | 0 | 0 | 0 | 0 | 0 | 0 | 0 | 0 | 0 | 0 | 0 | 0 | 0 | 0 | 0 | [16 empty] | 1
0 | 316032-Single Family, Quality Insulation Installation, CZ 15 |  | 15 | Residential | AC_Cooling | 0 |  |  |  |  | 300 | 175 | 0 | 0 | 0 | 125 | 1270.32 |  | kW | 1.3926 | 20.79 | Residential |  | Winter Only | [5 empty] | 20 | 0.8 |  |  |  | 0 | 0 | 0 | 1 | 0 | 0 | 0 | 0 | 0 | 0 | 0 | 0 | 0 | 0 | 0 | 0 | 0 | 0 | 0 | 0 | 1 | 0 | 0 | 0 | 0 | 0 | 0 | 0 | 0 | 0 | 0 | 0 | 0 | 0 | 0 | 0 | 0 | 0 | 0 | 0 | [16 empty] | 1
0 | 316032-Single Family, Quality Insulation Installation, CZ 15 |  | 15 | Residential | AC_Cooling | 0 |  |  |  |  | 300 | 175 | 0 | 0 | 0 | 125 | 1270.32 |  | kW | 1.3926 | 20.79 | Residential |  | Winter Only | [5 empty] | 20 | 0.8 |  |  |  | 0 | 0 | 0 | 1 | 0 | 0 | 0 | 0 | 0 | 0 | 0 | 0 | 0 | 0 | 0 | 0 | 0 | 0 | 0 | 0 | 1 | 0 | 0 | 0 | 0 | 0 | 0 | 0 | 0 | 0 | 0 | 0 | 0 | 0 | 0 | 0 | 0 | 0 | 0 | 0 | [16 empty] | 1
0 | 316032-Single Family, Quality Insulation Installation, CZ 15 |  | 15 | Residential | AC_Cooling | 0 |  |  |  |  | 300 | 175 | 0 | 0 | 0 | 125 | 1270.32 |  | kW | 1.3926 | 20.79 | Residential |  | Winter Only | [5 empty] | 20 | 0.8 |  |  |  | 0 | 0 | 0 | 1 | 0 | 0 | 0 | 0 | 0 | 0 | 0 | 0 | 0 | 0 | 0 | 0 | 0 | 0 | 0 | 0 | 1 | 0 | 0 | 0 | 0 | 0 | 0 | 0 | 0 | 0 | 0 | 0 | 0 | 0 | 0 | 0 | 0 | 0 | 0 | 0 | [16 empty] | 1
0 | 316032-Single Family, Quality Insulation Installation, CZ 15 |  | 15 | Residential | AC_Cooling | 0 |  |  |  |  | 300 | 175 | 0 | 0 | 0 | 125 | 1270.32 |  | kW | 1.3926 | 20.79 | Residential |  | Winter Only | [5 empty] | 20 | 0.8 |  |  |  | 0 | 0 | 0 | 1 | 0 | 0 | 0 | 0 | 0 | 0 | 0 | 0 | 0 | 0 | 0 | 0 | 0 | 0 | 0 | 0 | 1 | 0 | 0 | 0 | 0 | 0 | 0 | 0 | 0 | 0 | 0 | 0 | 0 | 0 | 0 | 0 | 0 | 0 | 0 | 0 | [16 empty] | 1
0 | 316032-Single Family, Quality Insulation Installation, CZ 15 |  | 15 | Residential | AC_Cooling | 0 |  |  |  |  | 300 | 175 | 0 | 0 | 0 | 125 | 1270.32 |  | kW | 1.3926 | 20.79 | Residential |  | Winter Only | [5 empty] | 20 | 0.8 |  |  |  | 0 | 0 | 0 | 1 | 0 | 0 | 0 | 0 | 0 | 0 | 0 | 0 | 0 | 0 | 0 | 0 | 0 | 0 | 0 | 0 | 1 | 0 | 0 | 0 | 0 | 0 | 0 | 0 | 0 | 0 | 0 | 0 | 0 | 0 | 0 | 0 | 0 | 0 | 0 | 0 | [16 empty] | 1
0 | 316032-Single Family, Quality Insulation Installation, CZ 15 |  | 15 | Residential | AC_Cooling | 0 |  |  |  |  | 300 | 175 | 0 | 0 | 0 | 125 | 1270.32 |  | kW | 1.3926 | 20.79 | Residential |  | Winter Only | [5 empty] | 20 | 0.8 |  |  |  | 0 | 0 | 0 | 1 | 0 | 0 | 0 | 0 | 0 | 0 | 0 | 0 | 0 | 0 | 0 | 0 | 0 | 0 | 0 | 0 | 1 | 0 | 0 | 0 | 0 | 0 | 0 | 0 | 0 | 0 | 0 | 0 | 0 | 0 | 0 | 0 | 0 | 0 | 0 | 0 | [16 empty] | 1
0 | 316032-Single Family, Quality Insulation Installation, CZ 15 |  | 15 | Residential | AC_Cooling | 0 |  |  |  |  | 300 | 175 | 0 | 0 | 0 | 125 | 1270.32 |  | kW | 1.3926 | 20.79 | Residential |  | Winter Only | [5 empty] | 20 | 0.8 |  |  |  | 0 | 0 | 0 | 1 | 0 | 0 | 0 | 0 | 0 | 0 | 0 | 0 | 0 | 0 | 0 | 0 | 0 | 0 | 0 | 0 | 1 | 0 | 0 | 0 | 0 | 0 | 0 | 0 | 0 | 0 | 0 | 0 | 0 | 0 | 0 | 0 | 0 | 0 | 0 | 0 | [16 empty] | 1
0 | 316032-Single Family, Quality Insulation Installation, CZ 15 |  | 15 | Residential | AC_Cooling | 0 |  |  |  |  | 300 | 175 | 0 | 0 | 0 | 125 | 1270.32 |  | kW | 1.3926 | 20.79 | Residential |  | Winter Only | [5 empty] | 20 | 0.8 |  |  |  | 0 | 0 | 0 | 1 | 0 | 0 | 0 | 0 | 0 | 0 | 0 | 0 | 0 | 0 | 0 | 0 | 0 | 0 | 0 | 0 | 1 | 0 | 0 | 0 | 0 | 0 | 0 | 0 | 0 | 0 | 0 | 0 | 0 | 0 | 0 | 0 | 0 | 0 | 0 | 0 | [16 empty] | 1
0 | 316032-Single Family, Quality Insulation Installation, CZ 15 |  | 15 | Residential | AC_Cooling | 0 |  |  |  |  | 300 | 175 | 0 | 0 | 0 | 125 | 1270.32 |  | kW | 1.3926 | 20.79 | Residential |  | Winter Only | [5 empty] | 20 | 0.8 |  |  |  | 0 | 0 | 0 | 1 | 0 | 0 | 0 | 0 | 0 | 0 | 0 | 0 | 0 | 0 | 0 | 0 | 0 | 0 | 0 | 0 | 1 | 0 | 0 | 0 | 0 | 0 | 0 | 0 | 0 | 0 | 0 | 0 | 0 | 0 | 0 | 0 | 0 | 0 | 0 | 0 | [16 empty] | 1
0 | 316032-Single Family, Quality Insulation Installation, CZ 15 |  | 15 | Residential | AC_Cooling | 0 |  |  |  |  | 300 | 175 | 0 | 0 | 0 | 125 | 1270.32 |  | kW | 1.3926 | 20.79 | Residential |  | Winter Only | [5 empty] | 20 | 0.8 |  |  |  | 0 | 0 | 0 | 1 | 0 | 0 | 0 | 0 | 0 | 0 | 0 | 0 | 0 | 0 | 0 | 0 | 0 | 0 | 0 | 0 | 1 | 0 | 0 | 0 | 0 | 0 | 0 | 0 | 0 | 0 | 0 | 0 | 0 | 0 | 0 | 0 | 0 | 0 | 0 | 0 | [16 empty] | 1
0 | 316032-Single Family, Quality Insulation Installation, CZ 15 |  | 15 | Residential | AC_Cooling | 0 |  |  |  |  | 300 | 175 | 0 | 0 | 0 | 125 | 1270.32 |  | kW | 1.3926 | 20.79 | Residential |  | Winter Only | [5 empty] | 20 | 0.8 |  |  |  | 0 | 0 | 0 | 1 | 0 | 0 | 0 | 0 | 0 | 0 | 0 | 0 | 0 | 0 | 0 | 0 | 0 | 0 | 0 | 0 | 1 | 0 | 0 | 0 | 0 | 0 | 0 | 0 | 0 | 0 | 0 | 0 | 0 | 0 | 0 | 0 | 0 | 0 | 0 | 0 | [16 empty] | 1
0 | 316032-Single Family, Quality Insulation Installation, CZ 15 |  | 15 | Residential | AC_Cooling | 0 |  |  |  |  | 300 | 175 | 0 | 0 | 0 | 125 | 1270.32 |  | kW | 1.3926 | 20.79 | Residential |  | Winter Only | [5 empty] | 20 | 0.8 |  |  |  | 0 | 0 | 0 | 1 | 0 | 0 | 0 | 0 | 0 | 0 | 0 | 0 | 0 | 0 | 0 | 0 | 0 | 0 | 0 | 0 | 1 | 0 | 0 | 0 | 0 | 0 | 0 | 0 | 0 | 0 | 0 | 0 | 0 | 0 | 0 | 0 | 0 | 0 | 0 | 0 | [16 empty] | 1
0 | 316032-Single Family, Quality Insulation Installation, CZ 15 |  | 15 | Residential | AC_Cooling | 0 |  |  |  |  | 300 | 175 | 0 | 0 | 0 | 125 | 1270.32 |  | kW | 1.3926 | 20.79 | Residential |  | Winter Only | [5 empty] | 20 | 0.8 |  |  |  | 0 | 0 | 0 | 1 | 0 | 0 | 0 | 0 | 0 | 0 | 0 | 0 | 0 | 0 | 0 | 0 | 0 | 0 | 0 | 0 | 1 | 0 | 0 | 0 | 0 | 0 | 0 | 0 | 0 | 0 | 0 | 0 | 0 | 0 | 0 | 0 | 0 | 0 | 0 | 0 | [16 empty] | 1
0 | 316040-Single Family, Tank Less Water Heater, CZ 13 |  | 13 | Residential | HorizAxisClothesWasher | 0 |  |  |  |  | 325 | 200 | 0 | 0 | 0 | 125 | 0 |  | kW | 0 | 75.41 | Residential |  | Annual | [5 empty] | 15 | 0.8 |  |  |  | 0 | 0 | 0 | 1 | 0 | 0 | 0 | 0 | 0 | 0 | 0 | 0 | 0 | 0 | 0 | 0 | 0 | 0 | 0 | 0 | 1 | 0 | 0 | 0 | 0 | 0 | 0 | 0 | 0 | 0 | 0 | 0 | 0 | 0 | 0 | 0 | 0 | 0 | 0 | 0 | [16 empty] | 1
0 | 316030-Single Family, Quality Insulation Installation, CZ 13 |  | 13 | Residential | AC_Cooling | 0 |  |  |  |  | 300 | 175 | 0 | 0 | 0 | 125 | 547.37 |  | kW | 0.60004 | 52.16 | Residential |  | Winter Only | [5 empty] | 20 | 0.8 |  |  |  | 0 | 0 | 0 | 1 | 0 | 0 | 0 | 0 | 0 | 0 | 0 | 0 | 0 | 0 | 0 | 0 | 0 | 0 | 0 | 0 | 1 | 0 | 0 | 0 | 0 | 0 | 0 | 0 | 0 | 0 | 0 | 0 | 0 | 0 | 0 | 0 | 0 | 0 | 0 | 0 | [16 empty] | 1
0 | 316040-Single Family, Tank Less Water Heater, CZ 13 |  | 13 | Residential | HorizAxisClothesWasher | 0 |  |  |  |  | 325 | 200 | 0 | 0 | 0 | 125 | 0 |  | kW | 0 | 75.41 | Residential |  | Annual | [5 empty] | 15 | 0.8 |  |  |  | 0 | 0 | 0 | 1 | 0 | 0 | 0 | 0 | 0 | 0 | 0 | 0 | 0 | 0 | 0 | 0 | 0 | 0 | 0 | 0 | 1 | 0 | 0 | 0 | 0 | 0 | 0 | 0 | 0 | 0 | 0 | 0 | 0 | 0 | 0 | 0 | 0 | 0 | 0 | 0 | [16 empty] | 1
0 | 316030-Single Family, Quality Insulation Installation, CZ 13 |  | 13 | Residential | AC_Cooling | 0 |  |  |  |  | 300 | 175 | 0 | 0 | 0 | 125 | 547.37 |  | kW | 0.60004 | 52.16 | Residential |  | Winter Only | [5 empty] | 20 | 0.8 |  |  |  | 0 | 0 | 0 | 1 | 0 | 0 | 0 | 0 | 0 | 0 | 0 | 0 | 0 | 0 | 0 | 0 | 0 | 0 | 0 | 0 | 1 | 0 | 0 | 0 | 0 | 0 | 0 | 0 | 0 | 0 | 0 | 0 | 0 | 0 | 0 | 0 | 0 | 0 | 0 | 0 | [16 empty] | 1
0 | 316040-Single Family, Tank Less Water Heater, CZ 13 |  | 13 | Residential | HorizAxisClothesWasher | 0 |  |  |  |  | 325 | 200 | 0 | 0 | 0 | 125 | 0 |  | kW | 0 | 75.41 | Residential |  | Annual | [5 empty] | 15 | 0.8 |  |  |  | 0 | 0 | 0 | 1 | 0 | 0 | 0 | 0 | 0 | 0 | 0 | 0 | 0 | 0 | 0 | 0 | 0 | 0 | 0 | 0 | 1 | 0 | 0 | 0 | 0 | 0 | 0 | 0 | 0 | 0 | 0 | 0 | 0 | 0 | 0 | 0 | 0 | 0 | 0 | 0 | [16 empty] | 1
0 | 316040-Single Family, Tank Less Water Heater, CZ 13 |  | 13 | Residential | HorizAxisClothesWasher | 0 |  |  |  |  | 325 | 200 | 0 | 0 | 0 | 125 | 0 |  | kW | 0 | 75.41 | Residential |  | Annual | [5 empty] | 15 | 0.8 |  |  |  | 0 | 0 | 0 | 1 | 0 | 0 | 0 | 0 | 0 | 0 | 0 | 0 | 0 | 0 | 0 | 0 | 0 | 0 | 0 | 0 | 1 | 0 | 0 | 0 | 0 | 0 | 0 | 0 | 0 | 0 | 0 | 0 | 0 | 0 | 0 | 0 | 0 | 0 | 0 | 0 | [16 empty] | 1
0 | 316030-Single Family, Quality Insulation Installation, CZ 13 |  | 13 | Residential | AC_Cooling | 0 |  |  |  |  | 300 | 175 | 0 | 0 | 0 | 125 | 547.37 |  | kW | 0.60004 | 52.16 | Residential |  | Winter Only | [5 empty] | 20 | 0.8 |  |  |  | 0 | 0 | 0 | 1 | 0 | 0 | 0 | 0 | 0 | 0 | 0 | 0 | 0 | 0 | 0 | 0 | 0 | 0 | 0 | 0 | 1 | 0 | 0 | 0 | 0 | 0 | 0 | 0 | 0 | 0 | 0 | 0 | 0 | 0 | 0 | 0 | 0 | 0 | 0 | 0 | [16 empty] | 1
0 | 316040-Single Family, Tank Less Water Heater, CZ 13 |  | 13 | Residential | HorizAxisClothesWasher | 0 |  |  |  |  | 325 | 200 | 0 | 0 | 0 | 125 | 0 |  | kW | 0 | 75.41 | Residential |  | Annual | [5 empty] | 15 | 0.8 |  |  |  | 0 | 0 | 0 | 1 | 0 | 0 | 0 | 0 | 0 | 0 | 0 | 0 | 0 | 0 | 0 | 0 | 0 | 0 | 0 | 0 | 1 | 0 | 0 | 0 | 0 | 0 | 0 | 0 | 0 | 0 | 0 | 0 | 0 | 0 | 0 | 0 | 0 | 0 | 0 | 0 | [16 empty] | 1
0 | 316030-Single Family, Quality Insulation Installation, CZ 13 |  | 13 | Residential | AC_Cooling | 0 |  |  |  |  | 300 | 175 | 0 | 0 | 0 | 125 | 547.37 |  | kW | 0.60004 | 52.16 | Residential |  | Winter Only | [5 empty] | 20 | 0.8 |  |  |  | 0 | 0 | 0 | 1 | 0 | 0 | 0 | 0 | 0 | 0 | 0 | 0 | 0 | 0 | 0 | 0 | 0 | 0 | 0 | 0 | 1 | 0 | 0 | 0 | 0 | 0 | 0 | 0 | 0 | 0 | 0 | 0 | 0 | 0 | 0 | 0 | 0 | 0 | 0 | 0 | [16 empty] | 1
0 | 316040-Single Family, Tank Less Water Heater, CZ 13 |  | 13 | Residential | HorizAxisClothesWasher | 0 |  |  |  |  | 325 | 200 | 0 | 0 | 0 | 125 | 0 |  | kW | 0 | 75.41 | Residential |  | Annual | [5 empty] | 15 | 0.8 |  |  |  | 0 | 0 | 0 | 1 | 0 | 0 | 0 | 0 | 0 | 0 | 0 | 0 | 0 | 0 | 0 | 0 | 0 | 0 | 0 | 0 | 1 | 0 | 0 | 0 | 0 | 0 | 0 | 0 | 0 | 0 | 0 | 0 | 0 | 0 | 0 | 0 | 0 | 0 | 0 | 0 | [16 empty] | 1
0 | 316030-Single Family, Quality Insulation Installation, CZ 13 |  | 13 | Residential | AC_Cooling | 0 |  |  |  |  | 300 | 175 | 0 | 0 | 0 | 125 | 547.37 |  | kW | 0.60004 | 52.16 | Residential |  | Winter Only | [5 empty] | 20 | 0.8 |  |  |  | 0 | 0 | 0 | 1 | 0 | 0 | 0 | 0 | 0 | 0 | 0 | 0 | 0 | 0 | 0 | 0 | 0 | 0 | 0 | 0 | 1 | 0 | 0 | 0 | 0 | 0 | 0 | 0 | 0 | 0 | 0 | 0 | 0 | 0 | 0 | 0 | 0 | 0 | 0 | 0 | [16 empty] | 1
0 | 316040-Single Family, Tank Less Water Heater, CZ 13 |  | 13 | Residential | HorizAxisClothesWasher | 0 |  |  |  |  | 325 | 200 | 0 | 0 | 0 | 125 | 0 |  | kW | 0 | 75.41 | Residential |  | Annual | [5 empty] | 15 | 0.8 |  |  |  | 0 | 0 | 0 | 1 | 0 | 0 | 0 | 0 | 0 | 0 | 0 | 0 | 0 | 0 | 0 | 0 | 0 | 0 | 0 | 0 | 1 | 0 | 0 | 0 | 0 | 0 | 0 | 0 | 0 | 0 | 0 | 0 | 0 | 0 | 0 | 0 | 0 | 0 | 0 | 0 | [16 empty] | 1
0 | 316030-Single Family, Quality Insulation Installation, CZ 13 |  | 13 | Residential | AC_Cooling | 0 |  |  |  |  | 300 | 175 | 0 | 0 | 0 | 125 | 547.37 |  | kW | 0.60004 | 52.16 | Residential |  | Winter Only | [5 empty] | 20 | 0.8 |  |  |  | 0 | 0 | 0 | 1 | 0 | 0 | 0 | 0 | 0 | 0 | 0 | 0 | 0 | 0 | 0 | 0 | 0 | 0 | 0 | 0 | 1 | 0 | 0 | 0 | 0 | 0 | 0 | 0 | 0 | 0 | 0 | 0 | 0 | 0 | 0 | 0 | 0 | 0 | 0 | 0 | [16 empty] | 1
0 | 316040-Single Family, Tank Less Water Heater, CZ 13 |  | 13 | Residential | HorizAxisClothesWasher | 0 |  |  |  |  | 325 | 200 | 0 | 0 | 0 | 125 | 0 |  | kW | 0 | 75.41 | Residential |  | Annual | [5 empty] | 15 | 0.8 |  |  |  | 0 | 0 | 0 | 1 | 0 | 0 | 0 | 0 | 0 | 0 | 0 | 0 | 0 | 0 | 0 | 0 | 0 | 0 | 0 | 0 | 1 | 0 | 0 | 0 | 0 | 0 | 0 | 0 | 0 | 0 | 0 | 0 | 0 | 0 | 0 | 0 | 0 | 0 | 0 | 0 | [16 empty] | 1
0 | 316030-Single Family, Quality Insulation Installation, CZ 13 |  | 13 | Residential | AC_Cooling | 0 |  |  |  |  | 300 | 175 | 0 | 0 | 0 | 125 | 547.37 |  | kW | 0.60004 | 52.16 | Residential |  | Winter Only | [5 empty] | 20 | 0.8 |  |  |  | 0 | 0 | 0 | 1 | 0 | 0 | 0 | 0 | 0 | 0 | 0 | 0 | 0 | 0 | 0 | 0 | 0 | 0 | 0 | 0 | 1 | 0 | 0 | 0 | 0 | 0 | 0 | 0 | 0 | 0 | 0 | 0 | 0 | 0 | 0 | 0 | 0 | 0 | 0 | 0 | [16 empty] | 1
0 | 316040-Single Family, Tank Less Water Heater, CZ 13 |  | 13 | Residential | HorizAxisClothesWasher | 0 |  |  |  |  | 325 | 200 | 0 | 0 | 0 | 125 | 0 |  | kW | 0 | 75.41 | Residential |  | Annual | [5 empty] | 15 | 0.8 |  |  |  | 0 | 0 | 0 | 1 | 0 | 0 | 0 | 0 | 0 | 0 | 0 | 0 | 0 | 0 | 0 | 0 | 0 | 0 | 0 | 0 | 1 | 0 | 0 | 0 | 0 | 0 | 0 | 0 | 0 | 0 | 0 | 0 | 0 | 0 | 0 | 0 | 0 | 0 | 0 | 0 | [16 empty] | 1
0 | 316030-Single Family, Quality Insulation Installation, CZ 13 |  | 13 | Residential | AC_Cooling | 0 |  |  |  |  | 300 | 175 | 0 | 0 | 0 | 125 | 547.37 |  | kW | 0.60004 | 52.16 | Residential |  | Winter Only | [5 empty] | 20 | 0.8 |  |  |  | 0 | 0 | 0 | 1 | 0 | 0 | 0 | 0 | 0 | 0 | 0 | 0 | 0 | 0 | 0 | 0 | 0 | 0 | 0 | 0 | 1 | 0 | 0 | 0 | 0 | 0 | 0 | 0 | 0 | 0 | 0 | 0 | 0 | 0 | 0 | 0 | 0 | 0 | 0 | 0 | [16 empty] | 1
0 | 316030-Single Family, Quality Insulation Installation, CZ 13 |  | 13 | Residential | AC_Cooling | 0 |  |  |  |  | 300 | 175 | 0 | 0 | 0 | 125 | 547.37 |  | kW | 0.60004 | 52.16 | Residential |  | Winter Only | [5 empty] | 20 | 0.8 |  |  |  | 0 | 0 | 0 | 1 | 0 | 0 | 0 | 0 | 0 | 0 | 0 | 0 | 0 | 0 | 0 | 0 | 0 | 0 | 0 | 0 | 1 | 0 | 0 | 0 | 0 | 0 | 0 | 0 | 0 | 0 | 0 | 0 | 0 | 0 | 0 | 0 | 0 | 0 | 0 | 0 | [16 empty] | 1
0 | 316030-Single Family, Quality Insulation Installation, CZ 13 |  | 13 | Residential | AC_Cooling | 0 |  |  |  |  | 300 | 175 | 0 | 0 | 0 | 125 | 547.37 |  | kW | 0.60004 | 52.16 | Residential |  | Winter Only | [5 empty] | 20 | 0.8 |  |  |  | 0 | 0 | 0 | 1 | 0 | 0 | 0 | 0 | 0 | 0 | 0 | 0 | 0 | 0 | 0 | 0 | 0 | 0 | 0 | 0 | 1 | 0 | 0 | 0 | 0 | 0 | 0 | 0 | 0 | 0 | 0 | 0 | 0 | 0 | 0 | 0 | 0 | 0 | 0 | 0 | [16 empty] | 1
0 | 316030-Single Family, Quality Insulation Installation, CZ 13 |  | 13 | Residential | AC_Cooling | 0 |  |  |  |  | 300 | 175 | 0 | 0 | 0 | 125 | 547.37 |  | kW | 0.60004 | 52.16 | Residential |  | Winter Only | [5 empty] | 20 | 0.8 |  |  |  | 0 | 0 | 0 | 1 | 0 | 0 | 0 | 0 | 0 | 0 | 0 | 0 | 0 | 0 | 0 | 0 | 0 | 0 | 0 | 0 | 1 | 0 | 0 | 0 | 0 | 0 | 0 | 0 | 0 | 0 | 0 | 0 | 0 | 0 | 0 | 0 | 0 | 0 | 0 | 0 | [16 empty] | 1
0 | 316030-Single Family, Quality Insulation Installation, CZ 13 |  | 13 | Residential | AC_Cooling | 0 |  |  |  |  | 300 | 175 | 0 | 0 | 0 | 125 | 547.37 |  | kW | 0.60004 | 52.16 | Residential |  | Winter Only | [5 empty] | 20 | 0.8 |  |  |  | 0 | 0 | 0 | 1 | 0 | 0 | 0 | 0 | 0 | 0 | 0 | 0 | 0 | 0 | 0 | 0 | 0 | 0 | 0 | 0 | 1 | 0 | 0 | 0 | 0 | 0 | 0 | 0 | 0 | 0 | 0 | 0 | 0 | 0 | 0 | 0 | 0 | 0 | 0 | 0 | [16 empty] | 1
0 | 316040-Single Family, Tank Less Water Heater, CZ 13 |  | 13 | Residential | HorizAxisClothesWasher | 0 |  |  |  |  | 325 | 200 | 0 | 0 | 0 | 125 | 0 |  | kW | 0 | 75.41 | Residential |  | Annual | [5 empty] | 15 | 0.8 |  |  |  | 0 | 0 | 0 | 1 | 0 | 0 | 0 | 0 | 0 | 0 | 0 | 0 | 0 | 0 | 0 | 0 | 0 | 0 | 0 | 0 | 1 | 0 | 0 | 0 | 0 | 0 | 0 | 0 | 0 | 0 | 0 | 0 | 0 | 0 | 0 | 0 | 0 | 0 | 0 | 0 | [16 empty] | 1
0 | 316030-Single Family, Quality Insulation Installation, CZ 13 |  | 13 | Residential | AC_Cooling | 0 |  |  |  |  | 300 | 175 | 0 | 0 | 0 | 125 | 547.37 |  | kW | 0.60004 | 52.16 | Residential |  | Winter Only | [5 empty] | 20 | 0.8 |  |  |  | 0 | 0 | 0 | 1 | 0 | 0 | 0 | 0 | 0 | 0 | 0 | 0 | 0 | 0 | 0 | 0 | 0 | 0 | 0 | 0 | 1 | 0 | 0 | 0 | 0 | 0 | 0 | 0 | 0 | 0 | 0 | 0 | 0 | 0 | 0 | 0 | 0 | 0 | 0 | 0 | [16 empty] | 1
0 | 316040-Single Family, Tank Less Water Heater, CZ 13 |  | 13 | Residential | HorizAxisClothesWasher | 0 |  |  |  |  | 325 | 200 | 0 | 0 | 0 | 125 | 0 |  | kW | 0 | 75.41 | Residential |  | Annual | [5 empty] | 15 | 0.8 |  |  |  | 0 | 0 | 0 | 1 | 0 | 0 | 0 | 0 | 0 | 0 | 0 | 0 | 0 | 0 | 0 | 0 | 0 | 0 | 0 | 0 | 1 | 0 | 0 | 0 | 0 | 0 | 0 | 0 | 0 | 0 | 0 | 0 | 0 | 0 | 0 | 0 | 0 | 0 | 0 | 0 | [16 empty] | 1
0 | 316030-Single Family, Quality Insulation Installation, CZ 13 |  | 13 | Residential | AC_Cooling | 0 |  |  |  |  | 300 | 175 | 0 | 0 | 0 | 125 | 547.37 |  | kW | 0.60004 | 52.16 | Residential |  | Winter Only | [5 empty] | 20 | 0.8 |  |  |  | 0 | 0 | 0 | 1 | 0 | 0 | 0 | 0 | 0 | 0 | 0 | 0 | 0 | 0 | 0 | 0 | 0 | 0 | 0 | 0 | 1 | 0 | 0 | 0 | 0 | 0 | 0 | 0 | 0 | 0 | 0 | 0 | 0 | 0 | 0 | 0 | 0 | 0 | 0 | 0 | [16 empty] | 1
0 | 316040-Single Family, Tank Less Water Heater, CZ 13 |  | 13 | Residential | HorizAxisClothesWasher | 0 |  |  |  |  | 325 | 200 | 0 | 0 | 0 | 125 | 0 |  | kW | 0 | 75.41 | Residential |  | Annual | [5 empty] | 15 | 0.8 |  |  |  | 0 | 0 | 0 | 1 | 0 | 0 | 0 | 0 | 0 | 0 | 0 | 0 | 0 | 0 | 0 | 0 | 0 | 0 | 0 | 0 | 1 | 0 | 0 | 0 | 0 | 0 | 0 | 0 | 0 | 0 | 0 | 0 | 0 | 0 | 0 | 0 | 0 | 0 | 0 | 0 | [16 empty] | 1
0 | 316030-Single Family, Quality Insulation Installation, CZ 13 |  | 13 | Residential | AC_Cooling | 0 |  |  |  |  | 300 | 175 | 0 | 0 | 0 | 125 | 547.37 |  | kW | 0.60004 | 52.16 | Residential |  | Winter Only | [5 empty] | 20 | 0.8 |  |  |  | 0 | 0 | 0 | 1 | 0 | 0 | 0 | 0 | 0 | 0 | 0 | 0 | 0 | 0 | 0 | 0 | 0 | 0 | 0 | 0 | 1 | 0 | 0 | 0 | 0 | 0 | 0 | 0 | 0 | 0 | 0 | 0 | 0 | 0 | 0 | 0 | 0 | 0 | 0 | 0 | [16 empty] | 1
0 | 316040-Single Family, Tank Less Water Heater, CZ 13 |  | 13 | Residential | HorizAxisClothesWasher | 0 |  |  |  |  | 325 | 200 | 0 | 0 | 0 | 125 | 0 |  | kW | 0 | 75.41 | Residential |  | Annual | [5 empty] | 15 | 0.8 |  |  |  | 0 | 0 | 0 | 1 | 0 | 0 | 0 | 0 | 0 | 0 | 0 | 0 | 0 | 0 | 0 | 0 | 0 | 0 | 0 | 0 | 1 | 0 | 0 | 0 | 0 | 0 | 0 | 0 | 0 | 0 | 0 | 0 | 0 | 0 | 0 | 0 | 0 | 0 | 0 | 0 | [16 empty] | 1
0 | 316030-Single Family, Quality Insulation Installation, CZ 13 |  | 13 | Residential | AC_Cooling | 0 |  |  |  |  | 300 | 175 | 0 | 0 | 0 | 125 | 547.37 |  | kW | 0.60004 | 52.16 | Residential |  | Winter Only | [5 empty] | 20 | 0.8 |  |  |  | 0 | 0 | 0 | 1 | 0 | 0 | 0 | 0 | 0 | 0 | 0 | 0 | 0 | 0 | 0 | 0 | 0 | 0 | 0 | 0 | 1 | 0 | 0 | 0 | 0 | 0 | 0 | 0 | 0 | 0 | 0 | 0 | 0 | 0 | 0 | 0 | 0 | 0 | 0 | 0 | [16 empty] | 1
0 | 316040-Single Family, Tank Less Water Heater, CZ 13 |  | 13 | Residential | HorizAxisClothesWasher | 0 |  |  |  |  | 325 | 200 | 0 | 0 | 0 | 125 | 0 |  | kW | 0 | 75.41 | Residential |  | Annual | [5 empty] | 15 | 0.8 |  |  |  | 0 | 0 | 0 | 1 | 0 | 0 | 0 | 0 | 0 | 0 | 0 | 0 | 0 | 0 | 0 | 0 | 0 | 0 | 0 | 0 | 1 | 0 | 0 | 0 | 0 | 0 | 0 | 0 | 0 | 0 | 0 | 0 | 0 | 0 | 0 | 0 | 0 | 0 | 0 | 0 | [16 empty] | 1
0 | 316017-Single Family, Verified Ducting System, CZ 8 |  | 8 | Residential | AC_Cooling | 0 |  |  |  |  | 125 | 100 | 0 | 0 | 0 | 25 | 111.89 |  | kW | 0.12265 | 13.39 | Residential |  | Winter Only | [5 empty] | 18 | 0.8 |  |  |  | 0 | 0 | 0 | 33 | 0 | 0 | 0 | 0 | 0 | 0 | 0 | 0 | 0 | 0 | 0 | 0 | 0 | 0 | 0 | 0 | 0 | 0 | 0 | 33 | 0 | 0 | 0 | 0 | 0 | 0 | 0 | 0 | 0 | 0 | 0 | 0 | 0 | 0 | 0 | 0 | [16 empty] | 33
0 | 316017-Single Family, Verified Ducting System, CZ 8 |  | 8 | Residential | AC_Cooling | 0 |  |  |  |  | 125 | 100 | 0 | 0 | 0 | 25 | 111.89 |  | kW | 0.12265 | 13.39 | Residential |  | Winter Only | [5 empty] | 18 | 0.8 |  |  |  | 0 | 0 | 0 | 1 | 0 | 0 | 0 | 0 | 0 | 0 | 0 | 0 | 0 | 0 | 0 | 0 | 0 | 0 | 0 | 0 | 1 | 0 | 0 | 0 | 0 | 0 | 0 | 0 | 0 | 0 | 0 | 0 | 0 | 0 | 0 | 0 | 0 | 0 | 0 | 0 | [16 empty] | 1
0 | 316017-Single Family, Verified Ducting System, CZ 8 |  | 8 | Residential | AC_Cooling | 0 |  |  |  |  | 125 | 100 | 0 | 0 | 0 | 25 | 111.89 |  | kW | 0.12265 | 13.39 | Residential |  | Winter Only | [5 empty] | 18 | 0.8 |  |  |  | 0 | 0 | 0 | 1 | 0 | 0 | 0 | 0 | 0 | 0 | 0 | 0 | 0 | 0 | 0 | 0 | 0 | 0 | 0 | 0 | 1 | 0 | 0 | 0 | 0 | 0 | 0 | 0 | 0 | 0 | 0 | 0 | 0 | 0 | 0 | 0 | 0 | 0 | 0 | 0 | [16 empty] | 1
0 | 316017-Single Family, Verified Ducting System, CZ 8 |  | 8 | Residential | AC_Cooling | 0 |  |  |  |  | 125 | 100 | 0 | 0 | 0 | 25 | 111.89 |  | kW | 0.12265 | 13.39 | Residential |  | Winter Only | [5 empty] | 18 | 0.8 |  |  |  | 0 | 0 | 0 | 1 | 0 | 0 | 0 | 0 | 0 | 0 | 0 | 0 | 0 | 0 | 0 | 0 | 0 | 0 | 0 | 0 | 1 | 0 | 0 | 0 | 0 | 0 | 0 | 0 | 0 | 0 | 0 | 0 | 0 | 0 | 0 | 0 | 0 | 0 | 0 | 0 | [16 empty] | 1
0 | 316017-Single Family, Verified Ducting System, CZ 8 |  | 8 | Residential | AC_Cooling | 0 |  |  |  |  | 125 | 100 | 0 | 0 | 0 | 25 | 111.89 |  | kW | 0.12265 | 13.39 | Residential |  | Winter Only | [5 empty] | 18 | 0.8 |  |  |  | 0 | 0 | 0 | 1 | 0 | 0 | 0 | 0 | 0 | 0 | 0 | 0 | 0 | 0 | 0 | 0 | 0 | 0 | 0 | 0 | 1 | 0 | 0 | 0 | 0 | 0 | 0 | 0 | 0 | 0 | 0 | 0 | 0 | 0 | 0 | 0 | 0 | 0 | 0 | 0 | [16 empty] | 1
0 | 316017-Single Family, Verified Ducting System, CZ 8 |  | 8 | Residential | AC_Cooling | 0 |  |  |  |  | 125 | 100 | 0 | 0 | 0 | 25 | 111.89 |  | kW | 0.12265 | 13.39 | Residential |  | Winter Only | [5 empty] | 18 | 0.8 |  |  |  | 0 | 0 | 0 | 1 | 0 | 0 | 0 | 0 | 0 | 0 | 0 | 0 | 0 | 0 | 0 | 0 | 0 | 0 | 0 | 0 | 1 | 0 | 0 | 0 | 0 | 0 | 0 | 0 | 0 | 0 | 0 | 0 | 0 | 0 | 0 | 0 | 0 | 0 | 0 | 0 | [16 empty] | 1
0 | 316017-Single Family, Verified Ducting System, CZ 8 |  | 8 | Residential | AC_Cooling | 0 |  |  |  |  | 125 | 100 | 0 | 0 | 0 | 25 | 111.89 |  | kW | 0.12265 | 13.39 | Residential |  | Winter Only | [5 empty] | 18 | 0.8 |  |  |  | 0 | 0 | 0 | 1 | 0 | 0 | 0 | 0 | 0 | 0 | 0 | 0 | 0 | 0 | 0 | 0 | 0 | 0 | 0 | 0 | 1 | 0 | 0 | 0 | 0 | 0 | 0 | 0 | 0 | 0 | 0 | 0 | 0 | 0 | 0 | 0 | 0 | 0 | 0 | 0 | [16 empty] | 1
0 | 316017-Single Family, Verified Ducting System, CZ 8 |  | 8 | Residential | AC_Cooling | 0 |  |  |  |  | 125 | 100 | 0 | 0 | 0 | 25 | 111.89 |  | kW | 0.12265 | 13.39 | Residential |  | Winter Only | [5 empty] | 18 | 0.8 |  |  |  | 0 | 0 | 0 | 1 | 0 | 0 | 0 | 0 | 0 | 0 | 0 | 0 | 0 | 0 | 0 | 0 | 0 | 0 | 0 | 0 | 1 | 0 | 0 | 0 | 0 | 0 | 0 | 0 | 0 | 0 | 0 | 0 | 0 | 0 | 0 | 0 | 0 | 0 | 0 | 0 | [16 empty] | 1
0 | 316017-Single Family, Verified Ducting System, CZ 8 |  | 8 | Residential | AC_Cooling | 0 |  |  |  |  | 125 | 100 | 0 | 0 | 0 | 25 | 111.89 |  | kW | 0.12265 | 13.39 | Residential |  | Winter Only | [5 empty] | 18 | 0.8 |  |  |  | 0 | 0 | 0 | 1 | 0 | 0 | 0 | 0 | 0 | 0 | 0 | 0 | 0 | 0 | 0 | 0 | 0 | 0 | 0 | 0 | 1 | 0 | 0 | 0 | 0 | 0 | 0 | 0 | 0 | 0 | 0 | 0 | 0 | 0 | 0 | 0 | 0 | 0 | 0 | 0 | [16 empty] | 1
0 | 316017-Single Family, Verified Ducting System, CZ 8 |  | 8 | Residential | AC_Cooling | 0 |  |  |  |  | 125 | 100 | 0 | 0 | 0 | 25 | 111.89 |  | kW | 0.12265 | 13.39 | Residential |  | Winter Only | [5 empty] | 18 | 0.8 |  |  |  | 0 | 0 | 0 | 1 | 0 | 0 | 0 | 0 | 0 | 0 | 0 | 0 | 0 | 0 | 0 | 0 | 0 | 0 | 0 | 0 | 1 | 0 | 0 | 0 | 0 | 0 | 0 | 0 | 0 | 0 | 0 | 0 | 0 | 0 | 0 | 0 | 0 | 0 | 0 | 0 | [16 empty] | 1
0 | 316017-Single Family, Verified Ducting System, CZ 8 |  | 8 | Residential | AC_Cooling | 0 |  |  |  |  | 125 | 100 | 0 | 0 | 0 | 25 | 111.89 |  | kW | 0.12265 | 13.39 | Residential |  | Winter Only | [5 empty] | 18 | 0.8 |  |  |  | 0 | 0 | 0 | 1 | 0 | 0 | 0 | 0 | 0 | 0 | 0 | 0 | 0 | 0 | 0 | 0 | 0 | 0 | 0 | 0 | 1 | 0 | 0 | 0 | 0 | 0 | 0 | 0 | 0 | 0 | 0 | 0 | 0 | 0 | 0 | 0 | 0 | 0 | 0 | 0 | [16 empty] | 1
0 | 316017-Single Family, Verified Ducting System, CZ 8 |  | 8 | Residential | AC_Cooling | 0 |  |  |  |  | 125 | 100 | 0 | 0 | 0 | 25 | 111.89 |  | kW | 0.12265 | 13.39 | Residential |  | Winter Only | [5 empty] | 18 | 0.8 |  |  |  | 0 | 0 | 0 | 1 | 0 | 0 | 0 | 0 | 0 | 0 | 0 | 0 | 2006 Qtr 1: 0; 2006 Qtr 2: 0; 2006 Qtr 3: 0; 2006 Qtr 4: 0; 2007 Qtr 1: 0; 2007 Qtr 2: 0; 2007 Qtr 3: 0; 2007 Qtr 4: 0; 2008 Qtr 1: 1; 2008 Qtr 2: 0; 2008 Qtr 3: 0; 2008 Qtr 4: 0 | 1
0 | 316017-Single Family, Verified Ducting System, CZ 8 |  | 8 | Residential | AC_Cooling | 0 |  |  |  |  | 125 | 100 | 0 | 0 | 0 | 25 | 111.89 |  | kW | 0.12265 | 13.39 | Residential |  | Winter Only | [5 empty] | 18 | 0.8 |  |  |  | 0 | 0 | 0 | 1 | 0 | 0 | 0 | 0 | 0 | 0 | 0 | 0 | 2006 Qtr 1: 0; 2006 Qtr 2: 0; 2006 Qtr 3: 0; 2006 Qtr 4: 0; 2007 Qtr 1: 0; 2007 Qtr 2: 0; 2007 Qtr 3: 0; 2007 Qtr 4: 0; 2008 Qtr 1: 1; 2008 Qtr 2: 0; 2008 Qtr 3: 0; 2008 Qtr 4: 0 | 1
0 | 316017-Single Family, Verified Ducting System, CZ 8 |  | 8 | Residential | AC_Cooling | 0 |  |  |  |  | 125 | 100 | 0 | 0 | 0 | 25 | 111.89 |  | kW | 0.12265 | 13.39 | Residential |  | Winter Only | [5 empty] | 18 | 0.8 |  |  |  | 0 | 0 | 0 | 1 | 0 | 0 | 0 | 0 | 0 | 0 | 0 | 0 | 2006 Qtr 1: 0; 2006 Qtr 2: 0; 2006 Qtr 3: 0; 2006 Qtr 4: 0; 2007 Qtr 1: 0; 2007 Qtr 2: 0; 2007 Qtr 3: 0; 2007 Qtr 4: 0; 2008 Qtr 1: 1; 2008 Qtr 2: 0; 2008 Qtr 3: 0; 2008 Qtr 4: 0 | 1
0 | 316017-Single Family, Verified Ducting System, CZ 8 |  | 8 | Residential | AC_Cooling | 0 |  |  |  |  | 125 | 100 | 0 | 0 | 0 | 25 | 111.89 |  | kW | 0.12265 | 13.39 | Residential |  | Winter Only | [5 empty] | 18 | 0.8 |  |  |  | 0 | 0 | 0 | 1 | 0 | 0 | 0 | 0 | 0 | 0 | 0 | 0 | 2006 Qtr 1: 0; 2006 Qtr 2: 0; 2006 Qtr 3: 0; 2006 Qtr 4: 0; 2007 Qtr 1: 0; 2007 Qtr 2: 0; 2007 Qtr 3: 0; 2007 Qtr 4: 0; 2008 Qtr 1: 1; 2008 Qtr 2: 0; 2008 Qtr 3: 0; 2008 Qtr 4: 0 | 1
0 | 316017-Single Family, Verified Ducting System, CZ 8 |  | 8 | Residential | AC_Cooling | 0 |  |  |  |  | 125 | 100 | 0 | 0 | 0 | 25 | 111.89 |  | kW | 0.12265 | 13.39 | Residential |  | Winter Only | [5 empty] | 18 | 0.8 |  |  |  | 0 | 0 | 0 | 1 | 0 | 0 | 0 | 0 | 0 | 0 | 0 | 0 | 2006 Qtr 1: 0; 2006 Qtr 2: 0; 2006 Qtr 3: 0; 2006 Qtr 4: 0; 2007 Qtr 1: 0; 2007 Qtr 2: 0; 2007 Qtr 3: 0; 2007 Qtr 4: 0; 2008 Qtr 1: 1; 2008 Qtr 2: 0; 2008 Qtr 3: 0; 2008 Qtr 4: 0 | 1
0 | 316017-Single Family, Verified Ducting System, CZ 8 |  | 8 | Residential | AC_Cooling | 0 |  |  |  |  | 125 | 100 | 0 | 0 | 0 | 25 | 111.89 |  | kW | 0.12265 | 13.39 | Residential |  | Winter Only | [5 empty] | 18 | 0.8 |  |  |  | 0 | 0 | 0 | 1 | 0 | 0 | 0 | 0 | 0 | 0 | 0 | 0 | 2006 Qtr 1: 0; 2006 Qtr 2: 0; 2006 Qtr 3: 0; 2006 Qtr 4: 0; 2007 Qtr 1: 0; 2007 Qtr 2: 0; 2007 Qtr 3: 0; 2007 Qtr 4: 0; 2008 Qtr 1: 1; 2008 Qtr 2: 0; 2008 Qtr 3: 0; 2008 Qtr 4: 0 | 1
0 | 316017-Single Family, Verified Ducting System, CZ 8 |  | 8 | Residential | AC_Cooling | 0 |  |  |  |  | 125 | 100 | 0 | 0 | 0 | 25 | 111.89 |  | kW | 0.12265 | 13.39 | Residential |  | Winter Only | [5 empty] | 18 | 0.8 |  |  |  | 0 | 0 | 0 | 1 | 0 | 0 | 0 | 0 | 0 | 0 | 0 | 0 | 2006 Qtr 1: 0; 2006 Qtr 2: 0; 2006 Qtr 3: 0; 2006 Qtr 4: 0; 2007 Qtr 1: 0; 2007 Qtr 2: 0; 2007 Qtr 3: 0; 2007 Qtr 4: 0; 2008 Qtr 1: 1; 2008 Qtr 2: 0; 2008 Qtr 3: 0; 2008 Qtr 4: 0 | 1
0 | 316017-Single Family, Verified Ducting System, CZ 8 |  | 8 | Residential | AC_Cooling | 0 |  |  |  |  | 125 | 100 | 0 | 0 | 0 | 25 | 111.89 |  | kW | 0.12265 | 13.39 | Residential |  | Winter Only | [5 empty] | 18 | 0.8 |  |  |  | 0 | 0 | 0 | 1 | 0 | 0 | 0 | 0 | 0 | 0 | 0 | 0 | 2006 Qtr 1: 0; 2006 Qtr 2: 0; 2006 Qtr 3: 0; 2006 Qtr 4: 0; 2007 Qtr 1: 0; 2007 Qtr 2: 0; 2007 Qtr 3: 0; 2007 Qtr 4: 0; 2008 Qtr 1: 1; 2008 Qtr 2: 0; 2008 Qtr 3: 0; 2008 Qtr 4: 0 | 1
0 | 316017-Single Family, Verified Ducting System, CZ 8 |  | 8 | Residential | AC_Cooling | 0 |  |  |  |  | 125 | 100 | 0 | 0 | 0 | 25 | 111.89 |  | kW | 0.12265 | 13.39 | Residential |  | Winter Only | [5 empty] | 18 | 0.8 |  |  |  | 0 | 0 | 0 | 1 | 0 | 0 | 0 | 0 | 0 | 0 | 0 | 0 | 2006 Qtr 1: 0; 2006 Qtr 2: 0; 2006 Qtr 3: 0; 2006 Qtr 4: 0; 2007 Qtr 1: 0; 2007 Qtr 2: 0; 2007 Qtr 3: 0; 2007 Qtr 4: 0; 2008 Qtr 1: 1; 2008 Qtr 2: 0; 2008 Qtr 3: 0; 2008 Qtr 4: 0 | 1
0 | 316079-Multi-family, High Quality Insulation Installation, CZ 10 |  | 10 | Residential | AC_Cooling | 0 |  |  |  |  | 100 | 50 | 0 | 0 | 0 | 50 | 125.91 |  | kW | 0.13803 | 8.13 | Residential |  | Winter Only | [5 empty] | 20 | 0.8 |  |  |  | 0 | 0 | 0 | 150 | 0 | 0 | 0 | 0 | 0 | 0 | 0 | 0 | 2006 Qtr 1: 0; 2006 Qtr 2: 0; 2006 Qtr 3: 0; 2006 Qtr 4: 0; 2007 Qtr 1: 0; 2007 Qtr 2: 0; 2007 Qtr 3: 0; 2007 Qtr 4: 0; 2008 Qtr 1: 150; 2008 Qtr 2: 0; 2008 Qtr 3: 0; 2008 Qtr 4: 0 | 150
0 | 316079-Multi-family, High Quality Insulation Installation, CZ 10 |  | 10 | Residential | AC_Cooling | 0 |  |  |  |  | 100 | 50 | 0 | 0 | 0 | 50 | 125.91 |  | kW | 0.13803 | 8.13 | Residential |  | Winter Only | [5 empty] | 20 | 0.8 |  |  |  | 0 | 0 | 0 | 10 | 0 | 0 | 0 | 0 | 0 | 0 | 0 | 0 | 2006 Qtr 1: 0; 2006 Qtr 2: 0; 2006 Qtr 3: 0; 2006 Qtr 4: 0; 2007 Qtr 1: 0; 2007 Qtr 2: 0; 2007 Qtr 3: 0; 2007 Qtr 4: 0; 2008 Qtr 1: 10; 2008 Qtr 2: 0; 2008 Qtr 3: 0; 2008 Qtr 4: 0 | 10
0 | 316079-Multi-family, High Quality Insulation Installation, CZ 10 |  | 10 | Residential | AC_Cooling | 0 |  |  |  |  | 100 | 50 | 0 | 0 | 0 | 50 | 125.91 |  | kW | 0.13803 | 8.13 | Residential |  | Winter Only | [5 empty] | 20 | 0.8 |  |  |  | 0 | 0 | 0 | 10 | 0 | 0 | 0 | 0 | 0 | 0 | 0 | 0 | 2006 Qtr 1: 0; 2006 Qtr 2: 0; 2006 Qtr 3: 0; 2006 Qtr 4: 0; 2007 Qtr 1: 0; 2007 Qtr 2: 0; 2007 Qtr 3: 0; 2007 Qtr 4: 0; 2008 Qtr 1: 10; 2008 Qtr 2: 0; 2008 Qtr 3: 0; 2008 Qtr 4: 0 | 10
0 | 316079-Multi-family, High Quality Insulation Installation, CZ 10 |  | 10 | Residential | AC_Cooling | 0 |  |  |  |  | 100 | 50 | 0 | 0 | 0 | 50 | 125.91 |  | kW | 0.13803 | 8.13 | Residential |  | Winter Only | [5 empty] | 20 | 0.8 |  |  |  | 0 | 0 | 0 | 10 | 0 | 0 | 0 | 0 | 0 | 0 | 0 | 0 | 2006 Qtr 1: 0; 2006 Qtr 2: 0; 2006 Qtr 3: 0; 2006 Qtr 4: 0; 2007 Qtr 1: 0; 2007 Qtr 2: 0; 2007 Qtr 3: 0; 2007 Qtr 4: 0; 2008 Qtr 1: 10; 2008 Qtr 2: 0; 2008 Qtr 3: 0; 2008 Qtr 4: 0 | 10
0 | 316079-Multi-family, High Quality Insulation Installation, CZ 10 |  | 10 | Residential | AC_Cooling | 0 |  |  |  |  | 100 | 50 | 0 | 0 | 0 | 50 | 125.91 |  | kW | 0.13803 | 8.13 | Residential |  | Winter Only | [5 empty] | 20 | 0.8 |  |  |  | 0 | 0 | 0 | 10 | 0 | 0 | 0 | 0 | 0 | 0 | 0 | 0 | 2006 Qtr 1: 0; 2006 Qtr 2: 0; 2006 Qtr 3: 0; 2006 Qtr 4: 0; 2007 Qtr 1: 0; 2007 Qtr 2: 0; 2007 Qtr 3: 0; 2007 Qtr 4: 0; 2008 Qtr 1: 10; 2008 Qtr 2: 0; 2008 Qtr 3: 0; 2008 Qtr 4: 0 | 10
0 | 316079-Multi-family, High Quality Insulation Installation, CZ 10 |  | 10 | Residential | AC_Cooling | 0 |  |  |  |  | 100 | 50 | 0 | 0 | 0 | 50 | 125.91 |  | kW | 0.13803 | 8.13 | Residential |  | Winter Only | [5 empty] | 20 | 0.8 |  |  |  | 0 | 0 | 0 | 10 | 0 | 0 | 0 | 0 | 0 | 0 | 0 | 0 | 2006 Qtr 1: 0; 2006 Qtr 2: 0; 2006 Qtr 3: 0; 2006 Qtr 4: 0; 2007 Qtr 1: 0; 2007 Qtr 2: 0; 2007 Qtr 3: 0; 2007 Qtr 4: 0; 2008 Qtr 1: 10; 2008 Qtr 2: 0; 2008 Qtr 3: 0; 2008 Qtr 4: 0 | 10
0 | 316079-Multi-family, High Quality Insulation Installation, CZ 10 |  | 10 | Residential | AC_Cooling | 0 |  |  |  |  | 100 | 50 | 0 | 0 | 0 | 50 | 125.91 |  | kW | 0.13803 | 8.13 | Residential |  | Winter Only | [5 empty] | 20 | 0.8 |  |  |  | 0 | 0 | 0 | 10 | 0 | 0 | 0 | 0 | 0 | 0 | 0 | 0 | 2006 Qtr 1: 0; 2006 Qtr 2: 0; 2006 Qtr 3: 0; 2006 Qtr 4: 0; 2007 Qtr 1: 0; 2007 Qtr 2: 0; 2007 Qtr 3: 0; 2007 Qtr 4: 0; 2008 Qtr 1: 10; 2008 Qtr 2: 0; 2008 Qtr 3: 0; 2008 Qtr 4: 0 | 10
0 | 316078-Multi-family, High Quality Insulation Installation, CZ 9 |  | 9 | Residential | AC_Cooling | 0 |  |  |  |  | 100 | 50 | 0 | 0 | 0 | 50 | 95.18 |  | kW | 0.10434 | 6.06 | Residential |  | Winter Only | [5 empty] | 20 | 0.8 |  |  |  | 0 | 0 | 0 | 202 | 0 | 0 | 0 | 0 | 0 | 0 | 0 | 0 | 2006 Qtr 1: 0; 2006 Qtr 2: 0; 2006 Qtr 3: 0; 2006 Qtr 4: 0; 2007 Qtr 1: 0; 2007 Qtr 2: 0; 2007 Qtr 3: 0; 2007 Qtr 4: 0; 2008 Qtr 1: 202; 2008 Qtr 2: 0; 2008 Qtr 3: 0; 2008 Qtr 4: 0 | 202
0 | 316075-Multi-family, High Quality Insulation Installation, CZ 6 |  | 6 | Residential | AC_Cooling | 0 |  |  |  |  | 100 | 50 | 0 | 0 | 0 | 50 | 9.74 |  | kW | 0.010677 | 5.91 | Residential |  | Winter Only | [5 empty] | 20 | 0.8 |  |  |  | 0 | 0 | 0 | 14 | 0 | 0 | 0 | 0 | 0 | 0 | 0 | 0 | 2006 Qtr 1: 0; 2006 Qtr 2: 0; 2006 Qtr 3: 0; 2006 Qtr 4: 0; 2007 Qtr 1: 0; 2007 Qtr 2: 0; 2007 Qtr 3: 0; 2007 Qtr 4: 0; 2008 Qtr 1: 14; 2008 Qtr 2: 0; 2008 Qtr 3: 0; 2008 Qtr 4: 0 | 14
0 | 316075-Multi-family, High Quality Insulation Installation, CZ 6 |  | 6 | Residential | AC_Cooling | 0 |  |  |  |  | 100 | 50 | 0 | 0 | 0 | 50 | 9.74 |  | kW | 0.010677 | 5.91 | Residential |  | Winter Only | [5 empty] | 20 | 0.8 |  |  |  | 0 | 0 | 0 | 17 | 0 | 0 | 0 | 0 | 0 | 0 | 0 | 0 | 2006 Qtr 1: 0; 2006 Qtr 2: 0; 2006 Qtr 3: 0; 2006 Qtr 4: 0; 2007 Qtr 1: 0; 2007 Qtr 2: 0; 2007 Qtr 3: 0; 2007 Qtr 4: 0; 2008 Qtr 1: 17; 2008 Qtr 2: 0; 2008 Qtr 3: 0; 2008 Qtr 4: 0 | 17
0 | 316075-Multi-family, High Quality Insulation Installation, CZ 6 |  | 6 | Residential | AC_Cooling | 0 |  |  |  |  | 100 | 50 | 0 | 0 | 0 | 50 | 9.74 |  | kW | 0.010677 | 5.91 | Residential |  | Winter Only | [5 empty] | 20 | 0.8 |  |  |  | 0 | 0 | 0 | 28 | 0 | 0 | 0 | 0 | 0 | 0 | 0 | 0 | 2006 Qtr 1: 0; 2006 Qtr 2: 0; 2006 Qtr 3: 0; 2006 Qtr 4: 0; 2007 Qtr 1: 0; 2007 Qtr 2: 0; 2007 Qtr 3: 0; 2007 Qtr 4: 0; 2008 Qtr 1: 28; 2008 Qtr 2: 0; 2008 Qtr 3: 0; 2008 Qtr 4: 0 | 28
0 | 316075-Multi-family, High Quality Insulation Installation, CZ 6 |  | 6 | Residential | AC_Cooling | 0 |  |  |  |  | 100 | 50 | 0 | 0 | 0 | 50 | 9.74 |  | kW | 0.010677 | 5.91 | Residential |  | Winter Only | [5 empty] | 20 | 0.8 |  |  |  | 0 | 0 | 0 | 17 | 0 | 0 | 0 | 0 | 0 | 0 | 0 | 0 | 2006 Qtr 1: 0; 2006 Qtr 2: 0; 2006 Qtr 3: 0; 2006 Qtr 4: 0; 2007 Qtr 1: 0; 2007 Qtr 2: 0; 2007 Qtr 3: 0; 2007 Qtr 4: 0; 2008 Qtr 1: 17; 2008 Qtr 2: 0; 2008 Qtr 3: 0; 2008 Qtr 4: 0 | 17
0 | 316075-Multi-family, High Quality Insulation Installation, CZ 6 |  | 6 | Residential | AC_Cooling | 0 |  |  |  |  | 100 | 50 | 0 | 0 | 0 | 50 | 9.74 |  | kW | 0.010677 | 5.91 | Residential |  | Winter Only | [5 empty] | 20 | 0.8 |  |  |  | 0 | 0 | 0 | 20 | 0 | 0 | 0 | 0 | 0 | 0 | 0 | 0 | 2006 Qtr 1: 0; 2006 Qtr 2: 0; 2006 Qtr 3: 0; 2006 Qtr 4: 0; 2007 Qtr 1: 0; 2007 Qtr 2: 0; 2007 Qtr 3: 0; 2007 Qtr 4: 0; 2008 Qtr 1: 20; 2008 Qtr 2: 0; 2008 Qtr 3: 0; 2008 Qtr 4: 0 | 20
0 | 316075-Multi-family, High Quality Insulation Installation, CZ 6 |  | 6 | Residential | AC_Cooling | 0 |  |  |  |  | 100 | 50 | 0 | 0 | 0 | 50 | 9.74 |  | kW | 0.010677 | 5.91 | Residential |  | Winter Only | [5 empty] | 20 | 0.8 |  |  |  | 0 | 0 | 0 | 11 | 0 | 0 | 0 | 0 | 0 | 0 | 0 | 0 | 2006 Qtr 1: 0; 2006 Qtr 2: 0; 2006 Qtr 3: 0; 2006 Qtr 4: 0; 2007 Qtr 1: 0; 2007 Qtr 2: 0; 2007 Qtr 3: 0; 2007 Qtr 4: 0; 2008 Qtr 1: 11; 2008 Qtr 2: 0; 2008 Qtr 3: 0; 2008 Qtr 4: 0 | 11
0 | 316075-Multi-family, High Quality Insulation Installation, CZ 6 |  | 6 | Residential | AC_Cooling | 0 |  |  |  |  | 100 | 50 | 0 | 0 | 0 | 50 | 9.74 |  | kW | 0.010677 | 5.91 | Residential |  | Winter Only | [5 empty] | 20 | 0.8 |  |  |  | 0 | 0 | 0 | 19 | 0 | 0 | 0 | 0 | 0 | 0 | 0 | 0 | 2006 Qtr 1: 0; 2006 Qtr 2: 0; 2006 Qtr 3: 0; 2006 Qtr 4: 0; 2007 Qtr 1: 0; 2007 Qtr 2: 0; 2007 Qtr 3: 0; 2007 Qtr 4: 0; 2008 Qtr 1: 19; 2008 Qtr 2: 0; 2008 Qtr 3: 0; 2008 Qtr 4: 0 | 19
0 | 316075-Multi-family, High Quality Insulation Installation, CZ 6 |  | 6 | Residential | AC_Cooling | 0 |  |  |  |  | 100 | 50 | 0 | 0 | 0 | 50 | 9.74 |  | kW | 0.010677 | 5.91 | Residential |  | Winter Only | [5 empty] | 20 | 0.8 |  |  |  | 0 | 0 | 0 | 19 | 0 | 0 | 0 | 0 | 0 | 0 | 0 | 0 | 2006 Qtr 1: 0; 2006 Qtr 2: 0; 2006 Qtr 3: 0; 2006 Qtr 4: 0; 2007 Qtr 1: 0; 2007 Qtr 2: 0; 2007 Qtr 3: 0; 2007 Qtr 4: 0; 2008 Qtr 1: 19; 2008 Qtr 2: 0; 2008 Qtr 3: 0; 2008 Qtr 4: 0 | 19
0 | 316075-Multi-family, High Quality Insulation Installation, CZ 6 |  | 6 | Residential | AC_Cooling | 0 |  |  |  |  | 100 | 50 | 0 | 0 | 0 | 50 | 9.74 |  | kW | 0.010677 | 5.91 | Residential |  | Winter Only | [5 empty] | 20 | 0.8 |  |  |  | 0 | 0 | 0 | 14 | 0 | 0 | 0 | 0 | 0 | 0 | 0 | 0 | 2006 Qtr 1: 0; 2006 Qtr 2: 0; 2006 Qtr 3: 0; 2006 Qtr 4: 0; 2007 Qtr 1: 0; 2007 Qtr 2: 0; 2007 Qtr 3: 0; 2007 Qtr 4: 0; 2008 Qtr 1: 14; 2008 Qtr 2: 0; 2008 Qtr 3: 0; 2008 Qtr 4: 0 | 14
0 | 316075-Multi-family, High Quality Insulation Installation, CZ 6 |  | 6 | Residential | AC_Cooling | 0 |  |  |  |  | 100 | 50 | 0 | 0 | 0 | 50 | 9.74 |  | kW | 0.010677 | 5.91 | Residential |  | Winter Only | [5 empty] | 20 | 0.8 |  |  |  | 0 | 0 | 0 | 17 | 0 | 0 | 0 | 0 | 0 | 0 | 0 | 0 | 2006 Qtr 1: 0; 2006 Qtr 2: 0; 2006 Qtr 3: 0; 2006 Qtr 4: 0; 2007 Qtr 1: 0; 2007 Qtr 2: 0; 2007 Qtr 3: 0; 2007 Qtr 4: 0; 2008 Qtr 1: 17; 2008 Qtr 2: 0; 2008 Qtr 3: 0; 2008 Qtr 4: 0 | 17
0 | 316075-Multi-family, High Quality Insulation Installation, CZ 6 |  | 6 | Residential | AC_Cooling | 0 |  |  |  |  | 100 | 50 | 0 | 0 | 0 | 50 | 9.74 |  | kW | 0.010677 | 5.91 | Residential |  | Winter Only | [5 empty] | 20 | 0.8 |  |  |  | 0 | 0 | 0 | 17 | 0 | 0 | 0 | 0 | 0 | 0 | 0 | 0 | 2006 Qtr 1: 0; 2006 Qtr 2: 0; 2006 Qtr 3: 0; 2006 Qtr 4: 0; 2007 Qtr 1: 0; 2007 Qtr 2: 0; 2007 Qtr 3: 0; 2007 Qtr 4: 0; 2008 Qtr 1: 17; 2008 Qtr 2: 0; 2008 Qtr 3: 0; 2008 Qtr 4: 0 | 17
0 | 316075-Multi-family, High Quality Insulation Installation, CZ 6 |  | 6 | Residential | AC_Cooling | 0 |  |  |  |  | 100 | 50 | 0 | 0 | 0 | 50 | 9.74 |  | kW | 0.010677 | 5.91 | Residential |  | Winter Only | [5 empty] | 20 | 0.8 |  |  |  | 0 | 0 | 0 | 20 | 0 | 0 | 0 | 0 | 0 | 0 | 0 | 0 | 2006 Qtr 1: 0; 2006 Qtr 2: 0; 2006 Qtr 3: 0; 2006 Qtr 4: 0; 2007 Qtr 1: 0; 2007 Qtr 2: 0; 2007 Qtr 3: 0; 2007 Qtr 4: 0; 2008 Qtr 1: 20; 2008 Qtr 2: 0; 2008 Qtr 3: 0; 2008 Qtr 4: 0 | 20
0 | 316029-Single Family, Quality Insulation Installation, CZ 10 |  | 10 | Residential | AC_Cooling | 0 |  |  |  |  | 300 | 175 | 0 | 0 | 0 | 125 | 468.19 |  | kW | 0.51324 | 38.41 | Residential |  | Winter Only | [5 empty] | 20 | 0.8 |  |  |  | 0 | 0 | 0 | 1 | 0 | 0 | 0 | 0 | 0 | 0 | 0 | 0 | 2006 Qtr 1: 0; 2006 Qtr 2: 0; 2006 Qtr 3: 0; 2006 Qtr 4: 0; 2007 Qtr 1: 0; 2007 Qtr 2: 0; 2007 Qtr 3: 0; 2007 Qtr 4: 0; 2008 Qtr 1: 0; 2008 Qtr 2: 0; 2008 Qtr 3: 0; 2008 Qtr 4: 1 | 1
0 | 316029-Single Family, Quality Insulation Installation, CZ 10 |  | 10 | Residential | AC_Cooling | 0 |  |  |  |  | 300 | 175 | 0 | 0 | 0 | 125 | 468.19 |  | kW | 0.51324 | 38.41 | Residential |  | Winter Only | [5 empty] | 20 | 0.8 |  |  |  | 0 | 0 | 0 | 1 | 0 | 0 | 0 | 0 | 0 | 0 | 0 | 0 | 2006 Qtr 1: 0; 2006 Qtr 2: 0; 2006 Qtr 3: 0; 2006 Qtr 4: 0; 2007 Qtr 1: 0; 2007 Qtr 2: 0; 2007 Qtr 3: 0; 2007 Qtr 4: 0; 2008 Qtr 1: 0; 2008 Qtr 2: 0; 2008 Qtr 3: 0; 2008 Qtr 4: 1 | 1
0 | 316078-Multi-family, High Quality Insulation Installation, CZ 9 |  | 9 | Residential | AC_Cooling | 0 |  |  |  |  | 100 | 50 | 0 | 0 | 0 | 50 | 95.18 |  | kW | 0.10434 | 6.06 | Residential |  | Winter Only | [5 empty] | 20 | 0.8 |  |  |  | 0 | 0 | 0 | 48 | 0 | 0 | 0 | 0 | 0 | 0 | 0 | 0 | 2006 Qtr 1: 0; 2006 Qtr 2: 0; 2006 Qtr 3: 0; 2006 Qtr 4: 0; 2007 Qtr 1: 0; 2007 Qtr 2: 0; 2007 Qtr 3: 0; 2007 Qtr 4: 0; 2008 Qtr 1: 48; 2008 Qtr 2: 0; 2008 Qtr 3: 0; 2008 Qtr 4: 0 | 48
0 | 316062-Multi-family, Maximum Cooling Capacity, CZ 15 |  | 15 | Residential | AC_Cooling | 0 |  |  |  |  | 150 | 100 | 0 | 0 | 0 | 50 | 1791.18 |  | kW | 1.9635 | 4.3 | Residential |  | Winter Only | [5 empty] | 15 | 0.8 |  |  |  | 0 | 0 | 0 | 8 | 0 | 0 | 0 | 0 | 0 | 0 | 0 | 0 | 2006 Qtr 1: 0; 2006 Qtr 2: 0; 2006 Qtr 3: 0; 2006 Qtr 4: 0; 2007 Qtr 1: 0; 2007 Qtr 2: 0; 2007 Qtr 3: 0; 2007 Qtr 4: 0; 2008 Qtr 1: 8; 2008 Qtr 2: 0; 2008 Qtr 3: 0; 2008 Qtr 4: 0 | 8
0 | 316082-Multi-family, High Quality Insulation Installation, CZ 15 |  | 15 | Residential | AC_Cooling | 0 |  |  |  |  | 100 | 50 | 0 | 0 | 0 | 50 | 304.28 |  | kW | 0.33356 | 4.22 | Residential |  | Winter Only | [5 empty] | 20 | 0.8 |  |  |  | 0 | 0 | 0 | 8 | 0 | 0 | 0 | 0 | 0 | 0 | 0 | 0 | 2006 Qtr 1: 0; 2006 Qtr 2: 0; 2006 Qtr 3: 0; 2006 Qtr 4: 0; 2007 Qtr 1: 0; 2007 Qtr 2: 0; 2007 Qtr 3: 0; 2007 Qtr 4: 0; 2008 Qtr 1: 8; 2008 Qtr 2: 0; 2008 Qtr 3: 0; 2008 Qtr 4: 0 | 8
0 | 316062-Multi-family, Maximum Cooling Capacity, CZ 15 |  | 15 | Residential | AC_Cooling | 0 |  |  |  |  | 150 | 100 | 0 | 0 | 0 | 50 | 1791.18 |  | kW | 1.9635 | 4.3 | Residential |  | Winter Only | [5 empty] | 15 | 0.8 |  |  |  | 0 | 0 | 0 | 8 | 0 | 0 | 0 | 0 | 0 | 0 | 0 | 0 | 2006 Qtr 1: 0; 2006 Qtr 2: 0; 2006 Qtr 3: 0; 2006 Qtr 4: 0; 2007 Qtr 1: 0; 2007 Qtr 2: 0; 2007 Qtr 3: 0; 2007 Qtr 4: 0; 2008 Qtr 1: 8; 2008 Qtr 2: 0; 2008 Qtr 3: 0; 2008 Qtr 4: 0 | 8
0 | 316082-Multi-family, High Quality Insulation Installation, CZ 15 |  | 15 | Residential | AC_Cooling | 0 |  |  |  |  | 100 | 50 | 0 | 0 | 0 | 50 | 304.28 |  | kW | 0.33356 | 4.22 | Residential |  | Winter Only | [5 empty] | 20 | 0.8 |  |  |  | 0 | 0 | 0 | 8 | 0 | 0 | 0 | 0 | 0 | 0 | 0 | 0 | 2006 Qtr 1: 0; 2006 Qtr 2: 0; 2006 Qtr 3: 0; 2006 Qtr 4: 0; 2007 Qtr 1: 0; 2007 Qtr 2: 0; 2007 Qtr 3: 0; 2007 Qtr 4: 0; 2008 Qtr 1: 8; 2008 Qtr 2: 0; 2008 Qtr 3: 0; 2008 Qtr 4: 0 | 8
0 | 316062-Multi-family, Maximum Cooling Capacity, CZ 15 |  | 15 | Residential | AC_Cooling | 0 |  |  |  |  | 150 | 100 | 0 | 0 | 0 | 50 | 1791.18 |  | kW | 1.9635 | 4.3 | Residential |  | Winter Only | [5 empty] | 15 | 0.8 |  |  |  | 0 | 0 | 0 | 16 | 0 | 0 | 0 | 0 | 0 | 0 | 0 | 0 | 2006 Qtr 1: 0; 2006 Qtr 2: 0; 2006 Qtr 3: 0; 2006 Qtr 4: 0; 2007 Qtr 1: 0; 2007 Qtr 2: 0; 2007 Qtr 3: 0; 2007 Qtr 4: 0; 2008 Qtr 1: 16; 2008 Qtr 2: 0; 2008 Qtr 3: 0; 2008 Qtr 4: 0 | 16
0 | 316082-Multi-family, High Quality Insulation Installation, CZ 15 |  | 15 | Residential | AC_Cooling | 0 |  |  |  |  | 100 | 50 | 0 | 0 | 0 | 50 | 304.28 |  | kW | 0.33356 | 4.22 | Residential |  | Winter Only | [5 empty] | 20 | 0.8 |  |  |  | 0 | 0 | 0 | 16 | 0 | 0 | 0 | 0 | 0 | 0 | 0 | 0 | 2006 Qtr 1: 0; 2006 Qtr 2: 0; 2006 Qtr 3: 0; 2006 Qtr 4: 0; 2007 Qtr 1: 0; 2007 Qtr 2: 0; 2007 Qtr 3: 0; 2007 Qtr 4: 0; 2008 Qtr 1: 16; 2008 Qtr 2: 0; 2008 Qtr 3: 0; 2008 Qtr 4: 0 | 16
0 | 316062-Multi-family, Maximum Cooling Capacity, CZ 15 |  | 15 | Residential | AC_Cooling | 0 |  |  |  |  | 150 | 100 | 0 | 0 | 0 | 50 | 1791.18 |  | kW | 1.9635 | 4.3 | Residential |  | Winter Only | [5 empty] | 15 | 0.8 |  |  |  | 0 | 0 | 0 | 16 | 0 | 0 | 0 | 0 | 0 | 0 | 0 | 0 | 2006 Qtr 1: 0; 2006 Qtr 2: 0; 2006 Qtr 3: 0; 2006 Qtr 4: 0; 2007 Qtr 1: 0; 2007 Qtr 2: 0; 2007 Qtr 3: 0; 2007 Qtr 4: 0; 2008 Qtr 1: 16; 2008 Qtr 2: 0; 2008 Qtr 3: 0; 2008 Qtr 4: 0 | 16
0 | 316082-Multi-family, High Quality Insulation Installation, CZ 15 |  | 15 | Residential | AC_Cooling | 0 |  |  |  |  | 100 | 50 | 0 | 0 | 0 | 50 | 304.28 |  | kW | 0.33356 | 4.22 | Residential |  | Winter Only | [5 empty] | 20 | 0.8 |  |  |  | 0 | 0 | 0 | 16 | 0 | 0 | 0 | 0 | 0 | 0 | 0 | 0 | 2006 Qtr 1: 0; 2006 Qtr 2: 0; 2006 Qtr 3: 0; 2006 Qtr 4: 0; 2007 Qtr 1: 0; 2007 Qtr 2: 0; 2007 Qtr 3: 0; 2007 Qtr 4: 0; 2008 Qtr 1: 16; 2008 Qtr 2: 0; 2008 Qtr 3: 0; 2008 Qtr 4: 0 | 16
0 | 316062-Multi-family, Maximum Cooling Capacity, CZ 15 |  | 15 | Residential | AC_Cooling | 0 |  |  |  |  | 150 | 100 | 0 | 0 | 0 | 50 | 1791.18 |  | kW | 1.9635 | 4.3 | Residential |  | Winter Only | [5 empty] | 15 | 0.8 |  |  |  | 0 | 0 | 0 | 16 | 0 | 0 | 0 | 0 | 0 | 0 | 0 | 0 | 2006 Qtr 1: 0; 2006 Qtr 2: 0; 2006 Qtr 3: 0; 2006 Qtr 4: 0; 2007 Qtr 1: 0; 2007 Qtr 2: 0; 2007 Qtr 3: 0; 2007 Qtr 4: 0; 2008 Qtr 1: 16; 2008 Qtr 2: 0; 2008 Qtr 3: 0; 2008 Qtr 4: 0 | 16
0 | 316082-Multi-family, High Quality Insulation Installation, CZ 15 |  | 15 | Residential | AC_Cooling | 0 |  |  |  |  | 100 | 50 | 0 | 0 | 0 | 50 | 304.28 |  | kW | 0.33356 | 4.22 | Residential |  | Winter Only | [5 empty] | 20 | 0.8 |  |  |  | 0 | 0 | 0 | 16 | 0 | 0 | 0 | 0 | 0 | 0 | 0 | 0 | 2006 Qtr 1: 0; 2006 Qtr 2: 0; 2006 Qtr 3: 0; 2006 Qtr 4: 0; 2007 Qtr 1: 0; 2007 Qtr 2: 0; 2007 Qtr 3: 0; 2007 Qtr 4: 0; 2008 Qtr 1: 16; 2008 Qtr 2: 0; 2008 Qtr 3: 0; 2008 Qtr 4: 0 | 16
0 | 316062-Multi-family, Maximum Cooling Capacity, CZ 15 |  | 15 | Residential | AC_Cooling | 0 |  |  |  |  | 150 | 100 | 0 | 0 | 0 | 50 | 1791.18 |  | kW | 1.9635 | 4.3 | Residential |  | Winter Only | [5 empty] | 15 | 0.8 |  |  |  | 0 | 0 | 0 | 8 | 0 | 0 | 0 | 0 | 0 | 0 | 0 | 0 | 2006 Qtr 1: 0; 2006 Qtr 2: 0; 2006 Qtr 3: 0; 2006 Qtr 4: 0; 2007 Qtr 1: 0; 2007 Qtr 2: 0; 2007 Qtr 3: 0; 2007 Qtr 4: 0; 2008 Qtr 1: 8; 2008 Qtr 2: 0; 2008 Qtr 3: 0; 2008 Qtr 4: 0 | 8
0 | 316082-Multi-family, High Quality Insulation Installation, CZ 15 |  | 15 | Residential | AC_Cooling | 0 |  |  |  |  | 100 | 50 | 0 | 0 | 0 | 50 | 304.28 |  | kW | 0.33356 | 4.22 | Residential |  | Winter Only | [5 empty] | 20 | 0.8 |  |  |  | 0 | 0 | 0 | 8 | 0 | 0 | 0 | 0 | 0 | 0 | 0 | 0 | 2006 Qtr 1: 0; 2006 Qtr 2: 0; 2006 Qtr 3: 0; 2006 Qtr 4: 0; 2007 Qtr 1: 0; 2007 Qtr 2: 0; 2007 Qtr 3: 0; 2007 Qtr 4: 0; 2008 Qtr 1: 8; 2008 Qtr 2: 0; 2008 Qtr 3: 0; 2008 Qtr 4: 0 | 8
0 | 316023-Single Family, Quality Insulation Installation, CZ 4 |  | System | Residential | AC_Cooling | 0 |  |  |  |  | 300 | 175 | 0 | 0 | 0 | 125 | 96.39 |  | kW | 0.10566 | 52.51 | Residential |  | Winter Only | [5 empty] | 20 | 0.8 |  |  |  | 0 | 0 | 0 | 1 | 0 | 0 | 0 | 0 | 0 | 0 | 0 | 0 | 2006 Qtr 1: 0; 2006 Qtr 2: 0; 2006 Qtr 3: 0; 2006 Qtr 4: 0; 2007 Qtr 1: 0; 2007 Qtr 2: 0; 2007 Qtr 3: 0; 2007 Qtr 4: 0; 2008 Qtr 1: 1; 2008 Qtr 2: 0; 2008 Qtr 3: 0; 2008 Qtr 4: 0 | 1
0 | 316023-Single Family, Quality Insulation Installation, CZ 4 |  | System | Residential | AC_Cooling | 0 |  |  |  |  | 300 | 175 | 0 | 0 | 0 | 125 | 96.39 |  | kW | 0.10566 | 52.51 | Residential |  | Winter Only | [5 empty] | 20 | 0.8 |  |  |  | 0 | 0 | 0 | 1 | 0 | 0 | 0 | 0 | 0 | 0 | 0 | 0 | 2006 Qtr 1: 0; 2006 Qtr 2: 0; 2006 Qtr 3: 0; 2006 Qtr 4: 0; 2007 Qtr 1: 0; 2007 Qtr 2: 0; 2007 Qtr 3: 0; 2007 Qtr 4: 0; 2008 Qtr 1: 1; 2008 Qtr 2: 0; 2008 Qtr 3: 0; 2008 Qtr 4: 0 | 1
0 | 316023-Single Family, Quality Insulation Installation, CZ 4 |  | System | Residential | AC_Cooling | 0 |  |  |  |  | 300 | 175 | 0 | 0 | 0 | 125 | 96.39 |  | kW | 0.10566 | 52.51 | Residential |  | Winter Only | [5 empty] | 20 | 0.8 |  |  |  | 0 | 0 | 0 | 1 | 0 | 0 | 0 | 0 | 0 | 0 | 0 | 0 | 2006 Qtr 1: 0; 2006 Qtr 2: 0; 2006 Qtr 3: 0; 2006 Qtr 4: 0; 2007 Qtr 1: 0; 2007 Qtr 2: 0; 2007 Qtr 3: 0; 2007 Qtr 4: 0; 2008 Qtr 1: 1; 2008 Qtr 2: 0; 2008 Qtr 3: 0; 2008 Qtr 4: 0 | 1
0 | 316023-Single Family, Quality Insulation Installation, CZ 4 |  | System | Residential | AC_Cooling | 0 |  |  |  |  | 300 | 175 | 0 | 0 | 0 | 125 | 96.39 |  | kW | 0.10566 | 52.51 | Residential |  | Winter Only | [5 empty] | 20 | 0.8 |  |  |  | 0 | 0 | 0 | 1 | 0 | 0 | 0 | 0 | 0 | 0 | 0 | 0 | 2006 Qtr 1: 0; 2006 Qtr 2: 0; 2006 Qtr 3: 0; 2006 Qtr 4: 0; 2007 Qtr 1: 0; 2007 Qtr 2: 0; 2007 Qtr 3: 0; 2007 Qtr 4: 0; 2008 Qtr 1: 1; 2008 Qtr 2: 0; 2008 Qtr 3: 0; 2008 Qtr 4: 0 | 1
0 | 316023-Single Family, Quality Insulation Installation, CZ 4 |  | System | Residential | AC_Cooling | 0 |  |  |  |  | 300 | 175 | 0 | 0 | 0 | 125 | 96.39 |  | kW | 0.10566 | 52.51 | Residential |  | Winter Only | [5 empty] | 20 | 0.8 |  |  |  | 0 | 0 | 0 | 1 | 0 | 0 | 0 | 0 | 0 | 0 | 0 | 0 | 2006 Qtr 1: 0; 2006 Qtr 2: 0; 2006 Qtr 3: 0; 2006 Qtr 4: 0; 2007 Qtr 1: 0; 2007 Qtr 2: 0; 2007 Qtr 3: 0; 2007 Qtr 4: 0; 2008 Qtr 1: 1; 2008 Qtr 2: 0; 2008 Qtr 3: 0; 2008 Qtr 4: 0 | 1
0 | 316023-Single Family, Quality Insulation Installation, CZ 4 |  | System | Residential | AC_Cooling | 0 |  |  |  |  | 300 | 175 | 0 | 0 | 0 | 125 | 96.39 |  | kW | 0.10566 | 52.51 | Residential |  | Winter Only | [5 empty] | 20 | 0.8 |  |  |  | 0 | 0 | 0 | 1 | 0 | 0 | 0 | 0 | 0 | 0 | 0 | 0 | 2006 Qtr 1: 0; 2006 Qtr 2: 0; 2006 Qtr 3: 0; 2006 Qtr 4: 0; 2007 Qtr 1: 0; 2007 Qtr 2: 0; 2007 Qtr 3: 0; 2007 Qtr 4: 0; 2008 Qtr 1: 1; 2008 Qtr 2: 0; 2008 Qtr 3: 0; 2008 Qtr 4: 0 | 1
0 | 316023-Single Family, Quality Insulation Installation, CZ 4 |  | System | Residential | AC_Cooling | 0 |  |  |  |  | 300 | 175 | 0 | 0 | 0 | 125 | 96.39 |  | kW | 0.10566 | 52.51 | Residential |  | Winter Only | [5 empty] | 20 | 0.8 |  |  |  | 0 | 0 | 0 | 1 | 0 | 0 | 0 | 0 | 0 | 0 | 0 | 0 | 2006 Qtr 1: 0; 2006 Qtr 2: 0; 2006 Qtr 3: 0; 2006 Qtr 4: 0; 2007 Qtr 1: 0; 2007 Qtr 2: 0; 2007 Qtr 3: 0; 2007 Qtr 4: 0; 2008 Qtr 1: 0; 2008 Qtr 2: 0; 2008 Qtr 3: 0; 2008 Qtr 4: 1 | 1
0 | 316023-Single Family, Quality Insulation Installation, CZ 4 |  | System | Residential | AC_Cooling | 0 |  |  |  |  | 300 | 175 | 0 | 0 | 0 | 125 | 96.39 |  | kW | 0.10566 | 52.51 | Residential |  | Winter Only | [5 empty] | 20 | 0.8 |  |  |  | 0 | 0 | 0 | 1 | 0 | 0 | 0 | 0 | 0 | 0 | 0 | 0 | 2006 Qtr 1: 0; 2006 Qtr 2: 0; 2006 Qtr 3: 0; 2006 Qtr 4: 0; 2007 Qtr 1: 0; 2007 Qtr 2: 0; 2007 Qtr 3: 0; 2007 Qtr 4: 0; 2008 Qtr 1: 1; 2008 Qtr 2: 0; 2008 Qtr 3: 0; 2008 Qtr 4: 0 | 1
0 | 316023-Single Family, Quality Insulation Installation, CZ 4 |  | System | Residential | AC_Cooling | 0 |  |  |  |  | 300 | 175 | 0 | 0 | 0 | 125 | 96.39 |  | kW | 0.10566 | 52.51 | Residential |  | Winter Only | [5 empty] | 20 | 0.8 |  |  |  | 0 | 0 | 0 | 1 | 0 | 0 | 0 | 0 | 0 | 0 | 0 | 0 | 2006 Qtr 1: 0; 2006 Qtr 2: 0; 2006 Qtr 3: 0; 2006 Qtr 4: 0; 2007 Qtr 1: 0; 2007 Qtr 2: 0; 2007 Qtr 3: 0; 2007 Qtr 4: 0; 2008 Qtr 1: 1; 2008 Qtr 2: 0; 2008 Qtr 3: 0; 2008 Qtr 4: 0 | 1
0 | 316023-Single Family, Quality Insulation Installation, CZ 4 |  | System | Residential | AC_Cooling | 0 |  |  |  |  | 300 | 175 | 0 | 0 | 0 | 125 | 96.39 |  | kW | 0.10566 | 52.51 | Residential |  | Winter Only | [5 empty] | 20 | 0.8 |  |  |  | 0 | 0 | 0 | 1 | 0 | 0 | 0 | 0 | 0 | 0 | 0 | 0 | 2006 Qtr 1: 0; 2006 Qtr 2: 0; 2006 Qtr 3: 0; 2006 Qtr 4: 0; 2007 Qtr 1: 0; 2007 Qtr 2: 0; 2007 Qtr 3: 0; 2007 Qtr 4: 0; 2008 Qtr 1: 1; 2008 Qtr 2: 0; 2008 Qtr 3: 0; 2008 Qtr 4: 0 | 1
0 | 316023-Single Family, Quality Insulation Installation, CZ 4 |  | System | Residential | AC_Cooling | 0 |  |  |  |  | 300 | 175 | 0 | 0 | 0 | 125 | 96.39 |  | kW | 0.10566 | 52.51 | Residential |  | Winter Only | [5 empty] | 20 | 0.8 |  |  |  | 0 | 0 | 0 | 1 | 0 | 0 | 0 | 0 | 0 | 0 | 0 | 0 | 2006 Qtr 1: 0; 2006 Qtr 2: 0; 2006 Qtr 3: 0; 2006 Qtr 4: 0; 2007 Qtr 1: 0; 2007 Qtr 2: 0; 2007 Qtr 3: 0; 2007 Qtr 4: 0; 2008 Qtr 1: 1; 2008 Qtr 2: 0; 2008 Qtr 3: 0; 2008 Qtr 4: 0 | 1
0 | 316023-Single Family, Quality Insulation Installation, CZ 4 |  | System | Residential | AC_Cooling | 0 |  |  |  |  | 300 | 175 | 0 | 0 | 0 | 125 | 96.39 |  | kW | 0.10566 | 52.51 | Residential |  | Winter Only | [5 empty] | 20 | 0.8 |  |  |  | 0 | 0 | 0 | 1 | 0 | 0 | 0 | 0 | 0 | 0 | 0 | 0 | 2006 Qtr 1: 0; 2006 Qtr 2: 0; 2006 Qtr 3: 0; 2006 Qtr 4: 0; 2007 Qtr 1: 0; 2007 Qtr 2: 0; 2007 Qtr 3: 0; 2007 Qtr 4: 0; 2008 Qtr 1: 1; 2008 Qtr 2: 0; 2008 Qtr 3: 0; 2008 Qtr 4: 0 | 1
0 | 316023-Single Family, Quality Insulation Installation, CZ 4 |  | System | Residential | AC_Cooling | 0 |  |  |  |  | 300 | 175 | 0 | 0 | 0 | 125 | 96.39 |  | kW | 0.10566 | 52.51 | Residential |  | Winter Only | [5 empty] | 20 | 0.8 |  |  |  | 0 | 0 | 0 | 1 | 0 | 0 | 0 | 0 | 0 | 0 | 0 | 0 | 2006 Qtr 1: 0; 2006 Qtr 2: 0; 2006 Qtr 3: 0; 2006 Qtr 4: 0; 2007 Qtr 1: 0; 2007 Qtr 2: 0; 2007 Qtr 3: 0; 2007 Qtr 4: 0; 2008 Qtr 1: 1; 2008 Qtr 2: 0; 2008 Qtr 3: 0; 2008 Qtr 4: 0 | 1
0 | 316023-Single Family, Quality Insulation Installation, CZ 4 |  | System | Residential | AC_Cooling | 0 |  |  |  |  | 300 | 175 | 0 | 0 | 0 | 125 | 96.39 |  | kW | 0.10566 | 52.51 | Residential |  | Winter Only | [5 empty] | 20 | 0.8 |  |  |  | 0 | 0 | 0 | 1 | 0 | 0 | 0 | 0 | 0 | 0 | 0 | 0 | 2006 Qtr 1: 0; 2006 Qtr 2: 0; 2006 Qtr 3: 0; 2006 Qtr 4: 0; 2007 Qtr 1: 0; 2007 Qtr 2: 0; 2007 Qtr 3: 0; 2007 Qtr 4: 0; 2008 Qtr 1: 1; 2008 Qtr 2: 0; 2008 Qtr 3: 0; 2008 Qtr 4: 0 | 1
0 | 316023-Single Family, Quality Insulation Installation, CZ 4 |  | System | Residential | AC_Cooling | 0 |  |  |  |  | 300 | 175 | 0 | 0 | 0 | 125 | 96.39 |  | kW | 0.10566 | 52.51 | Residential |  | Winter Only | [5 empty] | 20 | 0.8 |  |  |  | 0 | 0 | 0 | 1 | 0 | 0 | 0 | 0 | 0 | 0 | 0 | 0 | 2006 Qtr 1: 0; 2006 Qtr 2: 0; 2006 Qtr 3: 0; 2006 Qtr 4: 0; 2007 Qtr 1: 0; 2007 Qtr 2: 0; 2007 Qtr 3: 0; 2007 Qtr 4: 0; 2008 Qtr 1: 1; 2008 Qtr 2: 0; 2008 Qtr 3: 0; 2008 Qtr 4: 0 | 1
0 | 316032-Single Family, Quality Insulation Installation, CZ 15 |  | 15 | Residential | AC_Cooling | 0 |  |  |  |  | 300 | 175 | 0 | 0 | 0 | 125 | 1270.32 |  | kW | 1.3926 | 20.79 | Residential |  | Winter Only | [5 empty] | 20 | 0.8 |  |  |  | 0 | 0 | 0 | 1 | 0 | 0 | 0 | 0 | 0 | 0 | 0 | 0 | 2006 Qtr 1: 0; 2006 Qtr 2: 0; 2006 Qtr 3: 0; 2006 Qtr 4: 0; 2007 Qtr 1: 0; 2007 Qtr 2: 0; 2007 Qtr 3: 0; 2007 Qtr 4: 0; 2008 Qtr 1: 1; 2008 Qtr 2: 0; 2008 Qtr 3: 0; 2008 Qtr 4: 0 | 1
0 | 316030-Single Family, Quality Insulation Installation, CZ 13 |  | 13 | Residential | AC_Cooling | 0 |  |  |  |  | 300 | 175 | 0 | 0 | 0 | 125 | 547.37 |  | kW | 0.60004 | 52.16 | Residential |  | Winter Only | [5 empty] | 20 | 0.8 |  |  |  | 0 | 0 | 0 | 1 | 0 | 0 | 0 | 0 | 0 | 0 | 0 | 0 | 2006 Qtr 1: 0; 2006 Qtr 2: 0; 2006 Qtr 3: 0; 2006 Qtr 4: 0; 2007 Qtr 1: 0; 2007 Qtr 2: 0; 2007 Qtr 3: 0; 2007 Qtr 4: 0; 2008 Qtr 1: 1; 2008 Qtr 2: 0; 2008 Qtr 3: 0; 2008 Qtr 4: 0 | 1
0 | 316040-Single Family, Tank Less Water Heater, CZ 13 |  | 13 | Residential | HorizAxisClothesWasher | 0 |  |  |  |  | 325 | 200 | 0 | 0 | 0 | 125 | 0 |  | kW | 0 | 75.41 | Residential |  | Annual | [5 empty] | 15 | 0.8 |  |  |  | 0 | 0 | 0 | 1 | 0 | 0 | 0 | 0 | 0 | 0 | 0 | 0 | 2006 Qtr 1: 0; 2006 Qtr 2: 0; 2006 Qtr 3: 0; 2006 Qtr 4: 0; 2007 Qtr 1: 0; 2007 Qtr 2: 0; 2007 Qtr 3: 0; 2007 Qtr 4: 0; 2008 Qtr 1: 1; 2008 Qtr 2: 0; 2008 Qtr 3: 0; 2008 Qtr 4: 0 | 1
0 | 316030-Single Family, Quality Insulation Installation, CZ 13 |  | 13 | Residential | AC_Cooling | 0 |  |  |  |  | 300 | 175 | 0 | 0 | 0 | 125 | 547.37 |  | kW | 0.60004 | 52.16 | Residential |  | Winter Only | [5 empty] | 20 | 0.8 |  |  |  | 0 | 0 | 0 | 1 | 0 | 0 | 0 | 0 | 0 | 0 | 0 | 0 | 2006 Qtr 1: 0; 2006 Qtr 2: 0; 2006 Qtr 3: 0; 2006 Qtr 4: 0; 2007 Qtr 1: 0; 2007 Qtr 2: 0; 2007 Qtr 3: 0; 2007 Qtr 4: 0; 2008 Qtr 1: 1; 2008 Qtr 2: 0; 2008 Qtr 3: 0; 2008 Qtr 4: 0 | 1
0 | 316040-Single Family, Tank Less Water Heater, CZ 13 |  | 13 | Residential | HorizAxisClothesWasher | 0 |  |  |  |  | 325 | 200 | 0 | 0 | 0 | 125 | 0 |  | kW | 0 | 75.41 | Residential |  | Annual | [5 empty] | 15 | 0.8 |  |  |  | 0 | 0 | 0 | 1 | 0 | 0 | 0 | 0 | 0 | 0 | 0 | 0 | 2006 Qtr 1: 0; 2006 Qtr 2: 0; 2006 Qtr 3: 0; 2006 Qtr 4: 0; 2007 Qtr 1: 0; 2007 Qtr 2: 0; 2007 Qtr 3: 0; 2007 Qtr 4: 0; 2008 Qtr 1: 1; 2008 Qtr 2: 0; 2008 Qtr 3: 0; 2008 Qtr 4: 0 | 1
0 | 316030-Single Family, Quality Insulation Installation, CZ 13 |  | 13 | Residential | AC_Cooling | 0 |  |  |  |  | 300 | 175 | 0 | 0 | 0 | 125 | 547.37 |  | kW | 0.60004 | 52.16 | Residential |  | Winter Only | [5 empty] | 20 | 0.8 |  |  |  | 0 | 0 | 0 | 1 | 0 | 0 | 0 | 0 | 0 | 0 | 0 | 0 | 2006 Qtr 1: 0; 2006 Qtr 2: 0; 2006 Qtr 3: 0; 2006 Qtr 4: 0; 2007 Qtr 1: 0; 2007 Qtr 2: 0; 2007 Qtr 3: 0; 2007 Qtr 4: 0; 2008 Qtr 1: 1; 2008 Qtr 2: 0; 2008 Qtr 3: 0; 2008 Qtr 4: 0 | 1
0 | 316040-Single Family, Tank Less Water Heater, CZ 13 |  | 13 | Residential | HorizAxisClothesWasher | 0 |  |  |  |  | 325 | 200 | 0 | 0 | 0 | 125 | 0 |  | kW | 0 | 75.41 | Residential |  | Annual | [5 empty] | 15 | 0.8 |  |  |  | 0 | 0 | 0 | 1 | 0 | 0 | 0 | 0 | 0 | 0 | 0 | 0 | 2006 Qtr 1: 0; 2006 Qtr 2: 0; 2006 Qtr 3: 0; 2006 Qtr 4: 0; 2007 Qtr 1: 0; 2007 Qtr 2: 0; 2007 Qtr 3: 0; 2007 Qtr 4: 0; 2008 Qtr 1: 1; 2008 Qtr 2: 0; 2008 Qtr 3: 0; 2008 Qtr 4: 0 | 1
0 | 316030-Single Family, Quality Insulation Installation, CZ 13 |  | 13 | Residential | AC_Cooling | 0 |  |  |  |  | 300 | 175 | 0 | 0 | 0 | 125 | 547.37 |  | kW | 0.60004 | 52.16 | Residential |  | Winter Only | [5 empty] | 20 | 0.8 |  |  |  | 0 | 0 | 0 | 1 | 0 | 0 | 0 | 0 | 0 | 0 | 0 | 0 | 2006 Qtr 1: 0; 2006 Qtr 2: 0; 2006 Qtr 3: 0; 2006 Qtr 4: 0; 2007 Qtr 1: 0; 2007 Qtr 2: 0; 2007 Qtr 3: 0; 2007 Qtr 4: 0; 2008 Qtr 1: 1; 2008 Qtr 2: 0; 2008 Qtr 3: 0; 2008 Qtr 4: 0 | 1
0 | 316040-Single Family, Tank Less Water Heater, CZ 13 |  | 13 | Residential | HorizAxisClothesWasher | 0 |  |  |  |  | 325 | 200 | 0 | 0 | 0 | 125 | 0 |  | kW | 0 | 75.41 | Residential |  | Annual | [5 empty] | 15 | 0.8 |  |  |  | 0 | 0 | 0 | 1 | 0 | 0 | 0 | 0 | 0 | 0 | 0 | 0 | 2006 Qtr 1: 0; 2006 Qtr 2: 0; 2006 Qtr 3: 0; 2006 Qtr 4: 0; 2007 Qtr 1: 0; 2007 Qtr 2: 0; 2007 Qtr 3: 0; 2007 Qtr 4: 0; 2008 Qtr 1: 1; 2008 Qtr 2: 0; 2008 Qtr 3: 0; 2008 Qtr 4: 0 | 1
0 | 316030-Single Family, Quality Insulation Installation, CZ 13 |  | 13 | Residential | AC_Cooling | 0 |  |  |  |  | 300 | 175 | 0 | 0 | 0 | 125 | 547.37 |  | kW | 0.60004 | 52.16 | Residential |  | Winter Only | [5 empty] | 20 | 0.8 |  |  |  | 0 | 0 | 0 | 1 | 0 | 0 | 0 | 0 | 0 | 0 | 0 | 0 | 2006 Qtr 1: 0; 2006 Qtr 2: 0; 2006 Qtr 3: 0; 2006 Qtr 4: 0; 2007 Qtr 1: 0; 2007 Qtr 2: 0; 2007 Qtr 3: 0; 2007 Qtr 4: 0; 2008 Qtr 1: 1; 2008 Qtr 2: 0; 2008 Qtr 3: 0; 2008 Qtr 4: 0 | 1
0 | 316040-Single Family, Tank Less Water Heater, CZ 13 |  | 13 | Residential | HorizAxisClothesWasher | 0 |  |  |  |  | 325 | 200 | 0 | 0 | 0 | 125 | 0 |  | kW | 0 | 75.41 | Residential |  | Annual | [5 empty] | 15 | 0.8 |  |  |  | 0 | 0 | 0 | 1 | 0 | 0 | 0 | 0 | 0 | 0 | 0 | 0 | 2006 Qtr 1: 0; 2006 Qtr 2: 0; 2006 Qtr 3: 0; 2006 Qtr 4: 0; 2007 Qtr 1: 0; 2007 Qtr 2: 0; 2007 Qtr 3: 0; 2007 Qtr 4: 0; 2008 Qtr 1: 1; 2008 Qtr 2: 0; 2008 Qtr 3: 0; 2008 Qtr 4: 0 | 1
0 | 316030-Single Family, Quality Insulation Installation, CZ 13 |  | 13 | Residential | AC_Cooling | 0 |  |  |  |  | 300 | 175 | 0 | 0 | 0 | 125 | 547.37 |  | kW | 0.60004 | 52.16 | Residential |  | Winter Only | [5 empty] | 20 | 0.8 |  |  |  | 0 | 0 | 0 | 1 | 0 | 0 | 0 | 0 | 0 | 0 | 0 | 0 | 2006 Qtr 1: 0; 2006 Qtr 2: 0; 2006 Qtr 3: 0; 2006 Qtr 4: 0; 2007 Qtr 1: 0; 2007 Qtr 2: 0; 2007 Qtr 3: 0; 2007 Qtr 4: 0; 2008 Qtr 1: 1; 2008 Qtr 2: 0; 2008 Qtr 3: 0; 2008 Qtr 4: 0 | 1
0 | 316040-Single Family, Tank Less Water Heater, CZ 13 |  | 13 | Residential | HorizAxisClothesWasher | 0 |  |  |  |  | 325 | 200 | 0 | 0 | 0 | 125 | 0 |  | kW | 0 | 75.41 | Residential |  | Annual | [5 empty] | 15 | 0.8 |  |  |  | 0 | 0 | 0 | 1 | 0 | 0 | 0 | 0 | 0 | 0 | 0 | 0 | 2006 Qtr 1: 0; 2006 Qtr 2: 0; 2006 Qtr 3: 0; 2006 Qtr 4: 0; 2007 Qtr 1: 0; 2007 Qtr 2: 0; 2007 Qtr 3: 0; 2007 Qtr 4: 0; 2008 Qtr 1: 1; 2008 Qtr 2: 0; 2008 Qtr 3: 0; 2008 Qtr 4: 0 | 1
0 | 316030-Single Family, Quality Insulation Installation, CZ 13 |  | 13 | Residential | AC_Cooling | 0 |  |  |  |  | 300 | 175 | 0 | 0 | 0 | 125 | 547.37 |  | kW | 0.60004 | 52.16 | Residential |  | Winter Only | [5 empty] | 20 | 0.8 |  |  |  | 0 | 0 | 0 | 1 | 0 | 0 | 0 | 0 | 0 | 0 | 0 | 0 | 2006 Qtr 1: 0; 2006 Qtr 2: 0; 2006 Qtr 3: 0; 2006 Qtr 4: 0; 2007 Qtr 1: 0; 2007 Qtr 2: 0; 2007 Qtr 3: 0; 2007 Qtr 4: 0; 2008 Qtr 1: 1; 2008 Qtr 2: 0; 2008 Qtr 3: 0; 2008 Qtr 4: 0 | 1
0 | 316040-Single Family, Tank Less Water Heater, CZ 13 |  | 13 | Residential | HorizAxisClothesWasher | 0 |  |  |  |  | 325 | 200 | 0 | 0 | 0 | 125 | 0 |  | kW | 0 | 75.41 | Residential |  | Annual | [5 empty] | 15 | 0.8 |  |  |  | 0 | 0 | 0 | 1 | 0 | 0 | 0 | 0 | 0 | 0 | 0 | 0 | 2006 Qtr 1: 0; 2006 Qtr 2: 0; 2006 Qtr 3: 0; 2006 Qtr 4: 0; 2007 Qtr 1: 0; 2007 Qtr 2: 0; 2007 Qtr 3: 0; 2007 Qtr 4: 0; 2008 Qtr 1: 1; 2008 Qtr 2: 0; 2008 Qtr 3: 0; 2008 Qtr 4: 0 | 1
0 | 316030-Single Family, Quality Insulation Installation, CZ 13 |  | 13 | Residential | AC_Cooling | 0 |  |  |  |  | 300 | 175 | 0 | 0 | 0 | 125 | 547.37 |  | kW | 0.60004 | 52.16 | Residential |  | Winter Only | [5 empty] | 20 | 0.8 |  |  |  | 0 | 0 | 0 | 1 | 0 | 0 | 0 | 0 | 0 | 0 | 0 | 0 | 2006 Qtr 1: 0; 2006 Qtr 2: 0; 2006 Qtr 3: 0; 2006 Qtr 4: 0; 2007 Qtr 1: 0; 2007 Qtr 2: 0; 2007 Qtr 3: 0; 2007 Qtr 4: 0; 2008 Qtr 1: 1; 2008 Qtr 2: 0; 2008 Qtr 3: 0; 2008 Qtr 4: 0 | 1
0 | 316040-Single Family, Tank Less Water Heater, CZ 13 |  | 13 | Residential | HorizAxisClothesWasher | 0 |  |  |  |  | 325 | 200 | 0 | 0 | 0 | 125 | 0 |  | kW | 0 | 75.41 | Residential |  | Annual | [5 empty] | 15 | 0.8 |  |  |  | 0 | 0 | 0 | 1 | 0 | 0 | 0 | 0 | 0 | 0 | 0 | 0 | 2006 Qtr 1: 0; 2006 Qtr 2: 0; 2006 Qtr 3: 0; 2006 Qtr 4: 0; 2007 Qtr 1: 0; 2007 Qtr 2: 0; 2007 Qtr 3: 0; 2007 Qtr 4: 0; 2008 Qtr 1: 1; 2008 Qtr 2: 0; 2008 Qtr 3: 0; 2008 Qtr 4: 0 | 1
0 | 316030-Single Family, Quality Insulation Installation, CZ 13 |  | 13 | Residential | AC_Cooling | 0 |  |  |  |  | 300 | 175 | 0 | 0 | 0 | 125 | 547.37 |  | kW | 0.60004 | 52.16 | Residential |  | Winter Only | [5 empty] | 20 | 0.8 |  |  |  | 0 | 0 | 0 | 1 | 0 | 0 | 0 | 0 | 0 | 0 | 0 | 0 | 2006 Qtr 1: 0; 2006 Qtr 2: 0; 2006 Qtr 3: 0; 2006 Qtr 4: 0; 2007 Qtr 1: 0; 2007 Qtr 2: 0; 2007 Qtr 3: 0; 2007 Qtr 4: 0; 2008 Qtr 1: 1; 2008 Qtr 2: 0; 2008 Qtr 3: 0; 2008 Qtr 4: 0 | 1
0 | 316040-Single Family, Tank Less Water Heater, CZ 13 |  | 13 | Residential | HorizAxisClothesWasher | 0 |  |  |  |  | 325 | 200 | 0 | 0 | 0 | 125 | 0 |  | kW | 0 | 75.41 | Residential |  | Annual | [5 empty] | 15 | 0.8 |  |  |  | 0 | 0 | 0 | 1 | 0 | 0 | 0 | 0 | 0 | 0 | 0 | 0 | 2006 Qtr 1: 0; 2006 Qtr 2: 0; 2006 Qtr 3: 0; 2006 Qtr 4: 0; 2007 Qtr 1: 0; 2007 Qtr 2: 0; 2007 Qtr 3: 0; 2007 Qtr 4: 0; 2008 Qtr 1: 1; 2008 Qtr 2: 0; 2008 Qtr 3: 0; 2008 Qtr 4: 0 | 1
0 | 316030-Single Family, Quality Insulation Installation, CZ 13 |  | 13 | Residential | AC_Cooling | 0 |  |  |  |  | 300 | 175 | 0 | 0 | 0 | 125 | 547.37 |  | kW | 0.60004 | 52.16 | Residential |  | Winter Only | [5 empty] | 20 | 0.8 |  |  |  | 0 | 0 | 0 | 1 | 0 | 0 | 0 | 0 | 0 | 0 | 0 | 0 | 2006 Qtr 1: 0; 2006 Qtr 2: 0; 2006 Qtr 3: 0; 2006 Qtr 4: 0; 2007 Qtr 1: 0; 2007 Qtr 2: 0; 2007 Qtr 3: 0; 2007 Qtr 4: 0; 2008 Qtr 1: 1; 2008 Qtr 2: 0; 2008 Qtr 3: 0; 2008 Qtr 4: 0 | 1
0 | 316040-Single Family, Tank Less Water Heater, CZ 13 |  | 13 | Residential | HorizAxisClothesWasher | 0 |  |  |  |  | 325 | 200 | 0 | 0 | 0 | 125 | 0 |  | kW | 0 | 75.41 | Residential |  | Annual | [5 empty] | 15 | 0.8 |  |  |  | 0 | 0 | 0 | 1 | 0 | 0 | 0 | 0 | 0 | 0 | 0 | 0 | 2006 Qtr 1: 0; 2006 Qtr 2: 0; 2006 Qtr 3: 0; 2006 Qtr 4: 0; 2007 Qtr 1: 0; 2007 Qtr 2: 0; 2007 Qtr 3: 0; 2007 Qtr 4: 0; 2008 Qtr 1: 1; 2008 Qtr 2: 0; 2008 Qtr 3: 0; 2008 Qtr 4: 0 | 1
0 | 316030-Single Family, Quality Insulation Installation, CZ 13 |  | 13 | Residential | AC_Cooling | 0 |  |  |  |  | 300 | 175 | 0 | 0 | 0 | 125 | 547.37 |  | kW | 0.60004 | 52.16 | Residential |  | Winter Only | [5 empty] | 20 | 0.8 |  |  |  | 0 | 0 | 0 | 1 | 0 | 0 | 0 | 0 | 0 | 0 | 0 | 0 | 2006 Qtr 1: 0; 2006 Qtr 2: 0; 2006 Qtr 3: 0; 2006 Qtr 4: 0; 2007 Qtr 1: 0; 2007 Qtr 2: 0; 2007 Qtr 3: 0; 2007 Qtr 4: 0; 2008 Qtr 1: 1; 2008 Qtr 2: 0; 2008 Qtr 3: 0; 2008 Qtr 4: 0 | 1
0 | 316040-Single Family, Tank Less Water Heater, CZ 13 |  | 13 | Residential | HorizAxisClothesWasher | 0 |  |  |  |  | 325 | 200 | 0 | 0 | 0 | 125 | 0 |  | kW | 0 | 75.41 | Residential |  | Annual | [5 empty] | 15 | 0.8 |  |  |  | 0 | 0 | 0 | 1 | 0 | 0 | 0 | 0 | 0 | 0 | 0 | 0 | 2006 Qtr 1: 0; 2006 Qtr 2: 0; 2006 Qtr 3: 0; 2006 Qtr 4: 0; 2007 Qtr 1: 0; 2007 Qtr 2: 0; 2007 Qtr 3: 0; 2007 Qtr 4: 0; 2008 Qtr 1: 1; 2008 Qtr 2: 0; 2008 Qtr 3: 0; 2008 Qtr 4: 0 | 1
0 | 316030-Single Family, Quality Insulation Installation, CZ 13 |  | 13 | Residential | AC_Cooling | 0 |  |  |  |  | 300 | 175 | 0 | 0 | 0 | 125 | 547.37 |  | kW | 0.60004 | 52.16 | Residential |  | Winter Only | [5 empty] | 20 | 0.8 |  |  |  | 0 | 0 | 0 | 1 | 0 | 0 | 0 | 0 | 0 | 0 | 0 | 0 | 2006 Qtr 1: 0; 2006 Qtr 2: 0; 2006 Qtr 3: 0; 2006 Qtr 4: 0; 2007 Qtr 1: 0; 2007 Qtr 2: 0; 2007 Qtr 3: 0; 2007 Qtr 4: 0; 2008 Qtr 1: 1; 2008 Qtr 2: 0; 2008 Qtr 3: 0; 2008 Qtr 4: 0 | 1
0 | 316040-Single Family, Tank Less Water Heater, CZ 13 |  | 13 | Residential | HorizAxisClothesWasher | 0 |  |  |  |  | 325 | 200 | 0 | 0 | 0 | 125 | 0 |  | kW | 0 | 75.41 | Residential |  | Annual | [5 empty] | 15 | 0.8 |  |  |  | 0 | 0 | 0 | 1 | 0 | 0 | 0 | 0 | 0 | 0 | 0 | 0 | 2006 Qtr 1: 0; 2006 Qtr 2: 0; 2006 Qtr 3: 0; 2006 Qtr 4: 0; 2007 Qtr 1: 0; 2007 Qtr 2: 0; 2007 Qtr 3: 0; 2007 Qtr 4: 0; 2008 Qtr 1: 1; 2008 Qtr 2: 0; 2008 Qtr 3: 0; 2008 Qtr 4: 0 | 1
0 | 316030-Single Family, Quality Insulation Installation, CZ 13 |  | 13 | Residential | AC_Cooling | 0 |  |  |  |  | 300 | 175 | 0 | 0 | 0 | 125 | 547.37 |  | kW | 0.60004 | 52.16 | Residential |  | Winter Only | [5 empty] | 20 | 0.8 |  |  |  | 0 | 0 | 0 | 1 | 0 | 0 | 0 | 0 | 0 | 0 | 0 | 0 | 2006 Qtr 1: 0; 2006 Qtr 2: 0; 2006 Qtr 3: 0; 2006 Qtr 4: 0; 2007 Qtr 1: 0; 2007 Qtr 2: 0; 2007 Qtr 3: 0; 2007 Qtr 4: 0; 2008 Qtr 1: 1; 2008 Qtr 2: 0; 2008 Qtr 3: 0; 2008 Qtr 4: 0 | 1
0 | 316040-Single Family, Tank Less Water Heater, CZ 13 |  | 13 | Residential | HorizAxisClothesWasher | 0 |  |  |  |  | 325 | 200 | 0 | 0 | 0 | 125 | 0 |  | kW | 0 | 75.41 | Residential |  | Annual | [5 empty] | 15 | 0.8 |  |  |  | 0 | 0 | 0 | 1 | 0 | 0 | 0 | 0 | 0 | 0 | 0 | 0 | 2006 Qtr 1: 0; 2006 Qtr 2: 0; 2006 Qtr 3: 0; 2006 Qtr 4: 0; 2007 Qtr 1: 0; 2007 Qtr 2: 0; 2007 Qtr 3: 0; 2007 Qtr 4: 0; 2008 Qtr 1: 1; 2008 Qtr 2: 0; 2008 Qtr 3: 0; 2008 Qtr 4: 0 | 1
0 | 316030-Single Family, Quality Insulation Installation, CZ 13 |  | 13 | Residential | AC_Cooling | 0 |  |  |  |  | 300 | 175 | 0 | 0 | 0 | 125 | 547.37 |  | kW | 0.60004 | 52.16 | Residential |  | Winter Only | [5 empty] | 20 | 0.8 |  |  |  | 0 | 0 | 0 | 1 | 0 | 0 | 0 | 0 | 0 | 0 | 0 | 0 | 2006 Qtr 1: 0; 2006 Qtr 2: 0; 2006 Qtr 3: 0; 2006 Qtr 4: 0; 2007 Qtr 1: 0; 2007 Qtr 2: 0; 2007 Qtr 3: 0; 2007 Qtr 4: 0; 2008 Qtr 1: 1; 2008 Qtr 2: 0; 2008 Qtr 3: 0; 2008 Qtr 4: 0 | 1
0 | 316040-Single Family, Tank Less Water Heater, CZ 13 |  | 13 | Residential | HorizAxisClothesWasher | 0 |  |  |  |  | 325 | 200 | 0 | 0 | 0 | 125 | 0 |  | kW | 0 | 75.41 | Residential |  | Annual | [5 empty] | 15 | 0.8 |  |  |  | 0 | 0 | 0 | 1 | 0 | 0 | 0 | 0 | 0 | 0 | 0 | 0 | 2006 Qtr 1: 0; 2006 Qtr 2: 0; 2006 Qtr 3: 0; 2006 Qtr 4: 0; 2007 Qtr 1: 0; 2007 Qtr 2: 0; 2007 Qtr 3: 0; 2007 Qtr 4: 0; 2008 Qtr 1: 1; 2008 Qtr 2: 0; 2008 Qtr 3: 0; 2008 Qtr 4: 0 | 1
0 | 316030-Single Family, Quality Insulation Installation, CZ 13 |  | 13 | Residential | AC_Cooling | 0 |  |  |  |  | 300 | 175 | 0 | 0 | 0 | 125 | 547.37 |  | kW | 0.60004 | 52.16 | Residential |  | Winter Only | [5 empty] | 20 | 0.8 |  |  |  | 0 | 0 | 0 | 1 | 0 | 0 | 0 | 0 | 0 | 0 | 0 | 0 | 2006 Qtr 1: 0; 2006 Qtr 2: 0; 2006 Qtr 3: 0; 2006 Qtr 4: 0; 2007 Qtr 1: 0; 2007 Qtr 2: 0; 2007 Qtr 3: 0; 2007 Qtr 4: 0; 2008 Qtr 1: 1; 2008 Qtr 2: 0; 2008 Qtr 3: 0; 2008 Qtr 4: 0 | 1
0 | 316040-Single Family, Tank Less Water Heater, CZ 13 |  | 13 | Residential | HorizAxisClothesWasher | 0 |  |  |  |  | 325 | 200 | 0 | 0 | 0 | 125 | 0 |  | kW | 0 | 75.41 | Residential |  | Annual | [5 empty] | 15 | 0.8 |  |  |  | 0 | 0 | 0 | 1 | 0 | 0 | 0 | 0 | 0 | 0 | 0 | 0 | 2006 Qtr 1: 0; 2006 Qtr 2: 0; 2006 Qtr 3: 0; 2006 Qtr 4: 0; 2007 Qtr 1: 0; 2007 Qtr 2: 0; 2007 Qtr 3: 0; 2007 Qtr 4: 0; 2008 Qtr 1: 1; 2008 Qtr 2: 0; 2008 Qtr 3: 0; 2008 Qtr 4: 0 | 1
0 | 316030-Single Family, Quality Insulation Installation, CZ 13 |  | 13 | Residential | AC_Cooling | 0 |  |  |  |  | 300 | 175 | 0 | 0 | 0 | 125 | 547.37 |  | kW | 0.60004 | 52.16 | Residential |  | Winter Only | [5 empty] | 20 | 0.8 |  |  |  | 0 | 0 | 0 | 1 | 0 | 0 | 0 | 0 | 0 | 0 | 0 | 0 | 2006 Qtr 1: 0; 2006 Qtr 2: 0; 2006 Qtr 3: 0; 2006 Qtr 4: 0; 2007 Qtr 1: 0; 2007 Qtr 2: 0; 2007 Qtr 3: 0; 2007 Qtr 4: 0; 2008 Qtr 1: 1; 2008 Qtr 2: 0; 2008 Qtr 3: 0; 2008 Qtr 4: 0 | 1
0 | 316040-Single Family, Tank Less Water Heater, CZ 13 |  | 13 | Residential | HorizAxisClothesWasher | 0 |  |  |  |  | 325 | 200 | 0 | 0 | 0 | 125 | 0 |  | kW | 0 | 75.41 | Residential |  | Annual | [5 empty] | 15 | 0.8 |  |  |  | 0 | 0 | 0 | 1 | 0 | 0 | 0 | 0 | 0 | 0 | 0 | 0 | 2006 Qtr 1: 0; 2006 Qtr 2: 0; 2006 Qtr 3: 0; 2006 Qtr 4: 0; 2007 Qtr 1: 0; 2007 Qtr 2: 0; 2007 Qtr 3: 0; 2007 Qtr 4: 0; 2008 Qtr 1: 1; 2008 Qtr 2: 0; 2008 Qtr 3: 0; 2008 Qtr 4: 0 | 1
0 | 316030-Single Family, Quality Insulation Installation, CZ 13 |  | 13 | Residential | AC_Cooling | 0 |  |  |  |  | 300 | 175 | 0 | 0 | 0 | 125 | 547.37 |  | kW | 0.60004 | 52.16 | Residential |  | Winter Only | [5 empty] | 20 | 0.8 |  |  |  | 0 | 0 | 0 | 1 | 0 | 0 | 0 | 0 | 0 | 0 | 0 | 0 | 2006 Qtr 1: 0; 2006 Qtr 2: 0; 2006 Qtr 3: 0; 2006 Qtr 4: 0; 2007 Qtr 1: 0; 2007 Qtr 2: 0; 2007 Qtr 3: 0; 2007 Qtr 4: 0; 2008 Qtr 1: 1; 2008 Qtr 2: 0; 2008 Qtr 3: 0; 2008 Qtr 4: 0 | 1
0 | 316040-Single Family, Tank Less Water Heater, CZ 13 |  | 13 | Residential | HorizAxisClothesWasher | 0 |  |  |  |  | 325 | 200 | 0 | 0 | 0 | 125 | 0 |  | kW | 0 | 75.41 | Residential |  | Annual | [5 empty] | 15 | 0.8 |  |  |  | 0 | 0 | 0 | 1 | 0 | 0 | 0 | 0 | 0 | 0 | 0 | 0 | 2006 Qtr 1: 0; 2006 Qtr 2: 0; 2006 Qtr 3: 0; 2006 Qtr 4: 0; 2007 Qtr 1: 0; 2007 Qtr 2: 0; 2007 Qtr 3: 0; 2007 Qtr 4: 0; 2008 Qtr 1: 1; 2008 Qtr 2: 0; 2008 Qtr 3: 0; 2008 Qtr 4: 0 | 1
0 | 316030-Single Family, Quality Insulation Installation, CZ 13 |  | 13 | Residential | AC_Cooling | 0 |  |  |  |  | 300 | 175 | 0 | 0 | 0 | 125 | 547.37 |  | kW | 0.60004 | 52.16 | Residential |  | Winter Only | [5 empty] | 20 | 0.8 |  |  |  | 0 | 0 | 0 | 1 | 0 | 0 | 0 | 0 | 0 | 0 | 0 | 0 | 2006 Qtr 1: 0; 2006 Qtr 2: 0; 2006 Qtr 3: 0; 2006 Qtr 4: 0; 2007 Qtr 1: 0; 2007 Qtr 2: 0; 2007 Qtr 3: 0; 2007 Qtr 4: 0; 2008 Qtr 1: 1; 2008 Qtr 2: 0; 2008 Qtr 3: 0; 2008 Qtr 4: 0 | 1
0 | 316040-Single Family, Tank Less Water Heater, CZ 13 |  | 13 | Residential | HorizAxisClothesWasher | 0 |  |  |  |  | 325 | 200 | 0 | 0 | 0 | 125 | 0 |  | kW | 0 | 75.41 | Residential |  | Annual | [5 empty] | 15 | 0.8 |  |  |  | 0 | 0 | 0 | 1 | 0 | 0 | 0 | 0 | 0 | 0 | 0 | 0 | 2006 Qtr 1: 0; 2006 Qtr 2: 0; 2006 Qtr 3: 0; 2006 Qtr 4: 0; 2007 Qtr 1: 0; 2007 Qtr 2: 0; 2007 Qtr 3: 0; 2007 Qtr 4: 0; 2008 Qtr 1: 1; 2008 Qtr 2: 0; 2008 Qtr 3: 0; 2008 Qtr 4: 0 | 1
0 | 316030-Single Family, Quality Insulation Installation, CZ 13 |  | 13 | Residential | AC_Cooling | 0 |  |  |  |  | 300 | 175 | 0 | 0 | 0 | 125 | 547.37 |  | kW | 0.60004 | 52.16 | Residential |  | Winter Only | [5 empty] | 20 | 0.8 |  |  |  | 0 | 0 | 0 | 1 | 0 | 0 | 0 | 0 | 0 | 0 | 0 | 0 | 2006 Qtr 1: 0; 2006 Qtr 2: 0; 2006 Qtr 3: 0; 2006 Qtr 4: 0; 2007 Qtr 1: 0; 2007 Qtr 2: 0; 2007 Qtr 3: 0; 2007 Qtr 4: 0; 2008 Qtr 1: 1; 2008 Qtr 2: 0; 2008 Qtr 3: 0; 2008 Qtr 4: 0 | 1
0 | 316040-Single Family, Tank Less Water Heater, CZ 13 |  | 13 | Residential | HorizAxisClothesWasher | 0 |  |  |  |  | 325 | 200 | 0 | 0 | 0 | 125 | 0 |  | kW | 0 | 75.41 | Residential |  | Annual | [5 empty] | 15 | 0.8 |  |  |  | 0 | 0 | 0 | 1 | 0 | 0 | 0 | 0 | 0 | 0 | 0 | 0 | 2006 Qtr 1: 0; 2006 Qtr 2: 0; 2006 Qtr 3: 0; 2006 Qtr 4: 0; 2007 Qtr 1: 0; 2007 Qtr 2: 0; 2007 Qtr 3: 0; 2007 Qtr 4: 0; 2008 Qtr 1: 1; 2008 Qtr 2: 0; 2008 Qtr 3: 0; 2008 Qtr 4: 0 | 1
0 | 316030-Single Family, Quality Insulation Installation, CZ 13 |  | 13 | Residential | AC_Cooling | 0 |  |  |  |  | 300 | 175 | 0 | 0 | 0 | 125 | 547.37 |  | kW | 0.60004 | 52.16 | Residential |  | Winter Only | [5 empty] | 20 | 0.8 |  |  |  | 0 | 0 | 0 | 1 | 0 | 0 | 0 | 0 | 0 | 0 | 0 | 0 | 2006 Qtr 1: 0; 2006 Qtr 2: 0; 2006 Qtr 3: 0; 2006 Qtr 4: 0; 2007 Qtr 1: 0; 2007 Qtr 2: 0; 2007 Qtr 3: 0; 2007 Qtr 4: 0; 2008 Qtr 1: 1; 2008 Qtr 2: 0; 2008 Qtr 3: 0; 2008 Qtr 4: 0 | 1
0 | 316040-Single Family, Tank Less Water Heater, CZ 13 |  | 13 | Residential | HorizAxisClothesWasher | 0 |  |  |  |  | 325 | 200 | 0 | 0 | 0 | 125 | 0 |  | kW | 0 | 75.41 | Residential |  | Annual | [5 empty] | 15 | 0.8 |  |  |  | 0 | 0 | 0 | 1 | 0 | 0 | 0 | 0 | 0 | 0 | 0 | 0 | 2006 Qtr 1: 0; 2006 Qtr 2: 0; 2006 Qtr 3: 0; 2006 Qtr 4: 0; 2007 Qtr 1: 0; 2007 Qtr 2: 0; 2007 Qtr 3: 0; 2007 Qtr 4: 0; 2008 Qtr 1: 1; 2008 Qtr 2: 0; 2008 Qtr 3: 0; 2008 Qtr 4: 0 | 1
0 | 316030-Single Family, Quality Insulation Installation, CZ 13 |  | 13 | Residential | AC_Cooling | 0 |  |  |  |  | 300 | 175 | 0 | 0 | 0 | 125 | 547.37 |  | kW | 0.60004 | 52.16 | Residential |  | Winter Only | [5 empty] | 20 | 0.8 |  |  |  | 0 | 0 | 0 | 1 | 0 | 0 | 0 | 0 | 0 | 0 | 0 | 0 | 2006 Qtr 1: 0; 2006 Qtr 2: 0; 2006 Qtr 3: 0; 2006 Qtr 4: 0; 2007 Qtr 1: 0; 2007 Qtr 2: 0; 2007 Qtr 3: 0; 2007 Qtr 4: 0; 2008 Qtr 1: 1; 2008 Qtr 2: 0; 2008 Qtr 3: 0; 2008 Qtr 4: 0 | 1
0 | 316040-Single Family, Tank Less Water Heater, CZ 13 |  | 13 | Residential | HorizAxisClothesWasher | 0 |  |  |  |  | 325 | 200 | 0 | 0 | 0 | 125 | 0 |  | kW | 0 | 75.41 | Residential |  | Annual | [5 empty] | 15 | 0.8 |  |  |  | 0 | 0 | 0 | 1 | 0 | 0 | 0 | 0 | 0 | 0 | 0 | 0 | 2006 Qtr 1: 0; 2006 Qtr 2: 0; 2006 Qtr 3: 0; 2006 Qtr 4: 0; 2007 Qtr 1: 0; 2007 Qtr 2: 0; 2007 Qtr 3: 0; 2007 Qtr 4: 0; 2008 Qtr 1: 1; 2008 Qtr 2: 0; 2008 Qtr 3: 0; 2008 Qtr 4: 0 | 1
0 | 316030-Single Family, Quality Insulation Installation, CZ 13 |  | 13 | Residential | AC_Cooling | 0 |  |  |  |  | 300 | 175 | 0 | 0 | 0 | 125 | 547.37 |  | kW | 0.60004 | 52.16 | Residential |  | Winter Only | [5 empty] | 20 | 0.8 |  |  |  | 0 | 0 | 0 | 1 | 0 | 0 | 0 | 0 | 0 | 0 | 0 | 0 | 2006 Qtr 1: 0; 2006 Qtr 2: 0; 2006 Qtr 3: 0; 2006 Qtr 4: 0; 2007 Qtr 1: 0; 2007 Qtr 2: 0; 2007 Qtr 3: 0; 2007 Qtr 4: 0; 2008 Qtr 1: 1; 2008 Qtr 2: 0; 2008 Qtr 3: 0; 2008 Qtr 4: 0 | 1
0 | 316040-Single Family, Tank Less Water Heater, CZ 13 |  | 13 | Residential | HorizAxisClothesWasher | 0 |  |  |  |  | 325 | 200 | 0 | 0 | 0 | 125 | 0 |  | kW | 0 | 75.41 | Residential |  | Annual | [5 empty] | 15 | 0.8 |  |  |  | 0 | 0 | 0 | 1 | 0 | 0 | 0 | 0 | 0 | 0 | 0 | 0 | 2006 Qtr 1: 0; 2006 Qtr 2: 0; 2006 Qtr 3: 0; 2006 Qtr 4: 0; 2007 Qtr 1: 0; 2007 Qtr 2: 0; 2007 Qtr 3: 0; 2007 Qtr 4: 0; 2008 Qtr 1: 1; 2008 Qtr 2: 0; 2008 Qtr 3: 0; 2008 Qtr 4: 0 | 1
0 | 316030-Single Family, Quality Insulation Installation, CZ 13 |  | 13 | Residential | AC_Cooling | 0 |  |  |  |  | 300 | 175 | 0 | 0 | 0 | 125 | 547.37 |  | kW | 0.60004 | 52.16 | Residential |  | Winter Only | [5 empty] | 20 | 0.8 |  |  |  | 0 | 0 | 0 | 1 | 0 | 0 | 0 | 0 | 0 | 0 | 0 | 0 | 2006 Qtr 1: 0; 2006 Qtr 2: 0; 2006 Qtr 3: 0; 2006 Qtr 4: 0; 2007 Qtr 1: 0; 2007 Qtr 2: 0; 2007 Qtr 3: 0; 2007 Qtr 4: 0; 2008 Qtr 1: 1; 2008 Qtr 2: 0; 2008 Qtr 3: 0; 2008 Qtr 4: 0 | 1
0 | 316040-Single Family, Tank Less Water Heater, CZ 13 |  | 13 | Residential | HorizAxisClothesWasher | 0 |  |  |  |  | 325 | 200 | 0 | 0 | 0 | 125 | 0 |  | kW | 0 | 75.41 | Residential |  | Annual | [5 empty] | 15 | 0.8 |  |  |  | 0 | 0 | 0 | 1 | 0 | 0 | 0 | 0 | 0 | 0 | 0 | 0 | 2006 Qtr 1: 0; 2006 Qtr 2: 0; 2006 Qtr 3: 0; 2006 Qtr 4: 0; 2007 Qtr 1: 0; 2007 Qtr 2: 0; 2007 Qtr 3: 0; 2007 Qtr 4: 0; 2008 Qtr 1: 1; 2008 Qtr 2: 0; 2008 Qtr 3: 0; 2008 Qtr 4: 0 | 1
0 | 316030-Single Family, Quality Insulation Installation, CZ 13 |  | 13 | Residential | AC_Cooling | 0 |  |  |  |  | 300 | 175 | 0 | 0 | 0 | 125 | 547.37 |  | kW | 0.60004 | 52.16 | Residential |  | Winter Only | [5 empty] | 20 | 0.8 |  |  |  | 0 | 0 | 0 | 1 | 0 | 0 | 0 | 0 | 0 | 0 | 0 | 0 | 2006 Qtr 1: 0; 2006 Qtr 2: 0; 2006 Qtr 3: 0; 2006 Qtr 4: 0; 2007 Qtr 1: 0; 2007 Qtr 2: 0; 2007 Qtr 3: 0; 2007 Qtr 4: 0; 2008 Qtr 1: 1; 2008 Qtr 2: 0; 2008 Qtr 3: 0; 2008 Qtr 4: 0 | 1
0 | 316040-Single Family, Tank Less Water Heater, CZ 13 |  | 13 | Residential | HorizAxisClothesWasher | 0 |  |  |  |  | 325 | 200 | 0 | 0 | 0 | 125 | 0 |  | kW | 0 | 75.41 | Residential |  | Annual | [5 empty] | 15 | 0.8 |  |  |  | 0 | 0 | 0 | 1 | 0 | 0 | 0 | 0 | 0 | 0 | 0 | 0 | 2006 Qtr 1: 0; 2006 Qtr 2: 0; 2006 Qtr 3: 0; 2006 Qtr 4: 0; 2007 Qtr 1: 0; 2007 Qtr 2: 0; 2007 Qtr 3: 0; 2007 Qtr 4: 0; 2008 Qtr 1: 1; 2008 Qtr 2: 0; 2008 Qtr 3: 0; 2008 Qtr 4: 0 | 1
0 | 316030-Single Family, Quality Insulation Installation, CZ 13 |  | 13 | Residential | AC_Cooling | 0 |  |  |  |  | 300 | 175 | 0 | 0 | 0 | 125 | 547.37 |  | kW | 0.60004 | 52.16 | Residential |  | Winter Only | [5 empty] | 20 | 0.8 |  |  |  | 0 | 0 | 0 | 1 | 0 | 0 | 0 | 0 | 0 | 0 | 0 | 0 | 2006 Qtr 1: 0; 2006 Qtr 2: 0; 2006 Qtr 3: 0; 2006 Qtr 4: 0; 2007 Qtr 1: 0; 2007 Qtr 2: 0; 2007 Qtr 3: 0; 2007 Qtr 4: 0; 2008 Qtr 1: 1; 2008 Qtr 2: 0; 2008 Qtr 3: 0; 2008 Qtr 4: 0 | 1
0 | 316040-Single Family, Tank Less Water Heater, CZ 13 |  | 13 | Residential | HorizAxisClothesWasher | 0 |  |  |  |  | 325 | 200 | 0 | 0 | 0 | 125 | 0 |  | kW | 0 | 75.41 | Residential |  | Annual | [5 empty] | 15 | 0.8 |  |  |  | 0 | 0 | 0 | 1 | 0 | 0 | 0 | 0 | 0 | 0 | 0 | 0 | 2006 Qtr 1: 0; 2006 Qtr 2: 0; 2006 Qtr 3: 0; 2006 Qtr 4: 0; 2007 Qtr 1: 0; 2007 Qtr 2: 0; 2007 Qtr 3: 0; 2007 Qtr 4: 0; 2008 Qtr 1: 1; 2008 Qtr 2: 0; 2008 Qtr 3: 0; 2008 Qtr 4: 0 | 1
0 | 316030-Single Family, Quality Insulation Installation, CZ 13 |  | 13 | Residential | AC_Cooling | 0 |  |  |  |  | 300 | 175 | 0 | 0 | 0 | 125 | 547.37 |  | kW | 0.60004 | 52.16 | Residential |  | Winter Only | [5 empty] | 20 | 0.8 |  |  |  | 0 | 0 | 0 | 1 | 0 | 0 | 0 | 0 | 0 | 0 | 0 | 0 | 2006 Qtr 1: 0; 2006 Qtr 2: 0; 2006 Qtr 3: 0; 2006 Qtr 4: 0; 2007 Qtr 1: 0; 2007 Qtr 2: 0; 2007 Qtr 3: 0; 2007 Qtr 4: 0; 2008 Qtr 1: 1; 2008 Qtr 2: 0; 2008 Qtr 3: 0; 2008 Qtr 4: 0 | 1
0 | 316040-Single Family, Tank Less Water Heater, CZ 13 |  | 13 | Residential | HorizAxisClothesWasher | 0 |  |  |  |  | 325 | 200 | 0 | 0 | 0 | 125 | 0 |  | kW | 0 | 75.41 | Residential |  | Annual | [5 empty] | 15 | 0.8 |  |  |  | 0 | 0 | 0 | 1 | 0 | 0 | 0 | 0 | 0 | 0 | 0 | 0 | 2006 Qtr 1: 0; 2006 Qtr 2: 0; 2006 Qtr 3: 0; 2006 Qtr 4: 0; 2007 Qtr 1: 0; 2007 Qtr 2: 0; 2007 Qtr 3: 0; 2007 Qtr 4: 0; 2008 Qtr 1: 1; 2008 Qtr 2: 0; 2008 Qtr 3: 0; 2008 Qtr 4: 0 | 1
0 | 316030-Single Family, Quality Insulation Installation, CZ 13 |  | 13 | Residential | AC_Cooling | 0 |  |  |  |  | 300 | 175 | 0 | 0 | 0 | 125 | 547.37 |  | kW | 0.60004 | 52.16 | Residential |  | Winter Only | [5 empty] | 20 | 0.8 |  |  |  | 0 | 0 | 0 | 1 | 0 | 0 | 0 | 0 | 0 | 0 | 0 | 0 | 2006 Qtr 1: 0; 2006 Qtr 2: 0; 2006 Qtr 3: 0; 2006 Qtr 4: 0; 2007 Qtr 1: 0; 2007 Qtr 2: 0; 2007 Qtr 3: 0; 2007 Qtr 4: 0; 2008 Qtr 1: 1; 2008 Qtr 2: 0; 2008 Qtr 3: 0; 2008 Qtr 4: 0 | 1
0 | 316040-Single Family, Tank Less Water Heater, CZ 13 |  | 13 | Residential | HorizAxisClothesWasher | 0 |  |  |  |  | 325 | 200 | 0 | 0 | 0 | 125 | 0 |  | kW | 0 | 75.41 | Residential |  | Annual | [5 empty] | 15 | 0.8 |  |  |  | 0 | 0 | 0 | 1 | 0 | 0 | 0 | 0 | 0 | 0 | 0 | 0 | 2006 Qtr 1: 0; 2006 Qtr 2: 0; 2006 Qtr 3: 0; 2006 Qtr 4: 0; 2007 Qtr 1: 0; 2007 Qtr 2: 0; 2007 Qtr 3: 0; 2007 Qtr 4: 0; 2008 Qtr 1: 1; 2008 Qtr 2: 0; 2008 Qtr 3: 0; 2008 Qtr 4: 0 | 1
0 | 316030-Single Family, Quality Insulation Installation, CZ 13 |  | 13 | Residential | AC_Cooling | 0 |  |  |  |  | 300 | 175 | 0 | 0 | 0 | 125 | 547.37 |  | kW | 0.60004 | 52.16 | Residential |  | Winter Only | [5 empty] | 20 | 0.8 |  |  |  | 0 | 0 | 0 | 1 | 0 | 0 | 0 | 0 | 0 | 0 | 0 | 0 | 2006 Qtr 1: 0; 2006 Qtr 2: 0; 2006 Qtr 3: 0; 2006 Qtr 4: 0; 2007 Qtr 1: 0; 2007 Qtr 2: 0; 2007 Qtr 3: 0; 2007 Qtr 4: 0; 2008 Qtr 1: 1; 2008 Qtr 2: 0; 2008 Qtr 3: 0; 2008 Qtr 4: 0 | 1
0 | 316040-Single Family, Tank Less Water Heater, CZ 13 |  | 13 | Residential | HorizAxisClothesWasher | 0 |  |  |  |  | 325 | 200 | 0 | 0 | 0 | 125 | 0 |  | kW | 0 | 75.41 | Residential |  | Annual | [5 empty] | 15 | 0.8 |  |  |  | 0 | 0 | 0 | 1 | 0 | 0 | 0 | 0 | 0 | 0 | 0 | 0 | 2006 Qtr 1: 0; 2006 Qtr 2: 0; 2006 Qtr 3: 0; 2006 Qtr 4: 0; 2007 Qtr 1: 0; 2007 Qtr 2: 0; 2007 Qtr 3: 0; 2007 Qtr 4: 0; 2008 Qtr 1: 1; 2008 Qtr 2: 0; 2008 Qtr 3: 0; 2008 Qtr 4: 0 | 1
0 | 316030-Single Family, Quality Insulation Installation, CZ 13 |  | 13 | Residential | AC_Cooling | 0 |  |  |  |  | 300 | 175 | 0 | 0 | 0 | 125 | 547.37 |  | kW | 0.60004 | 52.16 | Residential |  | Winter Only | [5 empty] | 20 | 0.8 |  |  |  | 0 | 0 | 0 | 1 | 0 | 0 | 0 | 0 | 0 | 0 | 0 | 0 | 2006 Qtr 1: 0; 2006 Qtr 2: 0; 2006 Qtr 3: 0; 2006 Qtr 4: 0; 2007 Qtr 1: 0; 2007 Qtr 2: 0; 2007 Qtr 3: 0; 2007 Qtr 4: 0; 2008 Qtr 1: 1; 2008 Qtr 2: 0; 2008 Qtr 3: 0; 2008 Qtr 4: 0 | 1
0 | 316040-Single Family, Tank Less Water Heater, CZ 13 |  | 13 | Residential | HorizAxisClothesWasher | 0 |  |  |  |  | 325 | 200 | 0 | 0 | 0 | 125 | 0 |  | kW | 0 | 75.41 | Residential |  | Annual | [5 empty] | 15 | 0.8 |  |  |  | 0 | 0 | 0 | 1 | 0 | 0 | 0 | 0 | 0 | 0 | 0 | 0 | 2006 Qtr 1: 0; 2006 Qtr 2: 0; 2006 Qtr 3: 0; 2006 Qtr 4: 0; 2007 Qtr 1: 0; 2007 Qtr 2: 0; 2007 Qtr 3: 0; 2007 Qtr 4: 0; 2008 Qtr 1: 1; 2008 Qtr 2: 0; 2008 Qtr 3: 0; 2008 Qtr 4: 0 | 1
0 | 316030-Single Family, Quality Insulation Installation, CZ 13 |  | 13 | Residential | AC_Cooling | 0 |  |  |  |  | 300 | 175 | 0 | 0 | 0 | 125 | 547.37 |  | kW | 0.60004 | 52.16 | Residential |  | Winter Only | [5 empty] | 20 | 0.8 |  |  |  | 0 | 0 | 0 | 1 | 0 | 0 | 0 | 0 | 0 | 0 | 0 | 0 | 2006 Qtr 1: 0; 2006 Qtr 2: 0; 2006 Qtr 3: 0; 2006 Qtr 4: 0; 2007 Qtr 1: 0; 2007 Qtr 2: 0; 2007 Qtr 3: 0; 2007 Qtr 4: 0; 2008 Qtr 1: 1; 2008 Qtr 2: 0; 2008 Qtr 3: 0; 2008 Qtr 4: 0 | 1
0 | 316040-Single Family, Tank Less Water Heater, CZ 13 |  | 13 | Residential | HorizAxisClothesWasher | 0 |  |  |  |  | 325 | 200 | 0 | 0 | 0 | 125 | 0 |  | kW | 0 | 75.41 | Residential |  | Annual | [5 empty] | 15 | 0.8 |  |  |  | 0 | 0 | 0 | 1 | 0 | 0 | 0 | 0 | 0 | 0 | 0 | 0 | 2006 Qtr 1: 0; 2006 Qtr 2: 0; 2006 Qtr 3: 0; 2006 Qtr 4: 0; 2007 Qtr 1: 0; 2007 Qtr 2: 0; 2007 Qtr 3: 0; 2007 Qtr 4: 0; 2008 Qtr 1: 1; 2008 Qtr 2: 0; 2008 Qtr 3: 0; 2008 Qtr 4: 0 | 1
0 | 316030-Single Family, Quality Insulation Installation, CZ 13 |  | 13 | Residential | AC_Cooling | 0 |  |  |  |  | 300 | 175 | 0 | 0 | 0 | 125 | 547.37 |  | kW | 0.60004 | 52.16 | Residential |  | Winter Only | [5 empty] | 20 | 0.8 |  |  |  | 0 | 0 | 0 | 1 | 0 | 0 | 0 | 0 | 0 | 0 | 0 | 0 | 2006 Qtr 1: 0; 2006 Qtr 2: 0; 2006 Qtr 3: 0; 2006 Qtr 4: 0; 2007 Qtr 1: 0; 2007 Qtr 2: 0; 2007 Qtr 3: 0; 2007 Qtr 4: 0; 2008 Qtr 1: 1; 2008 Qtr 2: 0; 2008 Qtr 3: 0; 2008 Qtr 4: 0 | 1
0 | 316040-Single Family, Tank Less Water Heater, CZ 13 |  | 13 | Residential | HorizAxisClothesWasher | 0 |  |  |  |  | 325 | 200 | 0 | 0 | 0 | 125 | 0 |  | kW | 0 | 75.41 | Residential |  | Annual | [5 empty] | 15 | 0.8 |  |  |  | 0 | 0 | 0 | 1 | 0 | 0 | 0 | 0 | 0 | 0 | 0 | 0 | 2006 Qtr 1: 0; 2006 Qtr 2: 0; 2006 Qtr 3: 0; 2006 Qtr 4: 0; 2007 Qtr 1: 0; 2007 Qtr 2: 0; 2007 Qtr 3: 0; 2007 Qtr 4: 0; 2008 Qtr 1: 1; 2008 Qtr 2: 0; 2008 Qtr 3: 0; 2008 Qtr 4: 0 | 1
0 | 316030-Single Family, Quality Insulation Installation, CZ 13 |  | 13 | Residential | AC_Cooling | 0 |  |  |  |  | 300 | 175 | 0 | 0 | 0 | 125 | 547.37 |  | kW | 0.60004 | 52.16 | Residential |  | Winter Only | [5 empty] | 20 | 0.8 |  |  |  | 0 | 0 | 0 | 1 | 0 | 0 | 0 | 0 | 0 | 0 | 0 | 0 | 2006 Qtr 1: 0; 2006 Qtr 2: 0; 2006 Qtr 3: 0; 2006 Qtr 4: 0; 2007 Qtr 1: 0; 2007 Qtr 2: 0; 2007 Qtr 3: 0; 2007 Qtr 4: 0; 2008 Qtr 1: 1; 2008 Qtr 2: 0; 2008 Qtr 3: 0; 2008 Qtr 4: 0 | 1
0 | 316040-Single Family, Tank Less Water Heater, CZ 13 |  | 13 | Residential | HorizAxisClothesWasher | 0 |  |  |  |  | 325 | 200 | 0 | 0 | 0 | 125 | 0 |  | kW | 0 | 75.41 | Residential |  | Annual | [5 empty] | 15 | 0.8 |  |  |  | 0 | 0 | 0 | 1 | 0 | 0 | 0 | 0 | 0 | 0 | 0 | 0 | 2006 Qtr 1: 0; 2006 Qtr 2: 0; 2006 Qtr 3: 0; 2006 Qtr 4: 0; 2007 Qtr 1: 0; 2007 Qtr 2: 0; 2007 Qtr 3: 0; 2007 Qtr 4: 0; 2008 Qtr 1: 1; 2008 Qtr 2: 0; 2008 Qtr 3: 0; 2008 Qtr 4: 0 | 1
0 | 316030-Single Family, Quality Insulation Installation, CZ 13 |  | 13 | Residential | AC_Cooling | 0 |  |  |  |  | 300 | 175 | 0 | 0 | 0 | 125 | 547.37 |  | kW | 0.60004 | 52.16 | Residential |  | Winter Only | [5 empty] | 20 | 0.8 |  |  |  | 0 | 0 | 0 | 1 | 0 | 0 | 0 | 0 | 0 | 0 | 0 | 0 | 2006 Qtr 1: 0; 2006 Qtr 2: 0; 2006 Qtr 3: 0; 2006 Qtr 4: 0; 2007 Qtr 1: 0; 2007 Qtr 2: 0; 2007 Qtr 3: 0; 2007 Qtr 4: 0; 2008 Qtr 1: 1; 2008 Qtr 2: 0; 2008 Qtr 3: 0; 2008 Qtr 4: 0 | 1
0 | 316040-Single Family, Tank Less Water Heater, CZ 13 |  | 13 | Residential | HorizAxisClothesWasher | 0 |  |  |  |  | 325 | 200 | 0 | 0 | 0 | 125 | 0 |  | kW | 0 | 75.41 | Residential |  | Annual | [5 empty] | 15 | 0.8 |  |  |  | 0 | 0 | 0 | 1 | 0 | 0 | 0 | 0 | 0 | 0 | 0 | 0 | 2006 Qtr 1: 0; 2006 Qtr 2: 0; 2006 Qtr 3: 0; 2006 Qtr 4: 0; 2007 Qtr 1: 0; 2007 Qtr 2: 0; 2007 Qtr 3: 0; 2007 Qtr 4: 0; 2008 Qtr 1: 1; 2008 Qtr 2: 0; 2008 Qtr 3: 0; 2008 Qtr 4: 0 | 1
0 | 316030-Single Family, Quality Insulation Installation, CZ 13 |  | 13 | Residential | AC_Cooling | 0 |  |  |  |  | 300 | 175 | 0 | 0 | 0 | 125 | 547.37 |  | kW | 0.60004 | 52.16 | Residential |  | Winter Only | [5 empty] | 20 | 0.8 |  |  |  | 0 | 0 | 0 | 1 | 0 | 0 | 0 | 0 | 0 | 0 | 0 | 0 | 2006 Qtr 1: 0; 2006 Qtr 2: 0; 2006 Qtr 3: 0; 2006 Qtr 4: 0; 2007 Qtr 1: 0; 2007 Qtr 2: 0; 2007 Qtr 3: 0; 2007 Qtr 4: 0; 2008 Qtr 1: 1; 2008 Qtr 2: 0; 2008 Qtr 3: 0; 2008 Qtr 4: 0 | 1
0 | 316040-Single Family, Tank Less Water Heater, CZ 13 |  | 13 | Residential | HorizAxisClothesWasher | 0 |  |  |  |  | 325 | 200 | 0 | 0 | 0 | 125 | 0 |  | kW | 0 | 75.41 | Residential |  | Annual | [5 empty] | 15 | 0.8 |  |  |  | 0 | 0 | 0 | 1 | 0 | 0 | 0 | 0 | 0 | 0 | 0 | 0 | 2006 Qtr 1: 0; 2006 Qtr 2: 0; 2006 Qtr 3: 0; 2006 Qtr 4: 0; 2007 Qtr 1: 0; 2007 Qtr 2: 0; 2007 Qtr 3: 0; 2007 Qtr 4: 0; 2008 Qtr 1: 1; 2008 Qtr 2: 0; 2008 Qtr 3: 0; 2008 Qtr 4: 0 | 1
0 | 316030-Single Family, Quality Insulation Installation, CZ 13 |  | 13 | Residential | AC_Cooling | 0 |  |  |  |  | 300 | 175 | 0 | 0 | 0 | 125 | 547.37 |  | kW | 0.60004 | 52.16 | Residential |  | Winter Only | [5 empty] | 20 | 0.8 |  |  |  | 0 | 0 | 0 | 1 | 0 | 0 | 0 | 0 | 0 | 0 | 0 | 0 | 2006 Qtr 1: 0; 2006 Qtr 2: 0; 2006 Qtr 3: 0; 2006 Qtr 4: 0; 2007 Qtr 1: 0; 2007 Qtr 2: 0; 2007 Qtr 3: 0; 2007 Qtr 4: 0; 2008 Qtr 1: 1; 2008 Qtr 2: 0; 2008 Qtr 3: 0; 2008 Qtr 4: 0 | 1
0 | 316040-Single Family, Tank Less Water Heater, CZ 13 |  | 13 | Residential | HorizAxisClothesWasher | 0 |  |  |  |  | 325 | 200 | 0 | 0 | 0 | 125 | 0 |  | kW | 0 | 75.41 | Residential |  | Annual | [5 empty] | 15 | 0.8 |  |  |  | 0 | 0 | 0 | 1 | 0 | 0 | 0 | 0 | 0 | 0 | 0 | 0 | 2006 Qtr 1: 0; 2006 Qtr 2: 0; 2006 Qtr 3: 0; 2006 Qtr 4: 0; 2007 Qtr 1: 0; 2007 Qtr 2: 0; 2007 Qtr 3: 0; 2007 Qtr 4: 0; 2008 Qtr 1: 1; 2008 Qtr 2: 0; 2008 Qtr 3: 0; 2008 Qtr 4: 0 | 1
0 | 316030-Single Family, Quality Insulation Installation, CZ 13 |  | 13 | Residential | AC_Cooling | 0 |  |  |  |  | 300 | 175 | 0 | 0 | 0 | 125 | 547.37 |  | kW | 0.60004 | 52.16 | Residential |  | Winter Only | [5 empty] | 20 | 0.8 |  |  |  | 0 | 0 | 0 | 1 | 0 | 0 | 0 | 0 | 0 | 0 | 0 | 0 | 2006 Qtr 1: 0; 2006 Qtr 2: 0; 2006 Qtr 3: 0; 2006 Qtr 4: 0; 2007 Qtr 1: 0; 2007 Qtr 2: 0; 2007 Qtr 3: 0; 2007 Qtr 4: 0; 2008 Qtr 1: 1; 2008 Qtr 2: 0; 2008 Qtr 3: 0; 2008 Qtr 4: 0 | 1
0 | 316040-Single Family, Tank Less Water Heater, CZ 13 |  | 13 | Residential | HorizAxisClothesWasher | 0 |  |  |  |  | 325 | 200 | 0 | 0 | 0 | 125 | 0 |  | kW | 0 | 75.41 | Residential |  | Annual | [5 empty] | 15 | 0.8 |  |  |  | 0 | 0 | 0 | 1 | 0 | 0 | 0 | 0 | 0 | 0 | 0 | 0 | 2006 Qtr 1: 0; 2006 Qtr 2: 0; 2006 Qtr 3: 0; 2006 Qtr 4: 0; 2007 Qtr 1: 0; 2007 Qtr 2: 0; 2007 Qtr 3: 0; 2007 Qtr 4: 0; 2008 Qtr 1: 1; 2008 Qtr 2: 0; 2008 Qtr 3: 0; 2008 Qtr 4: 0 | 1
0 | 316030-Single Family, Quality Insulation Installation, CZ 13 |  | 13 | Residential | AC_Cooling | 0 |  |  |  |  | 300 | 175 | 0 | 0 | 0 | 125 | 547.37 |  | kW | 0.60004 | 52.16 | Residential |  | Winter Only | [5 empty] | 20 | 0.8 |  |  |  | 0 | 0 | 0 | 1 | 0 | 0 | 0 | 0 | 0 | 0 | 0 | 0 | 2006 Qtr 1: 0; 2006 Qtr 2: 0; 2006 Qtr 3: 0; 2006 Qtr 4: 0; 2007 Qtr 1: 0; 2007 Qtr 2: 0; 2007 Qtr 3: 0; 2007 Qtr 4: 0; 2008 Qtr 1: 1; 2008 Qtr 2: 0; 2008 Qtr 3: 0; 2008 Qtr 4: 0 | 1
0 | 316040-Single Family, Tank Less Water Heater, CZ 13 |  | 13 | Residential | HorizAxisClothesWasher | 0 |  |  |  |  | 325 | 200 | 0 | 0 | 0 | 125 | 0 |  | kW | 0 | 75.41 | Residential |  | Annual | [5 empty] | 15 | 0.8 |  |  |  | 0 | 0 | 0 | 1 | 0 | 0 | 0 | 0 | 0 | 0 | 0 | 0 | 2006 Qtr 1: 0; 2006 Qtr 2: 0; 2006 Qtr 3: 0; 2006 Qtr 4: 0; 2007 Qtr 1: 0; 2007 Qtr 2: 0; 2007 Qtr 3: 0; 2007 Qtr 4: 0; 2008 Qtr 1: 1; 2008 Qtr 2: 0; 2008 Qtr 3: 0; 2008 Qtr 4: 0 | 1
0 | 316030-Single Family, Quality Insulation Installation, CZ 13 |  | 13 | Residential | AC_Cooling | 0 |  |  |  |  | 300 | 175 | 0 | 0 | 0 | 125 | 547.37 |  | kW | 0.60004 | 52.16 | Residential |  | Winter Only | [5 empty] | 20 | 0.8 |  |  |  | 0 | 0 | 0 | 1 | 0 | 0 | 0 | 0 | 0 | 0 | 0 | 0 | 2006 Qtr 1: 0; 2006 Qtr 2: 0; 2006 Qtr 3: 0; 2006 Qtr 4: 0; 2007 Qtr 1: 0; 2007 Qtr 2: 0; 2007 Qtr 3: 0; 2007 Qtr 4: 0; 2008 Qtr 1: 1; 2008 Qtr 2: 0; 2008 Qtr 3: 0; 2008 Qtr 4: 0 | 1
0 | 316040-Single Family, Tank Less Water Heater, CZ 13 |  | 13 | Residential | HorizAxisClothesWasher | 0 |  |  |  |  | 325 | 200 | 0 | 0 | 0 | 125 | 0 |  | kW | 0 | 75.41 | Residential |  | Annual | [5 empty] | 15 | 0.8 |  |  |  | 0 | 0 | 0 | 1 | 0 | 0 | 0 | 0 | 0 | 0 | 0 | 0 | 2006 Qtr 1: 0; 2006 Qtr 2: 0; 2006 Qtr 3: 0; 2006 Qtr 4: 0; 2007 Qtr 1: 0; 2007 Qtr 2: 0; 2007 Qtr 3: 0; 2007 Qtr 4: 0; 2008 Qtr 1: 1; 2008 Qtr 2: 0; 2008 Qtr 3: 0; 2008 Qtr 4: 0 | 1
0 | 316030-Single Family, Quality Insulation Installation, CZ 13 |  | 13 | Residential | AC_Cooling | 0 |  |  |  |  | 300 | 175 | 0 | 0 | 0 | 125 | 547.37 |  | kW | 0.60004 | 52.16 | Residential |  | Winter Only | [5 empty] | 20 | 0.8 |  |  |  | 0 | 0 | 0 | 1 | 0 | 0 | 0 | 0 | 0 | 0 | 0 | 0 | 2006 Qtr 1: 0; 2006 Qtr 2: 0; 2006 Qtr 3: 0; 2006 Qtr 4: 0; 2007 Qtr 1: 0; 2007 Qtr 2: 0; 2007 Qtr 3: 0; 2007 Qtr 4: 0; 2008 Qtr 1: 1; 2008 Qtr 2: 0; 2008 Qtr 3: 0; 2008 Qtr 4: 0 | 1
0 | 316040-Single Family, Tank Less Water Heater, CZ 13 |  | 13 | Residential | HorizAxisClothesWasher | 0 |  |  |  |  | 325 | 200 | 0 | 0 | 0 | 125 | 0 |  | kW | 0 | 75.41 | Residential |  | Annual | [5 empty] | 15 | 0.8 |  |  |  | 0 | 0 | 0 | 1 | 0 | 0 | 0 | 0 | 0 | 0 | 0 | 0 | 2006 Qtr 1: 0; 2006 Qtr 2: 0; 2006 Qtr 3: 0; 2006 Qtr 4: 0; 2007 Qtr 1: 0; 2007 Qtr 2: 0; 2007 Qtr 3: 0; 2007 Qtr 4: 0; 2008 Qtr 1: 1; 2008 Qtr 2: 0; 2008 Qtr 3: 0; 2008 Qtr 4: 0 | 1
0 | 316030-Single Family, Quality Insulation Installation, CZ 13 |  | 13 | Residential | AC_Cooling | 0 |  |  |  |  | 300 | 175 | 0 | 0 | 0 | 125 | 547.37 |  | kW | 0.60004 | 52.16 | Residential |  | Winter Only | [5 empty] | 20 | 0.8 |  |  |  | 0 | 0 | 0 | 1 | 0 | 0 | 0 | 0 | 0 | 0 | 0 | 0 | 2006 Qtr 1: 0; 2006 Qtr 2: 0; 2006 Qtr 3: 0; 2006 Qtr 4: 0; 2007 Qtr 1: 0; 2007 Qtr 2: 0; 2007 Qtr 3: 0; 2007 Qtr 4: 0; 2008 Qtr 1: 1; 2008 Qtr 2: 0; 2008 Qtr 3: 0; 2008 Qtr 4: 0 | 1
0 | 316040-Single Family, Tank Less Water Heater, CZ 13 |  | 13 | Residential | HorizAxisClothesWasher | 0 |  |  |  |  | 325 | 200 | 0 | 0 | 0 | 125 | 0 |  | kW | 0 | 75.41 | Residential |  | Annual | [5 empty] | 15 | 0.8 |  |  |  | 0 | 0 | 0 | 1 | 0 | 0 | 0 | 0 | 0 | 0 | 0 | 0 | 2006 Qtr 1: 0; 2006 Qtr 2: 0; 2006 Qtr 3: 0; 2006 Qtr 4: 0; 2007 Qtr 1: 0; 2007 Qtr 2: 0; 2007 Qtr 3: 0; 2007 Qtr 4: 0; 2008 Qtr 1: 1; 2008 Qtr 2: 0; 2008 Qtr 3: 0; 2008 Qtr 4: 0 | 1
0 | 316030-Single Family, Quality Insulation Installation, CZ 13 |  | 13 | Residential | AC_Cooling | 0 |  |  |  |  | 300 | 175 | 0 | 0 | 0 | 125 | 547.37 |  | kW | 0.60004 | 52.16 | Residential |  | Winter Only | [5 empty] | 20 | 0.8 |  |  |  | 0 | 0 | 0 | 1 | 0 | 0 | 0 | 0 | 0 | 0 | 0 | 0 | 2006 Qtr 1: 0; 2006 Qtr 2: 0; 2006 Qtr 3: 0; 2006 Qtr 4: 0; 2007 Qtr 1: 0; 2007 Qtr 2: 0; 2007 Qtr 3: 0; 2007 Qtr 4: 0; 2008 Qtr 1: 1; 2008 Qtr 2: 0; 2008 Qtr 3: 0; 2008 Qtr 4: 0 | 1
0 | 316040-Single Family, Tank Less Water Heater, CZ 13 |  | 13 | Residential | HorizAxisClothesWasher | 0 |  |  |  |  | 325 | 200 | 0 | 0 | 0 | 125 | 0 |  | kW | 0 | 75.41 | Residential |  | Annual | [5 empty] | 15 | 0.8 |  |  |  | 0 | 0 | 0 | 1 | 0 | 0 | 0 | 0 | 0 | 0 | 0 | 0 | 2006 Qtr 1: 0; 2006 Qtr 2: 0; 2006 Qtr 3: 0; 2006 Qtr 4: 0; 2007 Qtr 1: 0; 2007 Qtr 2: 0; 2007 Qtr 3: 0; 2007 Qtr 4: 0; 2008 Qtr 1: 1; 2008 Qtr 2: 0; 2008 Qtr 3: 0; 2008 Qtr 4: 0 | 1
0 | 316030-Single Family, Quality Insulation Installation, CZ 13 |  | 13 | Residential | AC_Cooling | 0 |  |  |  |  | 300 | 175 | 0 | 0 | 0 | 125 | 547.37 |  | kW | 0.60004 | 52.16 | Residential |  | Winter Only | [5 empty] | 20 | 0.8 |  |  |  | 0 | 0 | 0 | 1 | 0 | 0 | 0 | 0 | 0 | 0 | 0 | 0 | 2006 Qtr 1: 0; 2006 Qtr 2: 0; 2006 Qtr 3: 0; 2006 Qtr 4: 0; 2007 Qtr 1: 0; 2007 Qtr 2: 0; 2007 Qtr 3: 0; 2007 Qtr 4: 0; 2008 Qtr 1: 1; 2008 Qtr 2: 0; 2008 Qtr 3: 0; 2008 Qtr 4: 0 | 1
0 | 316040-Single Family, Tank Less Water Heater, CZ 13 |  | 13 | Residential | HorizAxisClothesWasher | 0 |  |  |  |  | 325 | 200 | 0 | 0 | 0 | 125 | 0 |  | kW | 0 | 75.41 | Residential |  | Annual | [5 empty] | 15 | 0.8 |  |  |  | 0 | 0 | 0 | 1 | 0 | 0 | 0 | 0 | 0 | 0 | 0 | 0 | 2006 Qtr 1: 0; 2006 Qtr 2: 0; 2006 Qtr 3: 0; 2006 Qtr 4: 0; 2007 Qtr 1: 0; 2007 Qtr 2: 0; 2007 Qtr 3: 0; 2007 Qtr 4: 0; 2008 Qtr 1: 1; 2008 Qtr 2: 0; 2008 Qtr 3: 0; 2008 Qtr 4: 0 | 1
0 | 316030-Single Family, Quality Insulation Installation, CZ 13 |  | 13 | Residential | AC_Cooling | 0 |  |  |  |  | 300 | 175 | 0 | 0 | 0 | 125 | 547.37 |  | kW | 0.60004 | 52.16 | Residential |  | Winter Only | [5 empty] | 20 | 0.8 |  |  |  | 0 | 0 | 0 | 1 | 0 | 0 | 0 | 0 | 0 | 0 | 0 | 0 | 2006 Qtr 1: 0; 2006 Qtr 2: 0; 2006 Qtr 3: 0; 2006 Qtr 4: 0; 2007 Qtr 1: 0; 2007 Qtr 2: 0; 2007 Qtr 3: 0; 2007 Qtr 4: 0; 2008 Qtr 1: 1; 2008 Qtr 2: 0; 2008 Qtr 3: 0; 2008 Qtr 4: 0 | 1
0 | 316040-Single Family, Tank Less Water Heater, CZ 13 |  | 13 | Residential | HorizAxisClothesWasher | 0 |  |  |  |  | 325 | 200 | 0 | 0 | 0 | 125 | 0 |  | kW | 0 | 75.41 | Residential |  | Annual | [5 empty] | 15 | 0.8 |  |  |  | 0 | 0 | 0 | 1 | 0 | 0 | 0 | 0 | 0 | 0 | 0 | 0 | 2006 Qtr 1: 0; 2006 Qtr 2: 0; 2006 Qtr 3: 0; 2006 Qtr 4: 0; 2007 Qtr 1: 0; 2007 Qtr 2: 0; 2007 Qtr 3: 0; 2007 Qtr 4: 0; 2008 Qtr 1: 1; 2008 Qtr 2: 0; 2008 Qtr 3: 0; 2008 Qtr 4: 0 | 1
0 | 316030-Single Family, Quality Insulation Installation, CZ 13 |  | 13 | Residential | AC_Cooling | 0 |  |  |  |  | 300 | 175 | 0 | 0 | 0 | 125 | 547.37 |  | kW | 0.60004 | 52.16 | Residential |  | Winter Only | [5 empty] | 20 | 0.8 |  |  |  | 0 | 0 | 0 | 1 | 0 | 0 | 0 | 0 | 0 | 0 | 0 | 0 | 2006 Qtr 1: 0; 2006 Qtr 2: 0; 2006 Qtr 3: 0; 2006 Qtr 4: 0; 2007 Qtr 1: 0; 2007 Qtr 2: 0; 2007 Qtr 3: 0; 2007 Qtr 4: 0; 2008 Qtr 1: 1; 2008 Qtr 2: 0; 2008 Qtr 3: 0; 2008 Qtr 4: 0 | 1
0 | 316040-Single Family, Tank Less Water Heater, CZ 13 |  | 13 | Residential | HorizAxisClothesWasher | 0 |  |  |  |  | 325 | 200 | 0 | 0 | 0 | 125 | 0 |  | kW | 0 | 75.41 | Residential |  | Annual | [5 empty] | 15 | 0.8 |  |  |  | 0 | 0 | 0 | 1 | 0 | 0 | 0 | 0 | 0 | 0 | 0 | 0 | 2006 Qtr 1: 0; 2006 Qtr 2: 0; 2006 Qtr 3: 0; 2006 Qtr 4: 0; 2007 Qtr 1: 0; 2007 Qtr 2: 0; 2007 Qtr 3: 0; 2007 Qtr 4: 0; 2008 Qtr 1: 1; 2008 Qtr 2: 0; 2008 Qtr 3: 0; 2008 Qtr 4: 0 | 1
0 | 316030-Single Family, Quality Insulation Installation, CZ 13 |  | 13 | Residential | AC_Cooling | 0 |  |  |  |  | 300 | 175 | 0 | 0 | 0 | 125 | 547.37 |  | kW | 0.60004 | 52.16 | Residential |  | Winter Only | [5 empty] | 20 | 0.8 |  |  |  | 0 | 0 | 0 | 1 | 0 | 0 | 0 | 0 | 0 | 0 | 0 | 0 | 2006 Qtr 1: 0; 2006 Qtr 2: 0; 2006 Qtr 3: 0; 2006 Qtr 4: 0; 2007 Qtr 1: 0; 2007 Qtr 2: 0; 2007 Qtr 3: 0; 2007 Qtr 4: 0; 2008 Qtr 1: 1; 2008 Qtr 2: 0; 2008 Qtr 3: 0; 2008 Qtr 4: 0 | 1
0 | 316040-Single Family, Tank Less Water Heater, CZ 13 |  | 13 | Residential | HorizAxisClothesWasher | 0 |  |  |  |  | 325 | 200 | 0 | 0 | 0 | 125 | 0 |  | kW | 0 | 75.41 | Residential |  | Annual | [5 empty] | 15 | 0.8 |  |  |  | 0 | 0 | 0 | 1 | 0 | 0 | 0 | 0 | 0 | 0 | 0 | 0 | 2006 Qtr 1: 0; 2006 Qtr 2: 0; 2006 Qtr 3: 0; 2006 Qtr 4: 0; 2007 Qtr 1: 0; 2007 Qtr 2: 0; 2007 Qtr 3: 0; 2007 Qtr 4: 0; 2008 Qtr 1: 1; 2008 Qtr 2: 0; 2008 Qtr 3: 0; 2008 Qtr 4: 0 | 1
0 | 316030-Single Family, Quality Insulation Installation, CZ 13 |  | 13 | Residential | AC_Cooling | 0 |  |  |  |  | 300 | 175 | 0 | 0 | 0 | 125 | 547.37 |  | kW | 0.60004 | 52.16 | Residential |  | Winter Only | [5 empty] | 20 | 0.8 |  |  |  | 0 | 0 | 0 | 1 | 0 | 0 | 0 | 0 | 0 | 0 | 0 | 0 | 2006 Qtr 1: 0; 2006 Qtr 2: 0; 2006 Qtr 3: 0; 2006 Qtr 4: 0; 2007 Qtr 1: 0; 2007 Qtr 2: 0; 2007 Qtr 3: 0; 2007 Qtr 4: 0; 2008 Qtr 1: 1; 2008 Qtr 2: 0; 2008 Qtr 3: 0; 2008 Qtr 4: 0 | 1
0 | 316040-Single Family, Tank Less Water Heater, CZ 13 |  | 13 | Residential | HorizAxisClothesWasher | 0 |  |  |  |  | 325 | 200 | 0 | 0 | 0 | 125 | 0 |  | kW | 0 | 75.41 | Residential |  | Annual | [5 empty] | 15 | 0.8 |  |  |  | 0 | 0 | 0 | 1 | 0 | 0 | 0 | 0 | 0 | 0 | 0 | 0 | 2006 Qtr 1: 0; 2006 Qtr 2: 0; 2006 Qtr 3: 0; 2006 Qtr 4: 0; 2007 Qtr 1: 0; 2007 Qtr 2: 0; 2007 Qtr 3: 0; 2007 Qtr 4: 0; 2008 Qtr 1: 1; 2008 Qtr 2: 0; 2008 Qtr 3: 0; 2008 Qtr 4: 0 | 1
0 | 316030-Single Family, Quality Insulation Installation, CZ 13 |  | 13 | Residential | AC_Cooling | 0 |  |  |  |  | 300 | 175 | 0 | 0 | 0 | 125 | 547.37 |  | kW | 0.60004 | 52.16 | Residential |  | Winter Only | [5 empty] | 20 | 0.8 |  |  |  | 0 | 0 | 0 | 1 | 0 | 0 | 0 | 0 | 0 | 0 | 0 | 0 | 2006 Qtr 1: 0; 2006 Qtr 2: 0; 2006 Qtr 3: 0; 2006 Qtr 4: 0; 2007 Qtr 1: 0; 2007 Qtr 2: 0; 2007 Qtr 3: 0; 2007 Qtr 4: 0; 2008 Qtr 1: 1; 2008 Qtr 2: 0; 2008 Qtr 3: 0; 2008 Qtr 4: 0 | 1
0 | 316040-Single Family, Tank Less Water Heater, CZ 13 |  | 13 | Residential | HorizAxisClothesWasher | 0 |  |  |  |  | 325 | 200 | 0 | 0 | 0 | 125 | 0 |  | kW | 0 | 75.41 | Residential |  | Annual | [5 empty] | 15 | 0.8 |  |  |  | 0 | 0 | 0 | 1 | 0 | 0 | 0 | 0 | 0 | 0 | 0 | 0 | 2006 Qtr 1: 0; 2006 Qtr 2: 0; 2006 Qtr 3: 0; 2006 Qtr 4: 0; 2007 Qtr 1: 0; 2007 Qtr 2: 0; 2007 Qtr 3: 0; 2007 Qtr 4: 0; 2008 Qtr 1: 1; 2008 Qtr 2: 0; 2008 Qtr 3: 0; 2008 Qtr 4: 0 | 1
0 | 316030-Single Family, Quality Insulation Installation, CZ 13 |  | 13 | Residential | AC_Cooling | 0 |  |  |  |  | 300 | 175 | 0 | 0 | 0 | 125 | 547.37 |  | kW | 0.60004 | 52.16 | Residential |  | Winter Only | [5 empty] | 20 | 0.8 |  |  |  | 0 | 0 | 0 | 1 | 0 | 0 | 0 | 0 | 0 | 0 | 0 | 0 | 2006 Qtr 1: 0; 2006 Qtr 2: 0; 2006 Qtr 3: 0; 2006 Qtr 4: 0; 2007 Qtr 1: 0; 2007 Qtr 2: 0; 2007 Qtr 3: 0; 2007 Qtr 4: 0; 2008 Qtr 1: 1; 2008 Qtr 2: 0; 2008 Qtr 3: 0; 2008 Qtr 4: 0 | 1
0 | 316040-Single Family, Tank Less Water Heater, CZ 13 |  | 13 | Residential | HorizAxisClothesWasher | 0 |  |  |  |  | 325 | 200 | 0 | 0 | 0 | 125 | 0 |  | kW | 0 | 75.41 | Residential |  | Annual | [5 empty] | 15 | 0.8 |  |  |  | 0 | 0 | 0 | 1 | 0 | 0 | 0 | 0 | 0 | 0 | 0 | 0 | 2006 Qtr 1: 0; 2006 Qtr 2: 0; 2006 Qtr 3: 0; 2006 Qtr 4: 0; 2007 Qtr 1: 0; 2007 Qtr 2: 0; 2007 Qtr 3: 0; 2007 Qtr 4: 0; 2008 Qtr 1: 1; 2008 Qtr 2: 0; 2008 Qtr 3: 0; 2008 Qtr 4: 0 | 1
0 | 316030-Single Family, Quality Insulation Installation, CZ 13 |  | 13 | Residential | AC_Cooling | 0 |  |  |  |  | 300 | 175 | 0 | 0 | 0 | 125 | 547.37 |  | kW | 0.60004 | 52.16 | Residential |  | Winter Only | [5 empty] | 20 | 0.8 |  |  |  | 0 | 0 | 0 | 1 | 0 | 0 | 0 | 0 | 0 | 0 | 0 | 0 | 2006 Qtr 1: 0; 2006 Qtr 2: 0; 2006 Qtr 3: 0; 2006 Qtr 4: 0; 2007 Qtr 1: 0; 2007 Qtr 2: 0; 2007 Qtr 3: 0; 2007 Qtr 4: 0; 2008 Qtr 1: 1; 2008 Qtr 2: 0; 2008 Qtr 3: 0; 2008 Qtr 4: 0 | 1
0 | 316030-Single Family, Quality Insulation Installation, CZ 13 |  | 13 | Residential | AC_Cooling | 0 |  |  |  |  | 300 | 175 | 0 | 0 | 0 | 125 | 547.37 |  | kW | 0.60004 | 52.16 | Residential |  | Winter Only | [5 empty] | 20 | 0.8 |  |  |  | 0 | 0 | 0 | 1 | 0 | 0 | 0 | 0 | 0 | 0 | 0 | 0 | 2006 Qtr 1: 0; 2006 Qtr 2: 0; 2006 Qtr 3: 0; 2006 Qtr 4: 0; 2007 Qtr 1: 0; 2007 Qtr 2: 0; 2007 Qtr 3: 0; 2007 Qtr 4: 0; 2008 Qtr 1: 1; 2008 Qtr 2: 0; 2008 Qtr 3: 0; 2008 Qtr 4: 0 | 1
0 | 316040-Single Family, Tank Less Water Heater, CZ 13 |  | 13 | Residential | HorizAxisClothesWasher | 0 |  |  |  |  | 325 | 200 | 0 | 0 | 0 | 125 | 0 |  | kW | 0 | 75.41 | Residential |  | Annual | [5 empty] | 15 | 0.8 |  |  |  | 0 | 0 | 0 | 1 | 0 | 0 | 0 | 0 | 0 | 0 | 0 | 0 | 2006 Qtr 1: 0; 2006 Qtr 2: 0; 2006 Qtr 3: 0; 2006 Qtr 4: 0; 2007 Qtr 1: 0; 2007 Qtr 2: 0; 2007 Qtr 3: 0; 2007 Qtr 4: 0; 2008 Qtr 1: 1; 2008 Qtr 2: 0; 2008 Qtr 3: 0; 2008 Qtr 4: 0 | 1
0 | 316030-Single Family, Quality Insulation Installation, CZ 13 |  | 13 | Residential | AC_Cooling | 0 |  |  |  |  | 300 | 175 | 0 | 0 | 0 | 125 | 547.37 |  | kW | 0.60004 | 52.16 | Residential |  | Winter Only | [5 empty] | 20 | 0.8 |  |  |  | 0 | 0 | 0 | 1 | 0 | 0 | 0 | 0 | 0 | 0 | 0 | 0 | 2006 Qtr 1: 0; 2006 Qtr 2: 0; 2006 Qtr 3: 0; 2006 Qtr 4: 0; 2007 Qtr 1: 0; 2007 Qtr 2: 0; 2007 Qtr 3: 0; 2007 Qtr 4: 0; 2008 Qtr 1: 1; 2008 Qtr 2: 0; 2008 Qtr 3: 0; 2008 Qtr 4: 0 | 1
0 | 316040-Single Family, Tank Less Water Heater, CZ 13 |  | 13 | Residential | HorizAxisClothesWasher | 0 |  |  |  |  | 325 | 200 | 0 | 0 | 0 | 125 | 0 |  | kW | 0 | 75.41 | Residential |  | Annual | [5 empty] | 15 | 0.8 |  |  |  | 0 | 0 | 0 | 1 | 0 | 0 | 0 | 0 | 0 | 0 | 0 | 0 | 2006 Qtr 1: 0; 2006 Qtr 2: 0; 2006 Qtr 3: 0; 2006 Qtr 4: 0; 2007 Qtr 1: 0; 2007 Qtr 2: 0; 2007 Qtr 3: 0; 2007 Qtr 4: 0; 2008 Qtr 1: 1; 2008 Qtr 2: 0; 2008 Qtr 3: 0; 2008 Qtr 4: 0 | 1
0 | 316030-Single Family, Quality Insulation Installation, CZ 13 |  | 13 | Residential | AC_Cooling | 0 |  |  |  |  | 300 | 175 | 0 | 0 | 0 | 125 | 547.37 |  | kW | 0.60004 | 52.16 | Residential |  | Winter Only | [5 empty] | 20 | 0.8 |  |  |  | 0 | 0 | 0 | 1 | 0 | 0 | 0 | 0 | 0 | 0 | 0 | 0 | 2006 Qtr 1: 0; 2006 Qtr 2: 0; 2006 Qtr 3: 0; 2006 Qtr 4: 0; 2007 Qtr 1: 0; 2007 Qtr 2: 0; 2007 Qtr 3: 0; 2007 Qtr 4: 0; 2008 Qtr 1: 1; 2008 Qtr 2: 0; 2008 Qtr 3: 0; 2008 Qtr 4: 0 | 1
0 | 316040-Single Family, Tank Less Water Heater, CZ 13 |  | 13 | Residential | HorizAxisClothesWasher | 0 |  |  |  |  | 325 | 200 | 0 | 0 | 0 | 125 | 0 |  | kW | 0 | 75.41 | Residential |  | Annual | [5 empty] | 15 | 0.8 |  |  |  | 0 | 0 | 0 | 1 | 0 | 0 | 0 | 0 | 0 | 0 | 0 | 0 | 2006 Qtr 1: 0; 2006 Qtr 2: 0; 2006 Qtr 3: 0; 2006 Qtr 4: 0; 2007 Qtr 1: 0; 2007 Qtr 2: 0; 2007 Qtr 3: 0; 2007 Qtr 4: 0; 2008 Qtr 1: 1; 2008 Qtr 2: 0; 2008 Qtr 3: 0; 2008 Qtr 4: 0 | 1
0 | 316030-Single Family, Quality Insulation Installation, CZ 13 |  | 13 | Residential | AC_Cooling | 0 |  |  |  |  | 300 | 175 | 0 | 0 | 0 | 125 | 547.37 |  | kW | 0.60004 | 52.16 | Residential |  | Winter Only | [5 empty] | 20 | 0.8 |  |  |  | 0 | 0 | 0 | 1 | 0 | 0 | 0 | 0 | 0 | 0 | 0 | 0 | 2006 Qtr 1: 0; 2006 Qtr 2: 0; 2006 Qtr 3: 0; 2006 Qtr 4: 0; 2007 Qtr 1: 0; 2007 Qtr 2: 0; 2007 Qtr 3: 0; 2007 Qtr 4: 0; 2008 Qtr 1: 1; 2008 Qtr 2: 0; 2008 Qtr 3: 0; 2008 Qtr 4: 0 | 1
0 | 316040-Single Family, Tank Less Water Heater, CZ 13 |  | 13 | Residential | HorizAxisClothesWasher | 0 |  |  |  |  | 325 | 200 | 0 | 0 | 0 | 125 | 0 |  | kW | 0 | 75.41 | Residential |  | Annual | [5 empty] | 15 | 0.8 |  |  |  | 0 | 0 | 0 | 1 | 0 | 0 | 0 | 0 | 0 | 0 | 0 | 0 | 2006 Qtr 1: 0; 2006 Qtr 2: 0; 2006 Qtr 3: 0; 2006 Qtr 4: 0; 2007 Qtr 1: 0; 2007 Qtr 2: 0; 2007 Qtr 3: 0; 2007 Qtr 4: 0; 2008 Qtr 1: 1; 2008 Qtr 2: 0; 2008 Qtr 3: 0; 2008 Qtr 4: 0 | 1
0 | 316030-Single Family, Quality Insulation Installation, CZ 13 |  | 13 | Residential | AC_Cooling | 0 |  |  |  |  | 300 | 175 | 0 | 0 | 0 | 125 | 547.37 |  | kW | 0.60004 | 52.16 | Residential |  | Winter Only | [5 empty] | 20 | 0.8 |  |  |  | 0 | 0 | 0 | 1 | 0 | 0 | 0 | 0 | 0 | 0 | 0 | 0 | 2006 Qtr 1: 0; 2006 Qtr 2: 0; 2006 Qtr 3: 0; 2006 Qtr 4: 0; 2007 Qtr 1: 0; 2007 Qtr 2: 0; 2007 Qtr 3: 0; 2007 Qtr 4: 0; 2008 Qtr 1: 1; 2008 Qtr 2: 0; 2008 Qtr 3: 0; 2008 Qtr 4: 0 | 1
0 | 316040-Single Family, Tank Less Water Heater, CZ 13 |  | 13 | Residential | HorizAxisClothesWasher | 0 |  |  |  |  | 325 | 200 | 0 | 0 | 0 | 125 | 0 |  | kW | 0 | 75.41 | Residential |  | Annual | [5 empty] | 15 | 0.8 |  |  |  | 0 | 0 | 0 | 1 | 0 | 0 | 0 | 0 | 0 | 0 | 0 | 0 | 2006 Qtr 1: 0; 2006 Qtr 2: 0; 2006 Qtr 3: 0; 2006 Qtr 4: 0; 2007 Qtr 1: 0; 2007 Qtr 2: 0; 2007 Qtr 3: 0; 2007 Qtr 4: 0; 2008 Qtr 1: 1; 2008 Qtr 2: 0; 2008 Qtr 3: 0; 2008 Qtr 4: 0 | 1
0 | 316040-Single Family, Tank Less Water Heater, CZ 13 |  | 13 | Residential | HorizAxisClothesWasher | 0 |  |  |  |  | 325 | 200 | 0 | 0 | 0 | 125 | 0 |  | kW | 0 | 75.41 | Residential |  | Annual | [5 empty] | 15 | 0.8 |  |  |  | 0 | 0 | 0 | 1 | 0 | 0 | 0 | 0 | 0 | 0 | 0 | 0 | 2006 Qtr 1: 0; 2006 Qtr 2: 0; 2006 Qtr 3: 0; 2006 Qtr 4: 0; 2007 Qtr 1: 0; 2007 Qtr 2: 0; 2007 Qtr 3: 0; 2007 Qtr 4: 0; 2008 Qtr 1: 1; 2008 Qtr 2: 0; 2008 Qtr 3: 0; 2008 Qtr 4: 0 | 1
0 | 316040-Single Family, Tank Less Water Heater, CZ 13 |  | 13 | Residential | HorizAxisClothesWasher | 0 |  |  |  |  | 325 | 200 | 0 | 0 | 0 | 125 | 0 |  | kW | 0 | 75.41 | Residential |  | Annual | [5 empty] | 15 | 0.8 |  |  |  | 0 | 0 | 0 | 1 | 0 | 0 | 0 | 0 | 0 | 0 | 0 | 0 | 2006 Qtr 1: 0; 2006 Qtr 2: 0; 2006 Qtr 3: 0; 2006 Qtr 4: 0; 2007 Qtr 1: 0; 2007 Qtr 2: 0; 2007 Qtr 3: 0; 2007 Qtr 4: 0; 2008 Qtr 1: 1; 2008 Qtr 2: 0; 2008 Qtr 3: 0; 2008 Qtr 4: 0 | 1
0 | 316030-Single Family, Quality Insulation Installation, CZ 13 |  | 13 | Residential | AC_Cooling | 0 |  |  |  |  | 300 | 175 | 0 | 0 | 0 | 125 | 547.37 |  | kW | 0.60004 | 52.16 | Residential |  | Winter Only | [5 empty] | 20 | 0.8 |  |  |  | 0 | 0 | 0 | 1 | 0 | 0 | 0 | 0 | 0 | 0 | 0 | 0 | 2006 Qtr 1: 0; 2006 Qtr 2: 0; 2006 Qtr 3: 0; 2006 Qtr 4: 0; 2007 Qtr 1: 0; 2007 Qtr 2: 0; 2007 Qtr 3: 0; 2007 Qtr 4: 0; 2008 Qtr 1: 1; 2008 Qtr 2: 0; 2008 Qtr 3: 0; 2008 Qtr 4: 0 | 1
0 | 316030-Single Family, Quality Insulation Installation, CZ 13 |  | 13 | Residential | AC_Cooling | 0 |  |  |  |  | 300 | 175 | 0 | 0 | 0 | 125 | 547.37 |  | kW | 0.60004 | 52.16 | Residential |  | Winter Only | [5 empty] | 20 | 0.8 |  |  |  | 0 | 0 | 0 | 1 | 0 | 0 | 0 | 0 | 0 | 0 | 0 | 0 | 2006 Qtr 1: 0; 2006 Qtr 2: 0; 2006 Qtr 3: 0; 2006 Qtr 4: 0; 2007 Qtr 1: 0; 2007 Qtr 2: 0; 2007 Qtr 3: 0; 2007 Qtr 4: 0; 2008 Qtr 1: 1; 2008 Qtr 2: 0; 2008 Qtr 3: 0; 2008 Qtr 4: 0 | 1
0 | 316030-Single Family, Quality Insulation Installation, CZ 13 |  | 13 | Residential | AC_Cooling | 0 |  |  |  |  | 300 | 175 | 0 | 0 | 0 | 125 | 547.37 |  | kW | 0.60004 | 52.16 | Residential |  | Winter Only | [5 empty] | 20 | 0.8 |  |  |  | 0 | 0 | 0 | 1 | 0 | 0 | 0 | 0 | 0 | 0 | 0 | 0 | 2006 Qtr 1: 0; 2006 Qtr 2: 0; 2006 Qtr 3: 0; 2006 Qtr 4: 0; 2007 Qtr 1: 0; 2007 Qtr 2: 0; 2007 Qtr 3: 0; 2007 Qtr 4: 0; 2008 Qtr 1: 1; 2008 Qtr 2: 0; 2008 Qtr 3: 0; 2008 Qtr 4: 0 | 1
0 | 316030-Single Family, Quality Insulation Installation, CZ 13 |  | 13 | Residential | AC_Cooling | 0 |  |  |  |  | 300 | 175 | 0 | 0 | 0 | 125 | 547.37 |  | kW | 0.60004 | 52.16 | Residential |  | Winter Only | [5 empty] | 20 | 0.8 |  |  |  | 0 | 0 | 0 | 1 | 0 | 0 | 0 | 0 | 0 | 0 | 0 | 0 | 2006 Qtr 1: 0; 2006 Qtr 2: 0; 2006 Qtr 3: 0; 2006 Qtr 4: 0; 2007 Qtr 1: 0; 2007 Qtr 2: 0; 2007 Qtr 3: 0; 2007 Qtr 4: 0; 2008 Qtr 1: 1; 2008 Qtr 2: 0; 2008 Qtr 3: 0; 2008 Qtr 4: 0 | 1
0 | 316040-Single Family, Tank Less Water Heater, CZ 13 |  | 13 | Residential | HorizAxisClothesWasher | 0 |  |  |  |  | 325 | 200 | 0 | 0 | 0 | 125 | 0 |  | kW | 0 | 75.41 | Residential |  | Annual | [5 empty] | 15 | 0.8 |  |  |  | 0 | 0 | 0 | 1 | 0 | 0 | 0 | 0 | 0 | 0 | 0 | 0 | 2006 Qtr 1: 0; 2006 Qtr 2: 0; 2006 Qtr 3: 0; 2006 Qtr 4: 0; 2007 Qtr 1: 0; 2007 Qtr 2: 0; 2007 Qtr 3: 0; 2007 Qtr 4: 0; 2008 Qtr 1: 1; 2008 Qtr 2: 0; 2008 Qtr 3: 0; 2008 Qtr 4: 0 | 1
0 | 316030-Single Family, Quality Insulation Installation, CZ 13 |  | 13 | Residential | AC_Cooling | 0 |  |  |  |  | 300 | 175 | 0 | 0 | 0 | 125 | 547.37 |  | kW | 0.60004 | 52.16 | Residential |  | Winter Only | [5 empty] | 20 | 0.8 |  |  |  | 0 | 0 | 0 | 1 | 0 | 0 | 0 | 0 | 0 | 0 | 0 | 0 | 2006 Qtr 1: 0; 2006 Qtr 2: 0; 2006 Qtr 3: 0; 2006 Qtr 4: 0; 2007 Qtr 1: 0; 2007 Qtr 2: 0; 2007 Qtr 3: 0; 2007 Qtr 4: 0; 2008 Qtr 1: 1; 2008 Qtr 2: 0; 2008 Qtr 3: 0; 2008 Qtr 4: 0 | 1
0 | 316040-Single Family, Tank Less Water Heater, CZ 13 |  | 13 | Residential | HorizAxisClothesWasher | 0 |  |  |  |  | 325 | 200 | 0 | 0 | 0 | 125 | 0 |  | kW | 0 | 75.41 | Residential |  | Annual | [5 empty] | 15 | 0.8 |  |  |  | 0 | 0 | 0 | 1 | 0 | 0 | 0 | 0 | 0 | 0 | 0 | 0 | 2006 Qtr 1: 0; 2006 Qtr 2: 0; 2006 Qtr 3: 0; 2006 Qtr 4: 0; 2007 Qtr 1: 0; 2007 Qtr 2: 0; 2007 Qtr 3: 0; 2007 Qtr 4: 0; 2008 Qtr 1: 1; 2008 Qtr 2: 0; 2008 Qtr 3: 0; 2008 Qtr 4: 0 | 1
0 | 316030-Single Family, Quality Insulation Installation, CZ 13 |  | 13 | Residential | AC_Cooling | 0 |  |  |  |  | 300 | 175 | 0 | 0 | 0 | 125 | 547.37 |  | kW | 0.60004 | 52.16 | Residential |  | Winter Only | [5 empty] | 20 | 0.8 |  |  |  | 0 | 0 | 0 | 1 | 0 | 0 | 0 | 0 | 0 | 0 | 0 | 0 | 2006 Qtr 1: 0; 2006 Qtr 2: 0; 2006 Qtr 3: 0; 2006 Qtr 4: 0; 2007 Qtr 1: 0; 2007 Qtr 2: 0; 2007 Qtr 3: 0; 2007 Qtr 4: 0; 2008 Qtr 1: 1; 2008 Qtr 2: 0; 2008 Qtr 3: 0; 2008 Qtr 4: 0 | 1
0 | 316040-Single Family, Tank Less Water Heater, CZ 13 |  | 13 | Residential | HorizAxisClothesWasher | 0 |  |  |  |  | 325 | 200 | 0 | 0 | 0 | 125 | 0 |  | kW | 0 | 75.41 | Residential |  | Annual | [5 empty] | 15 | 0.8 |  |  |  | 0 | 0 | 0 | 1 | 0 | 0 | 0 | 0 | 0 | 0 | 0 | 0 | 2006 Qtr 1: 0; 2006 Qtr 2: 0; 2006 Qtr 3: 0; 2006 Qtr 4: 0; 2007 Qtr 1: 0; 2007 Qtr 2: 0; 2007 Qtr 3: 0; 2007 Qtr 4: 0; 2008 Qtr 1: 1; 2008 Qtr 2: 0; 2008 Qtr 3: 0; 2008 Qtr 4: 0 | 1
0 | 316030-Single Family, Quality Insulation Installation, CZ 13 |  | 13 | Residential | AC_Cooling | 0 |  |  |  |  | 300 | 175 | 0 | 0 | 0 | 125 | 547.37 |  | kW | 0.60004 | 52.16 | Residential |  | Winter Only | [5 empty] | 20 | 0.8 |  |  |  | 0 | 0 | 0 | 1 | 0 | 0 | 0 | 0 | 0 | 0 | 0 | 0 | 2006 Qtr 1: 0; 2006 Qtr 2: 0; 2006 Qtr 3: 0; 2006 Qtr 4: 0; 2007 Qtr 1: 0; 2007 Qtr 2: 0; 2007 Qtr 3: 0; 2007 Qtr 4: 0; 2008 Qtr 1: 1; 2008 Qtr 2: 0; 2008 Qtr 3: 0; 2008 Qtr 4: 0 | 1
0 | 316040-Single Family, Tank Less Water Heater, CZ 13 |  | 13 | Residential | HorizAxisClothesWasher | 0 |  |  |  |  | 325 | 200 | 0 | 0 | 0 | 125 | 0 |  | kW | 0 | 75.41 | Residential |  | Annual | [5 empty] | 15 | 0.8 |  |  |  | 0 | 0 | 0 | 1 | 0 | 0 | 0 | 0 | 0 | 0 | 0 | 0 | 2006 Qtr 1: 0; 2006 Qtr 2: 0; 2006 Qtr 3: 0; 2006 Qtr 4: 0; 2007 Qtr 1: 0; 2007 Qtr 2: 0; 2007 Qtr 3: 0; 2007 Qtr 4: 0; 2008 Qtr 1: 1; 2008 Qtr 2: 0; 2008 Qtr 3: 0; 2008 Qtr 4: 0 | 1
0 | 316030-Single Family, Quality Insulation Installation, CZ 13 |  | 13 | Residential | AC_Cooling | 0 |  |  |  |  | 300 | 175 | 0 | 0 | 0 | 125 | 547.37 |  | kW | 0.60004 | 52.16 | Residential |  | Winter Only | [5 empty] | 20 | 0.8 |  |  |  | 0 | 0 | 0 | 1 | 0 | 0 | 0 | 0 | 0 | 0 | 0 | 0 | 2006 Qtr 1: 0; 2006 Qtr 2: 0; 2006 Qtr 3: 0; 2006 Qtr 4: 0; 2007 Qtr 1: 0; 2007 Qtr 2: 0; 2007 Qtr 3: 0; 2007 Qtr 4: 0; 2008 Qtr 1: 1; 2008 Qtr 2: 0; 2008 Qtr 3: 0; 2008 Qtr 4: 0 | 1
0 | 316040-Single Family, Tank Less Water Heater, CZ 13 |  | 13 | Residential | HorizAxisClothesWasher | 0 |  |  |  |  | 325 | 200 | 0 | 0 | 0 | 125 | 0 |  | kW | 0 | 75.41 | Residential |  | Annual | [5 empty] | 15 | 0.8 |  |  |  | 0 | 0 | 0 | 1 | 0 | 0 | 0 | 0 | 0 | 0 | 0 | 0 | 2006 Qtr 1: 0; 2006 Qtr 2: 0; 2006 Qtr 3: 0; 2006 Qtr 4: 0; 2007 Qtr 1: 0; 2007 Qtr 2: 0; 2007 Qtr 3: 0; 2007 Qtr 4: 0; 2008 Qtr 1: 1; 2008 Qtr 2: 0; 2008 Qtr 3: 0; 2008 Qtr 4: 0 | 1
0 | 316030-Single Family, Quality Insulation Installation, CZ 13 |  | 13 | Residential | AC_Cooling | 0 |  |  |  |  | 300 | 175 | 0 | 0 | 0 | 125 | 547.37 |  | kW | 0.60004 | 52.16 | Residential |  | Winter Only | [5 empty] | 20 | 0.8 |  |  |  | 0 | 0 | 0 | 1 | 0 | 0 | 0 | 0 | 0 | 0 | 0 | 0 | 2006 Qtr 1: 0; 2006 Qtr 2: 0; 2006 Qtr 3: 0; 2006 Qtr 4: 0; 2007 Qtr 1: 0; 2007 Qtr 2: 0; 2007 Qtr 3: 0; 2007 Qtr 4: 0; 2008 Qtr 1: 1; 2008 Qtr 2: 0; 2008 Qtr 3: 0; 2008 Qtr 4: 0 | 1
0 | 316040-Single Family, Tank Less Water Heater, CZ 13 |  | 13 | Residential | HorizAxisClothesWasher | 0 |  |  |  |  | 325 | 200 | 0 | 0 | 0 | 125 | 0 |  | kW | 0 | 75.41 | Residential |  | Annual | [5 empty] | 15 | 0.8 |  |  |  | 0 | 0 | 0 | 1 | 0 | 0 | 0 | 0 | 0 | 0 | 0 | 0 | 2006 Qtr 1: 0; 2006 Qtr 2: 0; 2006 Qtr 3: 0; 2006 Qtr 4: 0; 2007 Qtr 1: 0; 2007 Qtr 2: 0; 2007 Qtr 3: 0; 2007 Qtr 4: 0; 2008 Qtr 1: 1; 2008 Qtr 2: 0; 2008 Qtr 3: 0; 2008 Qtr 4: 0 | 1
0 | 316030-Single Family, Quality Insulation Installation, CZ 13 |  | 13 | Residential | AC_Cooling | 0 |  |  |  |  | 300 | 175 | 0 | 0 | 0 | 125 | 547.37 |  | kW | 0.60004 | 52.16 | Residential |  | Winter Only | [5 empty] | 20 | 0.8 |  |  |  | 0 | 0 | 0 | 1 | 0 | 0 | 0 | 0 | 0 | 0 | 0 | 0 | 2006 Qtr 1: 0; 2006 Qtr 2: 0; 2006 Qtr 3: 0; 2006 Qtr 4: 0; 2007 Qtr 1: 0; 2007 Qtr 2: 0; 2007 Qtr 3: 0; 2007 Qtr 4: 0; 2008 Qtr 1: 1; 2008 Qtr 2: 0; 2008 Qtr 3: 0; 2008 Qtr 4: 0 | 1
0 | 316040-Single Family, Tank Less Water Heater, CZ 13 |  | 13 | Residential | HorizAxisClothesWasher | 0 |  |  |  |  | 325 | 200 | 0 | 0 | 0 | 125 | 0 |  | kW | 0 | 75.41 | Residential |  | Annual | [5 empty] | 15 | 0.8 |  |  |  | 0 | 0 | 0 | 1 | 0 | 0 | 0 | 0 | 0 | 0 | 0 | 0 | 2006 Qtr 1: 0; 2006 Qtr 2: 0; 2006 Qtr 3: 0; 2006 Qtr 4: 0; 2007 Qtr 1: 0; 2007 Qtr 2: 0; 2007 Qtr 3: 0; 2007 Qtr 4: 0; 2008 Qtr 1: 1; 2008 Qtr 2: 0; 2008 Qtr 3: 0; 2008 Qtr 4: 0 | 1
0 | 316088-Multi-family, Tank Less Water Heater, CZ 9 |  | 9 | Residential | HorizAxisClothesWasher | 0 |  |  |  |  | 325 | 200 | 0 | 0 | 0 | 125 | 0 |  | kW | 0 | 15.27 | Residential |  | Annual | [5 empty] | 15 | 0.8 |  |  |  | 0 | 0 | 0 | 1 | 0 | 0 | 0 | 0 | 0 | 0 | 0 | 0 | 2006 Qtr 1: 0; 2006 Qtr 2: 0; 2006 Qtr 3: 0; 2006 Qtr 4: 0; 2007 Qtr 1: 0; 2007 Qtr 2: 0; 2007 Qtr 3: 0; 2007 Qtr 4: 0; 2008 Qtr 1: 1; 2008 Qtr 2: 0; 2008 Qtr 3: 0; 2008 Qtr 4: 0 | 1
0 | 316088-Multi-family, Tank Less Water Heater, CZ 9 |  | 9 | Residential | HorizAxisClothesWasher | 0 |  |  |  |  | 325 | 200 | 0 | 0 | 0 | 125 | 0 |  | kW | 0 | 15.27 | Residential |  | Annual | [5 empty] | 15 | 0.8 |  |  |  | 0 | 0 | 0 | 1 | 0 | 0 | 0 | 0 | 0 | 0 | 0 | 0 | 2006 Qtr 1: 0; 2006 Qtr 2: 0; 2006 Qtr 3: 0; 2006 Qtr 4: 0; 2007 Qtr 1: 0; 2007 Qtr 2: 0; 2007 Qtr 3: 0; 2007 Qtr 4: 0; 2008 Qtr 1: 1; 2008 Qtr 2: 0; 2008 Qtr 3: 0; 2008 Qtr 4: 0 | 1
0 | 316088-Multi-family, Tank Less Water Heater, CZ 9 |  | 9 | Residential | HorizAxisClothesWasher | 0 |  |  |  |  | 325 | 200 | 0 | 0 | 0 | 125 | 0 |  | kW | 0 | 15.27 | Residential |  | Annual | [5 empty] | 15 | 0.8 |  |  |  | 0 | 0 | 0 | 1 | 0 | 0 | 0 | 0 | 0 | 0 | 0 | 0 | 2006 Qtr 1: 0; 2006 Qtr 2: 0; 2006 Qtr 3: 0; 2006 Qtr 4: 0; 2007 Qtr 1: 0; 2007 Qtr 2: 0; 2007 Qtr 3: 0; 2007 Qtr 4: 0; 2008 Qtr 1: 1; 2008 Qtr 2: 0; 2008 Qtr 3: 0; 2008 Qtr 4: 0 | 1
0 | 316088-Multi-family, Tank Less Water Heater, CZ 9 |  | 9 | Residential | HorizAxisClothesWasher | 0 |  |  |  |  | 325 | 200 | 0 | 0 | 0 | 125 | 0 |  | kW | 0 | 15.27 | Residential |  | Annual | [5 empty] | 15 | 0.8 |  |  |  | 0 | 0 | 0 | 1 | 0 | 0 | 0 | 0 | 0 | 0 | 0 | 0 | 2006 Qtr 1: 0; 2006 Qtr 2: 0; 2006 Qtr 3: 0; 2006 Qtr 4: 0; 2007 Qtr 1: 0; 2007 Qtr 2: 0; 2007 Qtr 3: 0; 2007 Qtr 4: 0; 2008 Qtr 1: 1; 2008 Qtr 2: 0; 2008 Qtr 3: 0; 2008 Qtr 4: 0 | 1
0 | 316088-Multi-family, Tank Less Water Heater, CZ 9 |  | 9 | Residential | HorizAxisClothesWasher | 0 |  |  |  |  | 325 | 200 | 0 | 0 | 0 | 125 | 0 |  | kW | 0 | 15.27 | Residential |  | Annual | [5 empty] | 15 | 0.8 |  |  |  | 0 | 0 | 0 | 1 | 0 | 0 | 0 | 0 | 0 | 0 | 0 | 0 | 2006 Qtr 1: 0; 2006 Qtr 2: 0; 2006 Qtr 3: 0; 2006 Qtr 4: 0; 2007 Qtr 1: 0; 2007 Qtr 2: 0; 2007 Qtr 3: 0; 2007 Qtr 4: 0; 2008 Qtr 1: 1; 2008 Qtr 2: 0; 2008 Qtr 3: 0; 2008 Qtr 4: 0 | 1
0 | 316088-Multi-family, Tank Less Water Heater, CZ 9 |  | 9 | Residential | HorizAxisClothesWasher | 0 |  |  |  |  | 325 | 200 | 0 | 0 | 0 | 125 | 0 |  | kW | 0 | 15.27 | Residential |  | Annual | [5 empty] | 15 | 0.8 |  |  |  | 0 | 0 | 0 | 1 | 0 | 0 | 0 | 0 | 0 | 0 | 0 | 0 | 2006 Qtr 1: 0; 2006 Qtr 2: 0; 2006 Qtr 3: 0; 2006 Qtr 4: 0; 2007 Qtr 1: 0; 2007 Qtr 2: 0; 2007 Qtr 3: 0; 2007 Qtr 4: 0; 2008 Qtr 1: 1; 2008 Qtr 2: 0; 2008 Qtr 3: 0; 2008 Qtr 4: 0 | 1
0 | 316088-Multi-family, Tank Less Water Heater, CZ 9 |  | 9 | Residential | HorizAxisClothesWasher | 0 |  |  |  |  | 325 | 200 | 0 | 0 | 0 | 125 | 0 |  | kW | 0 | 15.27 | Residential |  | Annual | [5 empty] | 15 | 0.8 |  |  |  | 0 | 0 | 0 | 1 | 0 | 0 | 0 | 0 | 0 | 0 | 0 | 0 | 2006 Qtr 1: 0; 2006 Qtr 2: 0; 2006 Qtr 3: 0; 2006 Qtr 4: 0; 2007 Qtr 1: 0; 2007 Qtr 2: 0; 2007 Qtr 3: 0; 2007 Qtr 4: 0; 2008 Qtr 1: 1; 2008 Qtr 2: 0; 2008 Qtr 3: 0; 2008 Qtr 4: 0 | 1
0 | 316068-Multi-family, Verified Ducting System, CZ 9 |  | 9 | Residential | AC_Cooling | 0 |  |  |  |  | 100 | 75 | 0 | 0 | 0 | 25 | 137.15 |  | kW | 0.15035 | 6.14 | Residential |  | Winter Only | [5 empty] | 18 | 0.8 |  |  |  | 0 | 0 | 0 | 1 | 0 | 0 | 0 | 0 | 0 | 0 | 0 | 0 | 2006 Qtr 1: 0; 2006 Qtr 2: 0; 2006 Qtr 3: 0; 2006 Qtr 4: 0; 2007 Qtr 1: 0; 2007 Qtr 2: 0; 2007 Qtr 3: 0; 2007 Qtr 4: 0; 2008 Qtr 1: 1; 2008 Qtr 2: 0; 2008 Qtr 3: 0; 2008 Qtr 4: 0 | 1
0 | 316088-Multi-family, Tank Less Water Heater, CZ 9 |  | 9 | Residential | HorizAxisClothesWasher | 0 |  |  |  |  | 325 | 200 | 0 | 0 | 0 | 125 | 0 |  | kW | 0 | 15.27 | Residential |  | Annual | [5 empty] | 15 | 0.8 |  |  |  | 0 | 0 | 0 | 1 | 0 | 0 | 0 | 0 | 0 | 0 | 0 | 0 | 2006 Qtr 1: 0; 2006 Qtr 2: 0; 2006 Qtr 3: 0; 2006 Qtr 4: 0; 2007 Qtr 1: 0; 2007 Qtr 2: 0; 2007 Qtr 3: 0; 2007 Qtr 4: 0; 2008 Qtr 1: 1; 2008 Qtr 2: 0; 2008 Qtr 3: 0; 2008 Qtr 4: 0 | 1
0 | 316088-Multi-family, Tank Less Water Heater, CZ 9 |  | 9 | Residential | HorizAxisClothesWasher | 0 |  |  |  |  | 325 | 200 | 0 | 0 | 0 | 125 | 0 |  | kW | 0 | 15.27 | Residential |  | Annual | [5 empty] | 15 | 0.8 |  |  |  | 0 | 0 | 0 | 1 | 0 | 0 | 0 | 0 | 0 | 0 | 0 | 0 | 2006 Qtr 1: 0; 2006 Qtr 2: 0; 2006 Qtr 3: 0; 2006 Qtr 4: 0; 2007 Qtr 1: 0; 2007 Qtr 2: 0; 2007 Qtr 3: 0; 2007 Qtr 4: 0; 2008 Qtr 1: 1; 2008 Qtr 2: 0; 2008 Qtr 3: 0; 2008 Qtr 4: 0 | 1
0 | 316068-Multi-family, Verified Ducting System, CZ 9 |  | 9 | Residential | AC_Cooling | 0 |  |  |  |  | 100 | 75 | 0 | 0 | 0 | 25 | 137.15 |  | kW | 0.15035 | 6.14 | Residential |  | Winter Only | [5 empty] | 18 | 0.8 |  |  |  | 0 | 0 | 0 | 1 | 0 | 0 | 0 | 0 | 0 | 0 | 0 | 0 | 2006 Qtr 1: 0; 2006 Qtr 2: 0; 2006 Qtr 3: 0; 2006 Qtr 4: 0; 2007 Qtr 1: 0; 2007 Qtr 2: 0; 2007 Qtr 3: 0; 2007 Qtr 4: 0; 2008 Qtr 1: 1; 2008 Qtr 2: 0; 2008 Qtr 3: 0; 2008 Qtr 4: 0 | 1
0 | 316088-Multi-family, Tank Less Water Heater, CZ 9 |  | 9 | Residential | HorizAxisClothesWasher | 0 |  |  |  |  | 325 | 200 | 0 | 0 | 0 | 125 | 0 |  | kW | 0 | 15.27 | Residential |  | Annual | [5 empty] | 15 | 0.8 |  |  |  | 0 | 0 | 0 | 1 | 0 | 0 | 0 | 0 | 0 | 0 | 0 | 0 | 2006 Qtr 1: 0; 2006 Qtr 2: 0; 2006 Qtr 3: 0; 2006 Qtr 4: 0; 2007 Qtr 1: 0; 2007 Qtr 2: 0; 2007 Qtr 3: 0; 2007 Qtr 4: 0; 2008 Qtr 1: 1; 2008 Qtr 2: 0; 2008 Qtr 3: 0; 2008 Qtr 4: 0 | 1
0 | 316088-Multi-family, Tank Less Water Heater, CZ 9 |  | 9 | Residential | HorizAxisClothesWasher | 0 |  |  |  |  | 325 | 200 | 0 | 0 | 0 | 125 | 0 |  | kW | 0 | 15.27 | Residential |  | Annual | [5 empty] | 15 | 0.8 |  |  |  | 0 | 0 | 0 | 1 | 0 | 0 | 0 | 0 | 0 | 0 | 0 | 0 | 2006 Qtr 1: 0; 2006 Qtr 2: 0; 2006 Qtr 3: 0; 2006 Qtr 4: 0; 2007 Qtr 1: 0; 2007 Qtr 2: 0; 2007 Qtr 3: 0; 2007 Qtr 4: 0; 2008 Qtr 1: 1; 2008 Qtr 2: 0; 2008 Qtr 3: 0; 2008 Qtr 4: 0 | 1
0 | 316088-Multi-family, Tank Less Water Heater, CZ 9 |  | 9 | Residential | HorizAxisClothesWasher | 0 |  |  |  |  | 325 | 200 | 0 | 0 | 0 | 125 | 0 |  | kW | 0 | 15.27 | Residential |  | Annual | [5 empty] | 15 | 0.8 |  |  |  | 0 | 0 | 0 | 1 | 0 | 0 | 0 | 0 | 0 | 0 | 0 | 0 | 2006 Qtr 1: 0; 2006 Qtr 2: 0; 2006 Qtr 3: 0; 2006 Qtr 4: 0; 2007 Qtr 1: 0; 2007 Qtr 2: 0; 2007 Qtr 3: 0; 2007 Qtr 4: 0; 2008 Qtr 1: 1; 2008 Qtr 2: 0; 2008 Qtr 3: 0; 2008 Qtr 4: 0 | 1
0 | 316088-Multi-family, Tank Less Water Heater, CZ 9 |  | 9 | Residential | HorizAxisClothesWasher | 0 |  |  |  |  | 325 | 200 | 0 | 0 | 0 | 125 | 0 |  | kW | 0 | 15.27 | Residential |  | Annual | [5 empty] | 15 | 0.8 |  |  |  | 0 | 0 | 0 | 1 | 0 | 0 | 0 | 0 | 0 | 0 | 0 | 0 | 2006 Qtr 1: 0; 2006 Qtr 2: 0; 2006 Qtr 3: 0; 2006 Qtr 4: 0; 2007 Qtr 1: 0; 2007 Qtr 2: 0; 2007 Qtr 3: 0; 2007 Qtr 4: 0; 2008 Qtr 1: 1; 2008 Qtr 2: 0; 2008 Qtr 3: 0; 2008 Qtr 4: 0 | 1
0 | 316088-Multi-family, Tank Less Water Heater, CZ 9 |  | 9 | Residential | HorizAxisClothesWasher | 0 |  |  |  |  | 325 | 200 | 0 | 0 | 0 | 125 | 0 |  | kW | 0 | 15.27 | Residential |  | Annual | [5 empty] | 15 | 0.8 |  |  |  | 0 | 0 | 0 | 1 | 0 | 0 | 0 | 0 | 0 | 0 | 0 | 0 | 2006 Qtr 1: 0; 2006 Qtr 2: 0; 2006 Qtr 3: 0; 2006 Qtr 4: 0; 2007 Qtr 1: 0; 2007 Qtr 2: 0; 2007 Qtr 3: 0; 2007 Qtr 4: 0; 2008 Qtr 1: 1; 2008 Qtr 2: 0; 2008 Qtr 3: 0; 2008 Qtr 4: 0 | 1
0 | 316014-Single Family, Verified Ducting System, CZ 5 |  | System | Residential | AC_Cooling | 0 |  |  |  |  | 125 | 100 | 0 | 0 | 0 | 25 | 18.94 |  | kW | 0.020757 | 34.54 | Residential |  | Winter Only | [5 empty] | 18 | 0.8 |  |  |  | 0 | 0 | 0 | 1 | 0 | 0 | 0 | 0 | 0 | 0 | 0 | 0 | 2006 Qtr 1: 0; 2006 Qtr 2: 0; 2006 Qtr 3: 0; 2006 Qtr 4: 0; 2007 Qtr 1: 0; 2007 Qtr 2: 0; 2007 Qtr 3: 0; 2007 Qtr 4: 0; 2008 Qtr 1: 1; 2008 Qtr 2: 0; 2008 Qtr 3: 0; 2008 Qtr 4: 0 | 1
0 | 316024-Single Family, Quality Insulation Installation, CZ 5 |  | System | Residential | AC_Cooling | 0 |  |  |  |  | 300 | 175 | 0 | 0 | 0 | 125 | 37.87 |  | kW | 0.041514 | 57.09 | Residential |  | Winter Only | [5 empty] | 20 | 0.8 |  |  |  | 0 | 0 | 0 | 1 | 0 | 0 | 0 | 0 | 0 | 0 | 0 | 0 | 2006 Qtr 1: 0; 2006 Qtr 2: 0; 2006 Qtr 3: 0; 2006 Qtr 4: 0; 2007 Qtr 1: 0; 2007 Qtr 2: 0; 2007 Qtr 3: 0; 2007 Qtr 4: 0; 2008 Qtr 1: 1; 2008 Qtr 2: 0; 2008 Qtr 3: 0; 2008 Qtr 4: 0 | 1
0 | 316014-Single Family, Verified Ducting System, CZ 5 |  | System | Residential | AC_Cooling | 0 |  |  |  |  | 125 | 100 | 0 | 0 | 0 | 25 | 18.94 |  | kW | 0.020757 | 34.54 | Residential |  | Winter Only | [5 empty] | 18 | 0.8 |  |  |  | 0 | 0 | 0 | 1 | 0 | 0 | 0 | 0 | 0 | 0 | 0 | 0 | 2006 Qtr 1: 0; 2006 Qtr 2: 0; 2006 Qtr 3: 0; 2006 Qtr 4: 0; 2007 Qtr 1: 0; 2007 Qtr 2: 0; 2007 Qtr 3: 0; 2007 Qtr 4: 0; 2008 Qtr 1: 1; 2008 Qtr 2: 0; 2008 Qtr 3: 0; 2008 Qtr 4: 0 | 1
0 | 316024-Single Family, Quality Insulation Installation, CZ 5 |  | System | Residential | AC_Cooling | 0 |  |  |  |  | 300 | 175 | 0 | 0 | 0 | 125 | 37.87 |  | kW | 0.041514 | 57.09 | Residential |  | Winter Only | [5 empty] | 20 | 0.8 |  |  |  | 0 | 0 | 0 | 1 | 0 | 0 | 0 | 0 | 0 | 0 | 0 | 0 | 2006 Qtr 1: 0; 2006 Qtr 2: 0; 2006 Qtr 3: 0; 2006 Qtr 4: 0; 2007 Qtr 1: 0; 2007 Qtr 2: 0; 2007 Qtr 3: 0; 2007 Qtr 4: 0; 2008 Qtr 1: 1; 2008 Qtr 2: 0; 2008 Qtr 3: 0; 2008 Qtr 4: 0 | 1
0 | 316014-Single Family, Verified Ducting System, CZ 5 |  | System | Residential | AC_Cooling | 0 |  |  |  |  | 125 | 100 | 0 | 0 | 0 | 25 | 18.94 |  | kW | 0.020757 | 34.54 | Residential |  | Winter Only | [5 empty] | 18 | 0.8 |  |  |  | 0 | 0 | 0 | 1 | 0 | 0 | 0 | 0 | 0 | 0 | 0 | 0 | 2006 Qtr 1: 0; 2006 Qtr 2: 0; 2006 Qtr 3: 0; 2006 Qtr 4: 0; 2007 Qtr 1: 0; 2007 Qtr 2: 0; 2007 Qtr 3: 0; 2007 Qtr 4: 0; 2008 Qtr 1: 1; 2008 Qtr 2: 0; 2008 Qtr 3: 0; 2008 Qtr 4: 0 | 1
0 | 316024-Single Family, Quality Insulation Installation, CZ 5 |  | System | Residential | AC_Cooling | 0 |  |  |  |  | 300 | 175 | 0 | 0 | 0 | 125 | 37.87 |  | kW | 0.041514 | 57.09 | Residential |  | Winter Only | [5 empty] | 20 | 0.8 |  |  |  | 0 | 0 | 0 | 1 | 0 | 0 | 0 | 0 | 0 | 0 | 0 | 0 | 2006 Qtr 1: 0; 2006 Qtr 2: 0; 2006 Qtr 3: 0; 2006 Qtr 4: 0; 2007 Qtr 1: 0; 2007 Qtr 2: 0; 2007 Qtr 3: 0; 2007 Qtr 4: 0; 2008 Qtr 1: 1; 2008 Qtr 2: 0; 2008 Qtr 3: 0; 2008 Qtr 4: 0 | 1
0 | 316024-Single Family, Quality Insulation Installation, CZ 5 |  | System | Residential | AC_Cooling | 0 |  |  |  |  | 300 | 175 | 0 | 0 | 0 | 125 | 37.87 |  | kW | 0.041514 | 57.09 | Residential |  | Winter Only | [5 empty] | 20 | 0.8 |  |  |  | 0 | 0 | 0 | 1 | 0 | 0 | 0 | 0 | 0 | 0 | 0 | 0 | 2006 Qtr 1: 0; 2006 Qtr 2: 0; 2006 Qtr 3: 0; 2006 Qtr 4: 0; 2007 Qtr 1: 0; 2007 Qtr 2: 0; 2007 Qtr 3: 0; 2007 Qtr 4: 0; 2008 Qtr 1: 1; 2008 Qtr 2: 0; 2008 Qtr 3: 0; 2008 Qtr 4: 0 | 1
0 | 316024-Single Family, Quality Insulation Installation, CZ 5 |  | System | Residential | AC_Cooling | 0 |  |  |  |  | 300 | 175 | 0 | 0 | 0 | 125 | 37.87 |  | kW | 0.041514 | 57.09 | Residential |  | Winter Only | [5 empty] | 20 | 0.8 |  |  |  | 0 | 0 | 0 | 1 | 0 | 0 | 0 | 0 | 0 | 0 | 0 | 0 | 2006 Qtr 1: 0; 2006 Qtr 2: 0; 2006 Qtr 3: 0; 2006 Qtr 4: 0; 2007 Qtr 1: 0; 2007 Qtr 2: 0; 2007 Qtr 3: 0; 2007 Qtr 4: 0; 2008 Qtr 1: 1; 2008 Qtr 2: 0; 2008 Qtr 3: 0; 2008 Qtr 4: 0 | 1
0 | 316024-Single Family, Quality Insulation Installation, CZ 5 |  | System | Residential | AC_Cooling | 0 |  |  |  |  | 300 | 175 | 0 | 0 | 0 | 125 | 37.87 |  | kW | 0.041514 | 57.09 | Residential |  | Winter Only | [5 empty] | 20 | 0.8 |  |  |  | 0 | 0 | 0 | 1 | 0 | 0 | 0 | 0 | 0 | 0 | 0 | 0 | 2006 Qtr 1: 0; 2006 Qtr 2: 0; 2006 Qtr 3: 0; 2006 Qtr 4: 0; 2007 Qtr 1: 0; 2007 Qtr 2: 0; 2007 Qtr 3: 0; 2007 Qtr 4: 0; 2008 Qtr 1: 1; 2008 Qtr 2: 0; 2008 Qtr 3: 0; 2008 Qtr 4: 0 | 1
0 | 316024-Single Family, Quality Insulation Installation, CZ 5 |  | System | Residential | AC_Cooling | 0 |  |  |  |  | 300 | 175 | 0 | 0 | 0 | 125 | 37.87 |  | kW | 0.041514 | 57.09 | Residential |  | Winter Only | [5 empty] | 20 | 0.8 |  |  |  | 0 | 0 | 0 | 1 | 0 | 0 | 0 | 0 | 0 | 0 | 0 | 0 | 2006 Qtr 1: 0; 2006 Qtr 2: 0; 2006 Qtr 3: 0; 2006 Qtr 4: 0; 2007 Qtr 1: 0; 2007 Qtr 2: 0; 2007 Qtr 3: 0; 2007 Qtr 4: 0; 2008 Qtr 1: 1; 2008 Qtr 2: 0; 2008 Qtr 3: 0; 2008 Qtr 4: 0 | 1
0 | 316024-Single Family, Quality Insulation Installation, CZ 5 |  | System | Residential | AC_Cooling | 0 |  |  |  |  | 300 | 175 | 0 | 0 | 0 | 125 | 37.87 |  | kW | 0.041514 | 57.09 | Residential |  | Winter Only | [5 empty] | 20 | 0.8 |  |  |  | 0 | 0 | 0 | 1 | 0 | 0 | 0 | 0 | 0 | 0 | 0 | 0 | 2006 Qtr 1: 0; 2006 Qtr 2: 0; 2006 Qtr 3: 0; 2006 Qtr 4: 0; 2007 Qtr 1: 0; 2007 Qtr 2: 0; 2007 Qtr 3: 0; 2007 Qtr 4: 0; 2008 Qtr 1: 1; 2008 Qtr 2: 0; 2008 Qtr 3: 0; 2008 Qtr 4: 0 | 1
0 | 316024-Single Family, Quality Insulation Installation, CZ 5 |  | System | Residential | AC_Cooling | 0 |  |  |  |  | 300 | 175 | 0 | 0 | 0 | 125 | 37.87 |  | kW | 0.041514 | 57.09 | Residential |  | Winter Only | [5 empty] | 20 | 0.8 |  |  |  | 0 | 0 | 0 | 1 | 0 | 0 | 0 | 0 | 0 | 0 | 0 | 0 | 2006 Qtr 1: 0; 2006 Qtr 2: 0; 2006 Qtr 3: 0; 2006 Qtr 4: 0; 2007 Qtr 1: 0; 2007 Qtr 2: 0; 2007 Qtr 3: 0; 2007 Qtr 4: 0; 2008 Qtr 1: 1; 2008 Qtr 2: 0; 2008 Qtr 3: 0; 2008 Qtr 4: 0 | 1
0 | 316024-Single Family, Quality Insulation Installation, CZ 5 |  | System | Residential | AC_Cooling | 0 |  |  |  |  | 300 | 175 | 0 | 0 | 0 | 125 | 37.87 |  | kW | 0.041514 | 57.09 | Residential |  | Winter Only | [5 empty] | 20 | 0.8 |  |  |  | 0 | 0 | 0 | 1 | 0 | 0 | 0 | 0 | 0 | 0 | 0 | 0 | 2006 Qtr 1: 0; 2006 Qtr 2: 0; 2006 Qtr 3: 0; 2006 Qtr 4: 0; 2007 Qtr 1: 0; 2007 Qtr 2: 0; 2007 Qtr 3: 0; 2007 Qtr 4: 0; 2008 Qtr 1: 1; 2008 Qtr 2: 0; 2008 Qtr 3: 0; 2008 Qtr 4: 0 | 1
0 | 316111-Multi-family, 15% Energy Star, CZ 9 |  | System | Residential | AC_Cooling | 0 |  |  |  |  | 408 | 200 | 0 | 0 | 0 | 208 | 158 |  | kW | 0.13 | 4 | Residential |  | Annual | [5 empty] | 18 | 0.8 |  |  |  | 1 | 0 | 0 | 284 | 0 | 0 | 0 | 0 | 0 | 0 | 0 | 0 | 2006 Qtr 1: 0; 2006 Qtr 2: 0; 2006 Qtr 3: 0; 2006 Qtr 4: 0; 2007 Qtr 1: 0; 2007 Qtr 2: 0; 2007 Qtr 3: 0; 2007 Qtr 4: 0; 2008 Qtr 1: 0; 2008 Qtr 2: 0; 2008 Qtr 3: 0; 2008 Qtr 4: 284 | 284
0 | 316111-Multi-family, 15% Energy Star, CZ 9 |  | System | Residential | AC_Cooling | 0 |  |  |  |  | 408 | 150 | 0 | 0 | 0 | 258 | 158 |  | kW | 0.13 | 4 | Residential |  | Annual | [5 empty] | 18 | 0.8 |  |  |  | 1 | 0 | 0 | 131 | 0 | 0 | 0 | 0 | 0 | 0 | 0 | 0 | 2006 Qtr 1: 0; 2006 Qtr 2: 0; 2006 Qtr 3: 0; 2006 Qtr 4: 0; 2007 Qtr 1: 0; 2007 Qtr 2: 0; 2007 Qtr 3: 0; 2007 Qtr 4: 0; 2008 Qtr 1: 0; 2008 Qtr 2: 0; 2008 Qtr 3: 0; 2008 Qtr 4: 131 | 131
0 | 316110-Multi-family, 15% Energy Star, CZ 8 |  | System | Residential | AC_Cooling | 0 |  |  |  |  | 419 | 200 | 0 | 0 | 0 | 219 | 126 |  | kW | 0.1 | 6 | Residential |  | Annual | [5 empty] | 18 | 0.8 |  |  |  | 1 | 0 | 0 | 178 | 0 | 0 | 0 | 0 | 0 | 0 | 0 | 0 | 2006 Qtr 1: 0; 2006 Qtr 2: 0; 2006 Qtr 3: 0; 2006 Qtr 4: 0; 2007 Qtr 1: 0; 2007 Qtr 2: 0; 2007 Qtr 3: 0; 2007 Qtr 4: 0; 2008 Qtr 1: 0; 2008 Qtr 2: 0; 2008 Qtr 3: 0; 2008 Qtr 4: 178 | 178
0 | 316107-Single Family, Verified Ducting Design, CZ 13 |  | System | Residential | AC_Cooling | 0 |  |  |  |  | 100 | 50 | 0 | 0 | 0 | 50 | 561.15 |  | kW | 0.62 | 0 | Residential |  | Annual | [5 empty] | 15 | 0.8 |  |  |  | 1 | 0 | 0 | 6 | 0 | 0 | 0 | 0 | 0 | 0 | 0 | 0 | 2006 Qtr 1: 0; 2006 Qtr 2: 0; 2006 Qtr 3: 0; 2006 Qtr 4: 0; 2007 Qtr 1: 0; 2007 Qtr 2: 0; 2007 Qtr 3: 0; 2007 Qtr 4: 0; 2008 Qtr 1: 0; 2008 Qtr 2: 0; 2008 Qtr 3: 0; 2008 Qtr 4: 6 | 6
0 | 316030-Single Family, Quality Insulation Installation, CZ 13 |  | System | Residential | AC_Cooling | 0 |  |  |  |  | 300 | 175 | 0 | 0 | 0 | 125 | 547.37 |  | kW | 0.60004 | 52.16 | Residential |  | Winter Only | [5 empty] | 20 | 0.8 |  |  |  | 0 | 0 | 0 | 6 | 0 | 0 | 0 | 0 | 0 | 0 | 0 | 0 | 2006 Qtr 1: 0; 2006 Qtr 2: 0; 2006 Qtr 3: 0; 2006 Qtr 4: 0; 2007 Qtr 1: 0; 2007 Qtr 2: 0; 2007 Qtr 3: 0; 2007 Qtr 4: 0; 2008 Qtr 1: 0; 2008 Qtr 2: 0; 2008 Qtr 3: 0; 2008 Qtr 4: 6 | 6
0 | 316040-Single Family, Tank Less Water Heater, CZ 13 |  | System | Residential | HorizAxisClothesWasher | 0 |  |  |  |  | 325 | 200 | 0 | 0 | 0 | 125 | 0 |  | kW | 0 | 75.41 | Residential |  | Annual | [5 empty] | 15 | 0.8 |  |  |  | 0 | 0 | 0 | 6 | 0 | 0 | 0 | 0 | 0 | 0 | 0 | 0 | 2006 Qtr 1: 0; 2006 Qtr 2: 0; 2006 Qtr 3: 0; 2006 Qtr 4: 0; 2007 Qtr 1: 0; 2007 Qtr 2: 0; 2007 Qtr 3: 0; 2007 Qtr 4: 0; 2008 Qtr 1: 0; 2008 Qtr 2: 0; 2008 Qtr 3: 0; 2008 Qtr 4: 6 | 6
0 | 316030-Single Family, Quality Insulation Installation, CZ 13 |  | System | Residential | AC_Cooling | 0 |  |  |  |  | 300 | 175 | 0 | 0 | 0 | 125 | 547.37 |  | kW | 0.60004 | 52.16 | Residential |  | Winter Only | [5 empty] | 20 | 0.8 |  |  |  | 0 | 0 | 0 | 2 | 0 | 0 | 0 | 0 | 0 | 0 | 0 | 0 | 2006 Qtr 1: 0; 2006 Qtr 2: 0; 2006 Qtr 3: 0; 2006 Qtr 4: 0; 2007 Qtr 1: 0; 2007 Qtr 2: 0; 2007 Qtr 3: 0; 2007 Qtr 4: 0; 2008 Qtr 1: 0; 2008 Qtr 2: 0; 2008 Qtr 3: 2; 2008 Qtr 4: 0 | 2
0 | 316030-Single Family, Quality Insulation Installation, CZ 13 |  | System | Residential | AC_Cooling | 0 |  |  |  |  | 300 | 175 | 0 | 0 | 0 | 125 | 547.37 |  | kW | 0.60004 | 52.16 | Residential |  | Winter Only | [5 empty] | 20 | 0.8 |  |  |  | 0 | 0 | 0 | 7 | 0 | 0 | 0 | 0 | 0 | 0 | 0 | 0 | 2006 Qtr 1: 0; 2006 Qtr 2: 0; 2006 Qtr 3: 0; 2006 Qtr 4: 0; 2007 Qtr 1: 0; 2007 Qtr 2: 0; 2007 Qtr 3: 0; 2007 Qtr 4: 0; 2008 Qtr 1: 0; 2008 Qtr 2: 0; 2008 Qtr 3: 7; 2008 Qtr 4: 0 | 7
0 | 316030-Single Family, Quality Insulation Installation, CZ 13 |  | System | Residential | AC_Cooling | 0 |  |  |  |  | 300 | 175 | 0 | 0 | 0 | 125 | 547.37 |  | kW | 0.60004 | 52.16 | Residential |  | Winter Only | [5 empty] | 20 | 0.8 |  |  |  | 0 | 0 | 0 | 2 | 0 | 0 | 0 | 0 | 0 | 0 | 0 | 0 | 2006 Qtr 1: 0; 2006 Qtr 2: 0; 2006 Qtr 3: 0; 2006 Qtr 4: 0; 2007 Qtr 1: 0; 2007 Qtr 2: 0; 2007 Qtr 3: 0; 2007 Qtr 4: 0; 2008 Qtr 1: 0; 2008 Qtr 2: 0; 2008 Qtr 3: 2; 2008 Qtr 4: 0 | 2
0 | 316030-Single Family, Quality Insulation Installation, CZ 13 |  | System | Residential | AC_Cooling | 0 |  |  |  |  | 300 | 175 | 0 | 0 | 0 | 125 | 547.37 |  | kW | 0.60004 | 52.16 | Residential |  | Winter Only | [5 empty] | 20 | 0.8 |  |  |  | 0 | 0 | 0 | 2 | 0 | 0 | 0 | 0 | 0 | 0 | 0 | 0 | 2006 Qtr 1: 0; 2006 Qtr 2: 0; 2006 Qtr 3: 0; 2006 Qtr 4: 0; 2007 Qtr 1: 0; 2007 Qtr 2: 0; 2007 Qtr 3: 0; 2007 Qtr 4: 0; 2008 Qtr 1: 0; 2008 Qtr 2: 0; 2008 Qtr 3: 2; 2008 Qtr 4: 0 | 2
0 | 316030-Single Family, Quality Insulation Installation, CZ 13 |  | System | Residential | AC_Cooling | 0 |  |  |  |  | 300 | 175 | 0 | 0 | 0 | 125 | 547.37 |  | kW | 0.60004 | 52.16 | Residential |  | Winter Only | [5 empty] | 20 | 0.8 |  |  |  | 0 | 0 | 0 | 1 | 0 | 0 | 0 | 0 | 0 | 0 | 0 | 0 | 2006 Qtr 1: 0; 2006 Qtr 2: 0; 2006 Qtr 3: 0; 2006 Qtr 4: 0; 2007 Qtr 1: 0; 2007 Qtr 2: 0; 2007 Qtr 3: 0; 2007 Qtr 4: 0; 2008 Qtr 1: 0; 2008 Qtr 2: 0; 2008 Qtr 3: 1; 2008 Qtr 4: 0 | 1
0 | 316030-Single Family, Quality Insulation Installation, CZ 13 |  | System | Residential | AC_Cooling | 0 |  |  |  |  | 300 | 175 | 0 | 0 | 0 | 125 | 547.37 |  | kW | 0.60004 | 52.16 | Residential |  | Winter Only | [5 empty] | 20 | 0.8 |  |  |  | 0 | 0 | 0 | 6 | 0 | 0 | 0 | 0 | 0 | 0 | 0 | 0 | 2006 Qtr 1: 0; 2006 Qtr 2: 0; 2006 Qtr 3: 0; 2006 Qtr 4: 0; 2007 Qtr 1: 0; 2007 Qtr 2: 0; 2007 Qtr 3: 0; 2007 Qtr 4: 0; 2008 Qtr 1: 0; 2008 Qtr 2: 0; 2008 Qtr 3: 6; 2008 Qtr 4: 0 | 6
0 | 316030-Single Family, Quality Insulation Installation, CZ 13 |  | System | Residential | AC_Cooling | 0 |  |  |  |  | 300 | 175 | 0 | 0 | 0 | 125 | 547.37 |  | kW | 0.60004 | 52.16 | Residential |  | Winter Only | [5 empty] | 20 | 0.8 |  |  |  | 0 | 0 | 0 | 3 | 0 | 0 | 0 | 0 | 0 | 0 | 0 | 0 | 2006 Qtr 1: 0; 2006 Qtr 2: 0; 2006 Qtr 3: 0; 2006 Qtr 4: 0; 2007 Qtr 1: 0; 2007 Qtr 2: 0; 2007 Qtr 3: 0; 2007 Qtr 4: 0; 2008 Qtr 1: 0; 2008 Qtr 2: 0; 2008 Qtr 3: 3; 2008 Qtr 4: 0 | 3
0 | 316030-Single Family, Quality Insulation Installation, CZ 13 |  | System | Residential | AC_Cooling | 0 |  |  |  |  | 300 | 175 | 0 | 0 | 0 | 125 | 547.37 |  | kW | 0.60004 | 52.16 | Residential |  | Winter Only | [5 empty] | 20 | 0.8 |  |  |  | 0 | 0 | 0 | 6 | 0 | 0 | 0 | 0 | 0 | 0 | 0 | 0 | 2006 Qtr 1: 0; 2006 Qtr 2: 0; 2006 Qtr 3: 0; 2006 Qtr 4: 0; 2007 Qtr 1: 0; 2007 Qtr 2: 0; 2007 Qtr 3: 0; 2007 Qtr 4: 0; 2008 Qtr 1: 0; 2008 Qtr 2: 0; 2008 Qtr 3: 6; 2008 Qtr 4: 0 | 6
0 | 316030-Single Family, Quality Insulation Installation, CZ 13 |  | System | Residential | AC_Cooling | 0 |  |  |  |  | 300 | 175 | 0 | 0 | 0 | 125 | 547.37 |  | kW | 0.60004 | 52.16 | Residential |  | Winter Only | [5 empty] | 20 | 0.8 |  |  |  | 0 | 0 | 0 | 11 | 0 | 0 | 0 | 0 | 0 | 0 | 0 | 0 | 2006 Qtr 1: 0; 2006 Qtr 2: 0; 2006 Qtr 3: 0; 2006 Qtr 4: 0; 2007 Qtr 1: 0; 2007 Qtr 2: 0; 2007 Qtr 3: 0; 2007 Qtr 4: 0; 2008 Qtr 1: 0; 2008 Qtr 2: 0; 2008 Qtr 3: 11; 2008 Qtr 4: 0 | 11
0 | 316030-Single Family, Quality Insulation Installation, CZ 13 |  | System | Residential | AC_Cooling | 0 |  |  |  |  | 300 | 175 | 0 | 0 | 0 | 125 | 547.37 |  | kW | 0.60004 | 52.16 | Residential |  | Winter Only | [5 empty] | 20 | 0.8 |  |  |  | 0 | 0 | 0 | 11 | 0 | 0 | 0 | 0 | 0 | 0 | 0 | 0 | 2006 Qtr 1: 0; 2006 Qtr 2: 0; 2006 Qtr 3: 0; 2006 Qtr 4: 0; 2007 Qtr 1: 0; 2007 Qtr 2: 0; 2007 Qtr 3: 0; 2007 Qtr 4: 0; 2008 Qtr 1: 0; 2008 Qtr 2: 0; 2008 Qtr 3: 11; 2008 Qtr 4: 0 | 11
0 | 316030-Single Family, Quality Insulation Installation, CZ 13 |  | System | Residential | AC_Cooling | 0 |  |  |  |  | 300 | 175 | 0 | 0 | 0 | 125 | 547.37 |  | kW | 0.60004 | 52.16 | Residential |  | Winter Only | [5 empty] | 20 | 0.8 |  |  |  | 0 | 0 | 0 | 4 | 0 | 0 | 0 | 0 | 0 | 0 | 0 | 0 | 2006 Qtr 1: 0; 2006 Qtr 2: 0; 2006 Qtr 3: 0; 2006 Qtr 4: 0; 2007 Qtr 1: 0; 2007 Qtr 2: 0; 2007 Qtr 3: 0; 2007 Qtr 4: 0; 2008 Qtr 1: 0; 2008 Qtr 2: 0; 2008 Qtr 3: 4; 2008 Qtr 4: 0 | 4
0 | 316030-Single Family, Quality Insulation Installation, CZ 13 |  | System | Residential | AC_Cooling | 0 |  |  |  |  | 300 | 175 | 0 | 0 | 0 | 125 | 547.37 |  | kW | 0.60004 | 52.16 | Residential |  | Winter Only | [5 empty] | 20 | 0.8 |  |  |  | 0 | 0 | 0 | 2 | 0 | 0 | 0 | 0 | 0 | 0 | 0 | 0 | 2006 Qtr 1: 0; 2006 Qtr 2: 0; 2006 Qtr 3: 0; 2006 Qtr 4: 0; 2007 Qtr 1: 0; 2007 Qtr 2: 0; 2007 Qtr 3: 0; 2007 Qtr 4: 0; 2008 Qtr 1: 0; 2008 Qtr 2: 0; 2008 Qtr 3: 2; 2008 Qtr 4: 0 | 2
0 | 316030-Single Family, Quality Insulation Installation, CZ 13 |  | System | Residential | AC_Cooling | 0 |  |  |  |  | 300 | 175 | 0 | 0 | 0 | 125 | 547.37 |  | kW | 0.60004 | 52.16 | Residential |  | Winter Only | [5 empty] | 20 | 0.8 |  |  |  | 0 | 0 | 0 | 6 | 0 | 0 | 0 | 0 | 0 | 0 | 0 | 0 | 2006 Qtr 1: 0; 2006 Qtr 2: 0; 2006 Qtr 3: 0; 2006 Qtr 4: 0; 2007 Qtr 1: 0; 2007 Qtr 2: 0; 2007 Qtr 3: 0; 2007 Qtr 4: 0; 2008 Qtr 1: 0; 2008 Qtr 2: 0; 2008 Qtr 3: 6; 2008 Qtr 4: 0 | 6
0 | 316030-Single Family, Quality Insulation Installation, CZ 13 |  | System | Residential | AC_Cooling | 0 |  |  |  |  | 300 | 175 | 0 | 0 | 0 | 125 | 547.37 |  | kW | 0.60004 | 52.16 | Residential |  | Winter Only | [5 empty] | 20 | 0.8 |  |  |  | 0 | 0 | 0 | 2 | 0 | 0 | 0 | 0 | 0 | 0 | 0 | 0 | 2006 Qtr 1: 0; 2006 Qtr 2: 0; 2006 Qtr 3: 0; 2006 Qtr 4: 0; 2007 Qtr 1: 0; 2007 Qtr 2: 0; 2007 Qtr 3: 0; 2007 Qtr 4: 0; 2008 Qtr 1: 0; 2008 Qtr 2: 0; 2008 Qtr 3: 2; 2008 Qtr 4: 0 | 2
0 | 316027-Single Family, Quality Insulation Installation, CZ 8 |  | System | Residential | AC_Cooling | 0 |  |  |  |  | 300 | 175 | 0 | 0 | 0 | 125 | 182.46 |  | kW | 0.20002 | 27.84 | Residential |  | Winter Only | [5 empty] | 20 | 0.8 |  |  |  | 0 | 0 | 0 | 6 | 0 | 0 | 0 | 0 | 0 | 0 | 0 | 0 | 2006 Qtr 1: 0; 2006 Qtr 2: 0; 2006 Qtr 3: 0; 2006 Qtr 4: 0; 2007 Qtr 1: 0; 2007 Qtr 2: 0; 2007 Qtr 3: 0; 2007 Qtr 4: 0; 2008 Qtr 1: 0; 2008 Qtr 2: 0; 2008 Qtr 3: 6; 2008 Qtr 4: 0 | 6
0 | 316027-Single Family, Quality Insulation Installation, CZ 8 |  | System | Residential | AC_Cooling | 0 |  |  |  |  | 300 | 175 | 0 | 0 | 0 | 125 | 182.46 |  | kW | 0.20002 | 27.84 | Residential |  | Winter Only | [5 empty] | 20 | 0.8 |  |  |  | 0 | 0 | 0 | 6 | 0 | 0 | 0 | 0 | 0 | 0 | 0 | 0 | 2006 Qtr 1: 0; 2006 Qtr 2: 0; 2006 Qtr 3: 0; 2006 Qtr 4: 0; 2007 Qtr 1: 0; 2007 Qtr 2: 0; 2007 Qtr 3: 0; 2007 Qtr 4: 0; 2008 Qtr 1: 0; 2008 Qtr 2: 0; 2008 Qtr 3: 6; 2008 Qtr 4: 0 | 6
0 | 316027-Single Family, Quality Insulation Installation, CZ 8 |  | System | Residential | AC_Cooling | 0 |  |  |  |  | 300 | 175 | 0 | 0 | 0 | 125 | 182.46 |  | kW | 0.20002 | 27.84 | Residential |  | Winter Only | [5 empty] | 20 | 0.8 |  |  |  | 0 | 0 | 0 | 6 | 0 | 0 | 0 | 0 | 0 | 0 | 0 | 0 | 2006 Qtr 1: 0; 2006 Qtr 2: 0; 2006 Qtr 3: 0; 2006 Qtr 4: 0; 2007 Qtr 1: 0; 2007 Qtr 2: 0; 2007 Qtr 3: 0; 2007 Qtr 4: 0; 2008 Qtr 1: 0; 2008 Qtr 2: 0; 2008 Qtr 3: 6; 2008 Qtr 4: 0 | 6
0 | 316027-Single Family, Quality Insulation Installation, CZ 8 |  | System | Residential | AC_Cooling | 0 |  |  |  |  | 300 | 175 | 0 | 0 | 0 | 125 | 182.46 |  | kW | 0.20002 | 27.84 | Residential |  | Winter Only | [5 empty] | 20 | 0.8 |  |  |  | 0 | 0 | 0 | 6 | 0 | 0 | 0 | 0 | 0 | 0 | 0 | 0 | 2006 Qtr 1: 0; 2006 Qtr 2: 0; 2006 Qtr 3: 0; 2006 Qtr 4: 0; 2007 Qtr 1: 0; 2007 Qtr 2: 0; 2007 Qtr 3: 0; 2007 Qtr 4: 0; 2008 Qtr 1: 0; 2008 Qtr 2: 0; 2008 Qtr 3: 6; 2008 Qtr 4: 0 | 6
0 | 316113-Single Family, Verified Ducting Design, CZ 10 |  | System | Residential | AC_Cooling | 0 |  |  |  |  | 100 | 50 | 0 | 0 | 0 | 50 | 394.18 |  | kW | 0.43 | 0 | Residential |  | Annual | [5 empty] | 15 | 0.8 |  |  |  | 1 | 0 | 0 | 5 | 0 | 0 | 0 | 0 | 0 | 0 | 0 | 0 | 2006 Qtr 1: 0; 2006 Qtr 2: 0; 2006 Qtr 3: 0; 2006 Qtr 4: 0; 2007 Qtr 1: 0; 2007 Qtr 2: 0; 2007 Qtr 3: 0; 2007 Qtr 4: 0; 2008 Qtr 1: 0; 2008 Qtr 2: 0; 2008 Qtr 3: 5; 2008 Qtr 4: 0 | 5
0 | 316113-Single Family, Verified Ducting Design, CZ 10 |  | System | Residential | AC_Cooling | 0 |  |  |  |  | 100 | 50 | 0 | 0 | 0 | 50 | 394.18 |  | kW | 0.43 | 0 | Residential |  | Annual | [5 empty] | 15 | 0.8 |  |  |  | 1 | 0 | 0 | 6 | 0 | 0 | 0 | 0 | 0 | 0 | 0 | 0 | 2006 Qtr 1: 0; 2006 Qtr 2: 0; 2006 Qtr 3: 0; 2006 Qtr 4: 0; 2007 Qtr 1: 0; 2007 Qtr 2: 0; 2007 Qtr 3: 0; 2007 Qtr 4: 0; 2008 Qtr 1: 0; 2008 Qtr 2: 0; 2008 Qtr 3: 6; 2008 Qtr 4: 0 | 6
0 | 316015-Single Family, Verified Ducting System, CZ 6 |  | System | Residential | AC_Cooling | 0 |  |  |  |  | 125 | 50 | 0 | 0 | 0 | 75 | 12.05 |  | kW | 0.01321 | 13.57 | Residential |  | Winter Only | [5 empty] | 18 | 0.8 |  |  |  | 0 | 0 | 0 | 6 | 0 | 0 | 0 | 0 | 0 | 0 | 0 | 0 | 2006 Qtr 1: 0; 2006 Qtr 2: 0; 2006 Qtr 3: 0; 2006 Qtr 4: 0; 2007 Qtr 1: 0; 2007 Qtr 2: 0; 2007 Qtr 3: 0; 2007 Qtr 4: 0; 2008 Qtr 1: 0; 2008 Qtr 2: 0; 2008 Qtr 3: 6; 2008 Qtr 4: 0 | 6
0 | 316113-Single Family, Verified Ducting Design, CZ 10 |  | System | Residential | AC_Cooling | 0 |  |  |  |  | 100 | 50 | 0 | 0 | 0 | 50 | 394.18 |  | kW | 0.43 | 0 | Residential |  | Annual | [5 empty] | 15 | 0.8 |  |  |  | 1 | 0 | 0 | 8 | 0 | 0 | 0 | 0 | 0 | 0 | 0 | 0 | 2006 Qtr 1: 0; 2006 Qtr 2: 0; 2006 Qtr 3: 0; 2006 Qtr 4: 0; 2007 Qtr 1: 0; 2007 Qtr 2: 0; 2007 Qtr 3: 0; 2007 Qtr 4: 0; 2008 Qtr 1: 0; 2008 Qtr 2: 0; 2008 Qtr 3: 8; 2008 Qtr 4: 0 | 8
0 | 316065-Multi-family, Verified Ducting System, CZ 6 |  | System | Residential | AC_Cooling | 0 |  |  |  |  | 100 | 75 | 0 | 0 | 0 | 25 | 4.5 |  | kW | 0.004933 | 5.68 | Residential |  | Winter Only | [5 empty] | 18 | 0.8 |  |  |  | 0 | 0 | 0 | 6 | 0 | 0 | 0 | 0 | 0 | 0 | 0 | 0 | 2006 Qtr 1: 0; 2006 Qtr 2: 0; 2006 Qtr 3: 0; 2006 Qtr 4: 0; 2007 Qtr 1: 0; 2007 Qtr 2: 0; 2007 Qtr 3: 0; 2007 Qtr 4: 0; 2008 Qtr 1: 0; 2008 Qtr 2: 0; 2008 Qtr 3: 6; 2008 Qtr 4: 0 | 6
0 | 316065-Multi-family, Verified Ducting System, CZ 6 |  | System | Residential | AC_Cooling | 0 |  |  |  |  | 100 | 75 | 0 | 0 | 0 | 25 | 4.5 |  | kW | 0.004933 | 5.68 | Residential |  | Winter Only | [5 empty] | 18 | 0.8 |  |  |  | 0 | 0 | 0 | 6 | 0 | 0 | 0 | 0 | 0 | 0 | 0 | 0 | 2006 Qtr 1: 0; 2006 Qtr 2: 0; 2006 Qtr 3: 0; 2006 Qtr 4: 0; 2007 Qtr 1: 0; 2007 Qtr 2: 0; 2007 Qtr 3: 0; 2007 Qtr 4: 0; 2008 Qtr 1: 0; 2008 Qtr 2: 0; 2008 Qtr 3: 6; 2008 Qtr 4: 0 | 6
0 | 316065-Multi-family, Verified Ducting System, CZ 6 |  | System | Residential | AC_Cooling | 0 |  |  |  |  | 100 | 75 | 0 | 0 | 0 | 25 | 4.5 |  | kW | 0.004933 | 5.68 | Residential |  | Winter Only | [5 empty] | 18 | 0.8 |  |  |  | 0 | 0 | 0 | 6 | 0 | 0 | 0 | 0 | 0 | 0 | 0 | 0 | 2006 Qtr 1: 0; 2006 Qtr 2: 0; 2006 Qtr 3: 0; 2006 Qtr 4: 0; 2007 Qtr 1: 0; 2007 Qtr 2: 0; 2007 Qtr 3: 0; 2007 Qtr 4: 0; 2008 Qtr 1: 0; 2008 Qtr 2: 0; 2008 Qtr 3: 6; 2008 Qtr 4: 0 | 6
0 | 316075-Multi-family, High Quality Insulation Installation, CZ 6 |  | System | Residential | AC_Cooling | 0 |  |  |  |  | 100 | 50 | 0 | 0 | 0 | 50 | 9.74 |  | kW | 0.010677 | 5.91 | Residential |  | Winter Only | [5 empty] | 20 | 0.8 |  |  |  | 0 | 0 | 0 | 6 | 0 | 0 | 0 | 0 | 0 | 0 | 0 | 0 | 2006 Qtr 1: 0; 2006 Qtr 2: 0; 2006 Qtr 3: 0; 2006 Qtr 4: 0; 2007 Qtr 1: 0; 2007 Qtr 2: 0; 2007 Qtr 3: 0; 2007 Qtr 4: 0; 2008 Qtr 1: 0; 2008 Qtr 2: 0; 2008 Qtr 3: 6; 2008 Qtr 4: 0 | 6
0 | 316075-Multi-family, High Quality Insulation Installation, CZ 6 |  | System | Residential | AC_Cooling | 0 |  |  |  |  | 100 | 50 | 0 | 0 | 0 | 50 | 9.74 |  | kW | 0.010677 | 5.91 | Residential |  | Winter Only | [5 empty] | 20 | 0.8 |  |  |  | 0 | 0 | 0 | 6 | 0 | 0 | 0 | 0 | 0 | 0 | 0 | 0 | 2006 Qtr 1: 0; 2006 Qtr 2: 0; 2006 Qtr 3: 0; 2006 Qtr 4: 0; 2007 Qtr 1: 0; 2007 Qtr 2: 0; 2007 Qtr 3: 0; 2007 Qtr 4: 0; 2008 Qtr 1: 0; 2008 Qtr 2: 0; 2008 Qtr 3: 6; 2008 Qtr 4: 0 | 6
0 | 316075-Multi-family, High Quality Insulation Installation, CZ 6 |  | System | Residential | AC_Cooling | 0 |  |  |  |  | 100 | 50 | 0 | 0 | 0 | 50 | 9.74 |  | kW | 0.010677 | 5.91 | Residential |  | Winter Only | [5 empty] | 20 | 0.8 |  |  |  | 0 | 0 | 0 | 4 | 0 | 0 | 0 | 0 | 0 | 0 | 0 | 0 | 2006 Qtr 1: 0; 2006 Qtr 2: 0; 2006 Qtr 3: 0; 2006 Qtr 4: 0; 2007 Qtr 1: 0; 2007 Qtr 2: 0; 2007 Qtr 3: 0; 2007 Qtr 4: 0; 2008 Qtr 1: 0; 2008 Qtr 2: 0; 2008 Qtr 3: 4; 2008 Qtr 4: 0 | 4
0 | 316085-Multi-family, Tank Less Water Heater, CZ 6 |  | System | Residential | HorizAxisClothesWasher | 0 |  |  |  |  | 325 | 200 | 0 | 0 | 0 | 125 | 0 |  | kW | 0 | 15.34 | Residential |  | Annual | [5 empty] | 15 | 0.8 |  |  |  | 0 | 0 | 0 | 6 | 0 | 0 | 0 | 0 | 0 | 0 | 0 | 0 | 2006 Qtr 1: 0; 2006 Qtr 2: 0; 2006 Qtr 3: 0; 2006 Qtr 4: 0; 2007 Qtr 1: 0; 2007 Qtr 2: 0; 2007 Qtr 3: 0; 2007 Qtr 4: 0; 2008 Qtr 1: 0; 2008 Qtr 2: 0; 2008 Qtr 3: 6; 2008 Qtr 4: 0 | 6
0 | 316085-Multi-family, Tank Less Water Heater, CZ 6 |  | System | Residential | HorizAxisClothesWasher | 0 |  |  |  |  | 325 | 200 | 0 | 0 | 0 | 125 | 0 |  | kW | 0 | 15.34 | Residential |  | Annual | [5 empty] | 15 | 0.8 |  |  |  | 0 | 0 | 0 | 6 | 0 | 0 | 0 | 0 | 0 | 0 | 0 | 0 | 2006 Qtr 1: 0; 2006 Qtr 2: 0; 2006 Qtr 3: 0; 2006 Qtr 4: 0; 2007 Qtr 1: 0; 2007 Qtr 2: 0; 2007 Qtr 3: 0; 2007 Qtr 4: 0; 2008 Qtr 1: 0; 2008 Qtr 2: 0; 2008 Qtr 3: 6; 2008 Qtr 4: 0 | 6
0 | 316085-Multi-family, Tank Less Water Heater, CZ 6 |  | System | Residential | HorizAxisClothesWasher | 0 |  |  |  |  | 325 | 200 | 0 | 0 | 0 | 125 | 0 |  | kW | 0 | 15.34 | Residential |  | Annual | [5 empty] | 15 | 0.8 |  |  |  | 0 | 0 | 0 | 6 | 0 | 0 | 0 | 0 | 0 | 0 | 0 | 0 | 2006 Qtr 1: 0; 2006 Qtr 2: 0; 2006 Qtr 3: 0; 2006 Qtr 4: 0; 2007 Qtr 1: 0; 2007 Qtr 2: 0; 2007 Qtr 3: 0; 2007 Qtr 4: 0; 2008 Qtr 1: 0; 2008 Qtr 2: 0; 2008 Qtr 3: 6; 2008 Qtr 4: 0 | 6
0 | 316085-Multi-family, Tank Less Water Heater, CZ 6 |  | System | Residential | HorizAxisClothesWasher | 0 |  |  |  |  | 325 | 200 | 0 | 0 | 0 | 125 | 0 |  | kW | 0 | 15.34 | Residential |  | Annual | [5 empty] | 15 | 0.8 |  |  |  | 0 | 0 | 0 | 12 | 0 | 0 | 0 | 0 | 0 | 0 | 0 | 0 | 2006 Qtr 1: 0; 2006 Qtr 2: 0; 2006 Qtr 3: 0; 2006 Qtr 4: 0; 2007 Qtr 1: 0; 2007 Qtr 2: 0; 2007 Qtr 3: 0; 2007 Qtr 4: 0; 2008 Qtr 1: 0; 2008 Qtr 2: 0; 2008 Qtr 3: 12; 2008 Qtr 4: 0 | 12
0 | 316085-Multi-family, Tank Less Water Heater, CZ 6 |  | System | Residential | HorizAxisClothesWasher | 0 |  |  |  |  | 325 | 200 | 0 | 0 | 0 | 125 | 0 |  | kW | 0 | 15.34 | Residential |  | Annual | [5 empty] | 15 | 0.8 |  |  |  | 0 | 0 | 0 | 6 | 0 | 0 | 0 | 0 | 0 | 0 | 0 | 0 | 2006 Qtr 1: 0; 2006 Qtr 2: 0; 2006 Qtr 3: 0; 2006 Qtr 4: 0; 2007 Qtr 1: 0; 2007 Qtr 2: 0; 2007 Qtr 3: 0; 2007 Qtr 4: 0; 2008 Qtr 1: 0; 2008 Qtr 2: 0; 2008 Qtr 3: 6; 2008 Qtr 4: 0 | 6
0 | 316123-Single Family, 15%, Energy Star CZ 15 |  | System | Residential | AC_Cooling | 0 |  |  |  |  | 3255 | 500 | 0 | 0 | 0 | 2755 | 2709.23 |  | kW | 1.1889 | 15.55 | Residential |  | Annual | [5 empty] | 18 | 0.8 |  |  |  | 0.7 | 0 | 0 | 3 | 0 | 0 | 0 | 0 | 0 | 0 | 0 | 0 | 2006 Qtr 1: 0; 2006 Qtr 2: 0; 2006 Qtr 3: 0; 2006 Qtr 4: 0; 2007 Qtr 1: 0; 2007 Qtr 2: 0; 2007 Qtr 3: 0; 2007 Qtr 4: 0; 2008 Qtr 1: 0; 2008 Qtr 2: 0; 2008 Qtr 3: 3; 2008 Qtr 4: 0 | 3
0 | 316123-Single Family, 15%, Energy Star CZ 15 |  | System | Residential | AC_Cooling | 0 |  |  |  |  | 3255 | 500 | 0 | 0 | 0 | 2755 | 2709.23 |  | kW | 1.1889 | 15.55 | Residential |  | Annual | [5 empty] | 18 | 0.8 |  |  |  | 0.7 | 0 | 0 | 4 | 0 | 0 | 0 | 0 | 0 | 0 | 0 | 0 | 2006 Qtr 1: 0; 2006 Qtr 2: 0; 2006 Qtr 3: 0; 2006 Qtr 4: 0; 2007 Qtr 1: 0; 2007 Qtr 2: 0; 2007 Qtr 3: 0; 2007 Qtr 4: 0; 2008 Qtr 1: 0; 2008 Qtr 2: 0; 2008 Qtr 3: 4; 2008 Qtr 4: 0 | 4
0 | 316123-Single Family, 15%, Energy Star CZ 15 |  | System | Residential | AC_Cooling | 0 |  |  |  |  | 3255 | 500 | 0 | 0 | 0 | 2755 | 2709.23 |  | kW | 1.1889 | 15.55 | Residential |  | Annual | [5 empty] | 18 | 0.8 |  |  |  | 0.7 | 0 | 0 | 9 | 0 | 0 | 0 | 0 | 0 | 0 | 0 | 0 | 2006 Qtr 1: 0; 2006 Qtr 2: 0; 2006 Qtr 3: 0; 2006 Qtr 4: 0; 2007 Qtr 1: 0; 2007 Qtr 2: 0; 2007 Qtr 3: 0; 2007 Qtr 4: 0; 2008 Qtr 1: 0; 2008 Qtr 2: 0; 2008 Qtr 3: 9; 2008 Qtr 4: 0 | 9
0 | 316123-Single Family, 15%, Energy Star CZ 15 |  | System | Residential | AC_Cooling | 0 |  |  |  |  | 3255 | 500 | 0 | 0 | 0 | 2755 | 2709.23 |  | kW | 1.1889 | 15.55 | Residential |  | Annual | [5 empty] | 18 | 0.8 |  |  |  | 0.7 | 0 | 0 | 12 | 0 | 0 | 0 | 0 | 0 | 0 | 0 | 0 | 2006 Qtr 1: 0; 2006 Qtr 2: 0; 2006 Qtr 3: 0; 2006 Qtr 4: 0; 2007 Qtr 1: 0; 2007 Qtr 2: 0; 2007 Qtr 3: 0; 2007 Qtr 4: 0; 2008 Qtr 1: 0; 2008 Qtr 2: 0; 2008 Qtr 3: 12; 2008 Qtr 4: 0 | 12
0 | 316123-Single Family, 15%, Energy Star CZ 15 |  | System | Residential | AC_Cooling | 0 |  |  |  |  | 3255 | 500 | 0 | 0 | 0 | 2755 | 2709.23 |  | kW | 1.1889 | 15.55 | Residential |  | Annual | [5 empty] | 18 | 0.8 |  |  |  | 0.7 | 0 | 0 | 12 | 0 | 0 | 0 | 0 | 0 | 0 | 0 | 0 | 2006 Qtr 1: 0; 2006 Qtr 2: 0; 2006 Qtr 3: 0; 2006 Qtr 4: 0; 2007 Qtr 1: 0; 2007 Qtr 2: 0; 2007 Qtr 3: 0; 2007 Qtr 4: 0; 2008 Qtr 1: 0; 2008 Qtr 2: 0; 2008 Qtr 3: 12; 2008 Qtr 4: 0 | 12
0 | 316123-Single Family, 15%, Energy Star CZ 15 |  | System | Residential | AC_Cooling | 0 |  |  |  |  | 3255 | 500 | 0 | 0 | 0 | 2755 | 2709.23 |  | kW | 1.1889 | 15.55 | Residential |  | Annual | [5 empty] | 18 | 0.8 |  |  |  | 0.7 | 0 | 0 | 3 | 0 | 0 | 0 | 0 | 0 | 0 | 0 | 0 | 2006 Qtr 1: 0; 2006 Qtr 2: 0; 2006 Qtr 3: 0; 2006 Qtr 4: 0; 2007 Qtr 1: 0; 2007 Qtr 2: 0; 2007 Qtr 3: 0; 2007 Qtr 4: 0; 2008 Qtr 1: 0; 2008 Qtr 2: 0; 2008 Qtr 3: 3; 2008 Qtr 4: 0 | 3
0 | 316123-Single Family, 15%, Energy Star CZ 15 |  | System | Residential | AC_Cooling | 0 |  |  |  |  | 3255 | 500 | 0 | 0 | 0 | 2755 | 2709.23 |  | kW | 1.1889 | 15.55 | Residential |  | Annual | [5 empty] | 18 | 0.8 |  |  |  | 0.7 | 0 | 0 | 2 | 0 | 0 | 0 | 0 | 0 | 0 | 0 | 0 | 2006 Qtr 1: 0; 2006 Qtr 2: 0; 2006 Qtr 3: 0; 2006 Qtr 4: 0; 2007 Qtr 1: 0; 2007 Qtr 2: 0; 2007 Qtr 3: 0; 2007 Qtr 4: 0; 2008 Qtr 1: 0; 2008 Qtr 2: 0; 2008 Qtr 3: 2; 2008 Qtr 4: 0 | 2
0 | 316030-Single Family, Quality Insulation Installation, CZ 13 |  | System | Residential | AC_Cooling | 0 |  |  |  |  | 300 | 175 | 0 | 0 | 0 | 125 | 547.37 |  | kW | 0.60004 | 52.16 | Residential |  | Winter Only | [5 empty] | 20 | 0.8 |  |  |  | 0 | 0 | 0 | 20 | 0 | 0 | 0 | 0 | 0 | 0 | 0 | 0 | 2006 Qtr 1: 0; 2006 Qtr 2: 0; 2006 Qtr 3: 0; 2006 Qtr 4: 0; 2007 Qtr 1: 0; 2007 Qtr 2: 0; 2007 Qtr 3: 0; 2007 Qtr 4: 0; 2008 Qtr 1: 0; 2008 Qtr 2: 0; 2008 Qtr 3: 0; 2008 Qtr 4: 20 | 20
0 | 316040-Single Family, Tank Less Water Heater, CZ 13 |  | System | Residential | HorizAxisClothesWasher | 0 |  |  |  |  | 325 | 200 | 0 | 0 | 0 | 125 | 0 |  | kW | 0 | 75.41 | Residential |  | Annual | [5 empty] | 15 | 0.8 |  |  |  | 0 | 0 | 0 | 20 | 0 | 0 | 0 | 0 | 0 | 0 | 0 | 0 | 2006 Qtr 1: 0; 2006 Qtr 2: 0; 2006 Qtr 3: 0; 2006 Qtr 4: 0; 2007 Qtr 1: 0; 2007 Qtr 2: 0; 2007 Qtr 3: 0; 2007 Qtr 4: 0; 2008 Qtr 1: 0; 2008 Qtr 2: 0; 2008 Qtr 3: 0; 2008 Qtr 4: 20 | 20
0 | 316030-Single Family, Quality Insulation Installation, CZ 13 |  | System | Residential | AC_Cooling | 0 |  |  |  |  | 300 | 175 | 0 | 0 | 0 | 125 | 547.37 |  | kW | 0.60004 | 52.16 | Residential |  | Winter Only | [5 empty] | 20 | 0.8 |  |  |  | 0 | 0 | 0 | 9 | 0 | 0 | 0 | 0 | 0 | 0 | 0 | 0 | 2006 Qtr 1: 0; 2006 Qtr 2: 0; 2006 Qtr 3: 0; 2006 Qtr 4: 0; 2007 Qtr 1: 0; 2007 Qtr 2: 0; 2007 Qtr 3: 0; 2007 Qtr 4: 0; 2008 Qtr 1: 0; 2008 Qtr 2: 0; 2008 Qtr 3: 0; 2008 Qtr 4: 9 | 9
0 | 316040-Single Family, Tank Less Water Heater, CZ 13 |  | System | Residential | HorizAxisClothesWasher | 0 |  |  |  |  | 325 | 200 | 0 | 0 | 0 | 125 | 0 |  | kW | 0 | 75.41 | Residential |  | Annual | [5 empty] | 15 | 0.8 |  |  |  | 0 | 0 | 0 | 9 | 0 | 0 | 0 | 0 | 0 | 0 | 0 | 0 | 2006 Qtr 1: 0; 2006 Qtr 2: 0; 2006 Qtr 3: 0; 2006 Qtr 4: 0; 2007 Qtr 1: 0; 2007 Qtr 2: 0; 2007 Qtr 3: 0; 2007 Qtr 4: 0; 2008 Qtr 1: 0; 2008 Qtr 2: 0; 2008 Qtr 3: 0; 2008 Qtr 4: 9 | 9
0 | 316030-Single Family, Quality Insulation Installation, CZ 13 |  | System | Residential | AC_Cooling | 0 |  |  |  |  | 300 | 175 | 0 | 0 | 0 | 125 | 547.37 |  | kW | 0.60004 | 52.16 | Residential |  | Winter Only | [5 empty] | 20 | 0.8 |  |  |  | 0 | 0 | 0 | 6 | 0 | 0 | 0 | 0 | 0 | 0 | 0 | 0 | 2006 Qtr 1: 0; 2006 Qtr 2: 0; 2006 Qtr 3: 0; 2006 Qtr 4: 0; 2007 Qtr 1: 0; 2007 Qtr 2: 0; 2007 Qtr 3: 0; 2007 Qtr 4: 0; 2008 Qtr 1: 0; 2008 Qtr 2: 0; 2008 Qtr 3: 0; 2008 Qtr 4: 6 | 6
0 | 316040-Single Family, Tank Less Water Heater, CZ 13 |  | System | Residential | HorizAxisClothesWasher | 0 |  |  |  |  | 325 | 200 | 0 | 0 | 0 | 125 | 0 |  | kW | 0 | 75.41 | Residential |  | Annual | [5 empty] | 15 | 0.8 |  |  |  | 0 | 0 | 0 | 6 | 0 | 0 | 0 | 0 | 0 | 0 | 0 | 0 | 2006 Qtr 1: 0; 2006 Qtr 2: 0; 2006 Qtr 3: 0; 2006 Qtr 4: 0; 2007 Qtr 1: 0; 2007 Qtr 2: 0; 2007 Qtr 3: 0; 2007 Qtr 4: 0; 2008 Qtr 1: 0; 2008 Qtr 2: 0; 2008 Qtr 3: 0; 2008 Qtr 4: 6 | 6
0 | 316030-Single Family, Quality Insulation Installation, CZ 13 |  | System | Residential | AC_Cooling | 0 |  |  |  |  | 300 | 175 | 0 | 0 | 0 | 125 | 547.37 |  | kW | 0.60004 | 52.16 | Residential |  | Winter Only | [5 empty] | 20 | 0.8 |  |  |  | 0 | 0 | 0 | 11 | 0 | 0 | 0 | 0 | 0 | 0 | 0 | 0 | 2006 Qtr 1: 0; 2006 Qtr 2: 0; 2006 Qtr 3: 0; 2006 Qtr 4: 0; 2007 Qtr 1: 0; 2007 Qtr 2: 0; 2007 Qtr 3: 0; 2007 Qtr 4: 0; 2008 Qtr 1: 0; 2008 Qtr 2: 0; 2008 Qtr 3: 0; 2008 Qtr 4: 11 | 11
0 | 316040-Single Family, Tank Less Water Heater, CZ 13 |  | System | Residential | HorizAxisClothesWasher | 0 |  |  |  |  | 325 | 200 | 0 | 0 | 0 | 125 | 0 |  | kW | 0 | 75.41 | Residential |  | Annual | [5 empty] | 15 | 0.8 |  |  |  | 0 | 0 | 0 | 11 | 0 | 0 | 0 | 0 | 0 | 0 | 0 | 0 | 2006 Qtr 1: 0; 2006 Qtr 2: 0; 2006 Qtr 3: 0; 2006 Qtr 4: 0; 2007 Qtr 1: 0; 2007 Qtr 2: 0; 2007 Qtr 3: 0; 2007 Qtr 4: 0; 2008 Qtr 1: 0; 2008 Qtr 2: 0; 2008 Qtr 3: 0; 2008 Qtr 4: 11 | 11
0 | 316030-Single Family, Quality Insulation Installation, CZ 13 |  | System | Residential | AC_Cooling | 0 |  |  |  |  | 300 | 175 | 0 | 0 | 0 | 125 | 547.37 |  | kW | 0.60004 | 52.16 | Residential |  | Winter Only | [5 empty] | 20 | 0.8 |  |  |  | 0 | 0 | 0 | 1 | 0 | 0 | 0 | 0 | 0 | 0 | 0 | 0 | 2006 Qtr 1: 0; 2006 Qtr 2: 0; 2006 Qtr 3: 0; 2006 Qtr 4: 0; 2007 Qtr 1: 0; 2007 Qtr 2: 0; 2007 Qtr 3: 0; 2007 Qtr 4: 0; 2008 Qtr 1: 0; 2008 Qtr 2: 0; 2008 Qtr 3: 0; 2008 Qtr 4: 1 | 1
0 | 316040-Single Family, Tank Less Water Heater, CZ 13 |  | System | Residential | HorizAxisClothesWasher | 0 |  |  |  |  | 325 | 200 | 0 | 0 | 0 | 125 | 0 |  | kW | 0 | 75.41 | Residential |  | Annual | [5 empty] | 15 | 0.8 |  |  |  | 0 | 0 | 0 | 1 | 0 | 0 | 0 | 0 | 0 | 0 | 0 | 0 | 2006 Qtr 1: 0; 2006 Qtr 2: 0; 2006 Qtr 3: 0; 2006 Qtr 4: 0; 2007 Qtr 1: 0; 2007 Qtr 2: 0; 2007 Qtr 3: 0; 2007 Qtr 4: 0; 2008 Qtr 1: 0; 2008 Qtr 2: 0; 2008 Qtr 3: 0; 2008 Qtr 4: 1 | 1
0 | 316030-Single Family, Quality Insulation Installation, CZ 13 |  | System | Residential | AC_Cooling | 0 |  |  |  |  | 300 | 175 | 0 | 0 | 0 | 125 | 547.37 |  | kW | 0.60004 | 52.16 | Residential |  | Winter Only | [5 empty] | 20 | 0.8 |  |  |  | 0 | 0 | 0 | 1 | 0 | 0 | 0 | 0 | 0 | 0 | 0 | 0 | 2006 Qtr 1: 0; 2006 Qtr 2: 0; 2006 Qtr 3: 0; 2006 Qtr 4: 0; 2007 Qtr 1: 0; 2007 Qtr 2: 0; 2007 Qtr 3: 0; 2007 Qtr 4: 0; 2008 Qtr 1: 0; 2008 Qtr 2: 0; 2008 Qtr 3: 0; 2008 Qtr 4: 1 | 1
0 | 316040-Single Family, Tank Less Water Heater, CZ 13 |  | System | Residential | HorizAxisClothesWasher | 0 |  |  |  |  | 325 | 200 | 0 | 0 | 0 | 125 | 0 |  | kW | 0 | 75.41 | Residential |  | Annual | [5 empty] | 15 | 0.8 |  |  |  | 0 | 0 | 0 | 1 | 0 | 0 | 0 | 0 | 0 | 0 | 0 | 0 | 2006 Qtr 1: 0; 2006 Qtr 2: 0; 2006 Qtr 3: 0; 2006 Qtr 4: 0; 2007 Qtr 1: 0; 2007 Qtr 2: 0; 2007 Qtr 3: 0; 2007 Qtr 4: 0; 2008 Qtr 1: 0; 2008 Qtr 2: 0; 2008 Qtr 3: 0; 2008 Qtr 4: 1 | 1
0 | 316030-Single Family, Quality Insulation Installation, CZ 13 |  | System | Residential | AC_Cooling | 0 |  |  |  |  | 300 | 175 | 0 | 0 | 0 | 125 | 547.37 |  | kW | 0.60004 | 52.16 | Residential |  | Winter Only | [5 empty] | 20 | 0.8 |  |  |  | 0 | 0 | 0 | 1 | 0 | 0 | 0 | 0 | 0 | 0 | 0 | 0 | 2006 Qtr 1: 0; 2006 Qtr 2: 0; 2006 Qtr 3: 0; 2006 Qtr 4: 0; 2007 Qtr 1: 0; 2007 Qtr 2: 0; 2007 Qtr 3: 0; 2007 Qtr 4: 0; 2008 Qtr 1: 0; 2008 Qtr 2: 0; 2008 Qtr 3: 0; 2008 Qtr 4: 1 | 1
0 | 316040-Single Family, Tank Less Water Heater, CZ 13 |  | System | Residential | HorizAxisClothesWasher | 0 |  |  |  |  | 325 | 200 | 0 | 0 | 0 | 125 | 0 |  | kW | 0 | 75.41 | Residential |  | Annual | [5 empty] | 15 | 0.8 |  |  |  | 0 | 0 | 0 | 1 | 0 | 0 | 0 | 0 | 0 | 0 | 0 | 0 | 2006 Qtr 1: 0; 2006 Qtr 2: 0; 2006 Qtr 3: 0; 2006 Qtr 4: 0; 2007 Qtr 1: 0; 2007 Qtr 2: 0; 2007 Qtr 3: 0; 2007 Qtr 4: 0; 2008 Qtr 1: 0; 2008 Qtr 2: 0; 2008 Qtr 3: 0; 2008 Qtr 4: 1 | 1
0 | 316107-Single Family, Verified Ducting Design, CZ 13 |  | System | Residential | AC_Cooling | 0 |  |  |  |  | 100 | 50 | 0 | 0 | 0 | 50 | 561.15 |  | kW | 0.62 | 0 | Residential |  | Annual | [5 empty] | 15 | 0.8 |  |  |  | 1 | 0 | 0 | 1 | 0 | 0 | 0 | 0 | 0 | 0 | 0 | 0 | 2006 Qtr 1: 0; 2006 Qtr 2: 0; 2006 Qtr 3: 0; 2006 Qtr 4: 0; 2007 Qtr 1: 0; 2007 Qtr 2: 0; 2007 Qtr 3: 0; 2007 Qtr 4: 0; 2008 Qtr 1: 0; 2008 Qtr 2: 0; 2008 Qtr 3: 0; 2008 Qtr 4: 1 | 1
0 | 316030-Single Family, Quality Insulation Installation, CZ 13 |  | System | Residential | AC_Cooling | 0 |  |  |  |  | 300 | 175 | 0 | 0 | 0 | 125 | 547.37 |  | kW | 0.60004 | 52.16 | Residential |  | Winter Only | [5 empty] | 20 | 0.8 |  |  |  | 0 | 0 | 0 | 1 | 0 | 0 | 0 | 0 | 0 | 0 | 0 | 0 | 2006 Qtr 1: 0; 2006 Qtr 2: 0; 2006 Qtr 3: 0; 2006 Qtr 4: 0; 2007 Qtr 1: 0; 2007 Qtr 2: 0; 2007 Qtr 3: 0; 2007 Qtr 4: 0; 2008 Qtr 1: 0; 2008 Qtr 2: 0; 2008 Qtr 3: 0; 2008 Qtr 4: 1 | 1
0 | 316040-Single Family, Tank Less Water Heater, CZ 13 |  | System | Residential | HorizAxisClothesWasher | 0 |  |  |  |  | 325 | 200 | 0 | 0 | 0 | 125 | 0 |  | kW | 0 | 75.41 | Residential |  | Annual | [5 empty] | 15 | 0.8 |  |  |  | 0 | 0 | 0 | 1 | 0 | 0 | 0 | 0 | 0 | 0 | 0 | 0 | 2006 Qtr 1: 0; 2006 Qtr 2: 0; 2006 Qtr 3: 0; 2006 Qtr 4: 0; 2007 Qtr 1: 0; 2007 Qtr 2: 0; 2007 Qtr 3: 0; 2007 Qtr 4: 0; 2008 Qtr 1: 0; 2008 Qtr 2: 0; 2008 Qtr 3: 0; 2008 Qtr 4: 1 | 1
0 | 316107-Single Family, Verified Ducting Design, CZ 13 |  | System | Residential | AC_Cooling | 0 |  |  |  |  | 100 | 50 | 0 | 0 | 0 | 50 | 561.15 |  | kW | 0.62 | 0 | Residential |  | Annual | [5 empty] | 15 | 0.8 |  |  |  | 1 | 0 | 0 | 10 | 0 | 0 | 0 | 0 | 0 | 0 | 0 | 0 | 2006 Qtr 1: 0; 2006 Qtr 2: 0; 2006 Qtr 3: 0; 2006 Qtr 4: 0; 2007 Qtr 1: 0; 2007 Qtr 2: 0; 2007 Qtr 3: 0; 2007 Qtr 4: 0; 2008 Qtr 1: 0; 2008 Qtr 2: 0; 2008 Qtr 3: 0; 2008 Qtr 4: 10 | 10
0 | 316030-Single Family, Quality Insulation Installation, CZ 13 |  | System | Residential | AC_Cooling | 0 |  |  |  |  | 300 | 175 | 0 | 0 | 0 | 125 | 547.37 |  | kW | 0.60004 | 52.16 | Residential |  | Winter Only | [5 empty] | 20 | 0.8 |  |  |  | 0 | 0 | 0 | 10 | 0 | 0 | 0 | 0 | 0 | 0 | 0 | 0 | 2006 Qtr 1: 0; 2006 Qtr 2: 0; 2006 Qtr 3: 0; 2006 Qtr 4: 0; 2007 Qtr 1: 0; 2007 Qtr 2: 0; 2007 Qtr 3: 0; 2007 Qtr 4: 0; 2008 Qtr 1: 0; 2008 Qtr 2: 0; 2008 Qtr 3: 0; 2008 Qtr 4: 10 | 10
0 | 316040-Single Family, Tank Less Water Heater, CZ 13 |  | System | Residential | HorizAxisClothesWasher | 0 |  |  |  |  | 325 | 200 | 0 | 0 | 0 | 125 | 0 |  | kW | 0 | 75.41 | Residential |  | Annual | [5 empty] | 15 | 0.8 |  |  |  | 0 | 0 | 0 | 10 | 0 | 0 | 0 | 0 | 0 | 0 | 0 | 0 | 2006 Qtr 1: 0; 2006 Qtr 2: 0; 2006 Qtr 3: 0; 2006 Qtr 4: 0; 2007 Qtr 1: 0; 2007 Qtr 2: 0; 2007 Qtr 3: 0; 2007 Qtr 4: 0; 2008 Qtr 1: 0; 2008 Qtr 2: 0; 2008 Qtr 3: 0; 2008 Qtr 4: 10 | 10
0 | 316107-Single Family, Verified Ducting Design, CZ 13 |  | System | Residential | AC_Cooling | 0 |  |  |  |  | 100 | 50 | 0 | 0 | 0 | 50 | 561.15 |  | kW | 0.62 | 0 | Residential |  | Annual | [5 empty] | 15 | 0.8 |  |  |  | 1 | 0 | 0 | 10 | 0 | 0 | 0 | 0 | 0 | 0 | 0 | 0 | 2006 Qtr 1: 0; 2006 Qtr 2: 0; 2006 Qtr 3: 0; 2006 Qtr 4: 0; 2007 Qtr 1: 0; 2007 Qtr 2: 0; 2007 Qtr 3: 0; 2007 Qtr 4: 0; 2008 Qtr 1: 0; 2008 Qtr 2: 0; 2008 Qtr 3: 0; 2008 Qtr 4: 10 | 10
0 | 316030-Single Family, Quality Insulation Installation, CZ 13 |  | System | Residential | AC_Cooling | 0 |  |  |  |  | 300 | 175 | 0 | 0 | 0 | 125 | 547.37 |  | kW | 0.60004 | 52.16 | Residential |  | Winter Only | [5 empty] | 20 | 0.8 |  |  |  | 0 | 0 | 0 | 10 | 0 | 0 | 0 | 0 | 0 | 0 | 0 | 0 | 2006 Qtr 1: 0; 2006 Qtr 2: 0; 2006 Qtr 3: 0; 2006 Qtr 4: 0; 2007 Qtr 1: 0; 2007 Qtr 2: 0; 2007 Qtr 3: 0; 2007 Qtr 4: 0; 2008 Qtr 1: 0; 2008 Qtr 2: 0; 2008 Qtr 3: 0; 2008 Qtr 4: 10 | 10
0 | 316040-Single Family, Tank Less Water Heater, CZ 13 |  | System | Residential | HorizAxisClothesWasher | 0 |  |  |  |  | 325 | 200 | 0 | 0 | 0 | 125 | 0 |  | kW | 0 | 75.41 | Residential |  | Annual | [5 empty] | 15 | 0.8 |  |  |  | 0 | 0 | 0 | 10 | 0 | 0 | 0 | 0 | 0 | 0 | 0 | 0 | 2006 Qtr 1: 0; 2006 Qtr 2: 0; 2006 Qtr 3: 0; 2006 Qtr 4: 0; 2007 Qtr 1: 0; 2007 Qtr 2: 0; 2007 Qtr 3: 0; 2007 Qtr 4: 0; 2008 Qtr 1: 0; 2008 Qtr 2: 0; 2008 Qtr 3: 0; 2008 Qtr 4: 10 | 10
0 | 316107-Single Family, Verified Ducting Design, CZ 13 |  | System | Residential | AC_Cooling | 0 |  |  |  |  | 100 | 50 | 0 | 0 | 0 | 50 | 561.15 |  | kW | 0.62 | 0 | Residential |  | Annual | [5 empty] | 15 | 0.8 |  |  |  | 1 | 0 | 0 | 6 | 0 | 0 | 0 | 0 | 0 | 0 | 0 | 0 | 2006 Qtr 1: 0; 2006 Qtr 2: 0; 2006 Qtr 3: 0; 2006 Qtr 4: 0; 2007 Qtr 1: 0; 2007 Qtr 2: 0; 2007 Qtr 3: 0; 2007 Qtr 4: 0; 2008 Qtr 1: 0; 2008 Qtr 2: 0; 2008 Qtr 3: 0; 2008 Qtr 4: 6 | 6
0 | 316030-Single Family, Quality Insulation Installation, CZ 13 |  | System | Residential | AC_Cooling | 0 |  |  |  |  | 300 | 175 | 0 | 0 | 0 | 125 | 547.37 |  | kW | 0.60004 | 52.16 | Residential |  | Winter Only | [5 empty] | 20 | 0.8 |  |  |  | 0 | 0 | 0 | 6 | 0 | 0 | 0 | 0 | 0 | 0 | 0 | 0 | 2006 Qtr 1: 0; 2006 Qtr 2: 0; 2006 Qtr 3: 0; 2006 Qtr 4: 0; 2007 Qtr 1: 0; 2007 Qtr 2: 0; 2007 Qtr 3: 0; 2007 Qtr 4: 0; 2008 Qtr 1: 0; 2008 Qtr 2: 0; 2008 Qtr 3: 0; 2008 Qtr 4: 6 | 6
0 | 316040-Single Family, Tank Less Water Heater, CZ 13 |  | System | Residential | HorizAxisClothesWasher | 0 |  |  |  |  | 325 | 200 | 0 | 0 | 0 | 125 | 0 |  | kW | 0 | 75.41 | Residential |  | Annual | [5 empty] | 15 | 0.8 |  |  |  | 0 | 0 | 0 | 6 | 0 | 0 | 0 | 0 | 0 | 0 | 0 | 0 | 2006 Qtr 1: 0; 2006 Qtr 2: 0; 2006 Qtr 3: 0; 2006 Qtr 4: 0; 2007 Qtr 1: 0; 2007 Qtr 2: 0; 2007 Qtr 3: 0; 2007 Qtr 4: 0; 2008 Qtr 1: 0; 2008 Qtr 2: 0; 2008 Qtr 3: 0; 2008 Qtr 4: 6 | 6
0 | 316075-Multi-family, High Quality Insulation Installation, CZ 6 |  | System | Residential | AC_Cooling | 0 |  |  |  |  | 100 | 50 | 0 | 0 | 0 | 50 | 9.74 |  | kW | 0.010677 | 5.91 | Residential |  | Winter Only | [5 empty] | 20 | 0.8 |  |  |  | 0 | 0 | 0 | 119 | 0 | 0 | 0 | 0 | 0 | 0 | 0 | 0 | 2006 Qtr 1: 0; 2006 Qtr 2: 0; 2006 Qtr 3: 0; 2006 Qtr 4: 0; 2007 Qtr 1: 0; 2007 Qtr 2: 0; 2007 Qtr 3: 0; 2007 Qtr 4: 0; 2008 Qtr 1: 0; 2008 Qtr 2: 0; 2008 Qtr 3: 0; 2008 Qtr 4: 119 | 119
0 | 316075-Multi-family, High Quality Insulation Installation, CZ 6 |  | System | Residential | AC_Cooling | 0 |  |  |  |  | 100 | 50 | 0 | 0 | 0 | 50 | 9.74 |  | kW | 0.010677 | 5.91 | Residential |  | Winter Only | [5 empty] | 20 | 0.8 |  |  |  | 0 | 0 | 0 | 28 | 0 | 0 | 0 | 0 | 0 | 0 | 0 | 0 | 2006 Qtr 1: 0; 2006 Qtr 2: 0; 2006 Qtr 3: 0; 2006 Qtr 4: 0; 2007 Qtr 1: 0; 2007 Qtr 2: 0; 2007 Qtr 3: 0; 2007 Qtr 4: 0; 2008 Qtr 1: 0; 2008 Qtr 2: 0; 2008 Qtr 3: 0; 2008 Qtr 4: 28 | 28
0 | 316075-Multi-family, High Quality Insulation Installation, CZ 6 |  | System | Residential | AC_Cooling | 0 |  |  |  |  | 100 | 50 | 0 | 0 | 0 | 50 | 9.74 |  | kW | 0.010677 | 5.91 | Residential |  | Winter Only | [5 empty] | 20 | 0.8 |  |  |  | 0 | 0 | 0 | 60 | 0 | 0 | 0 | 0 | 0 | 0 | 0 | 0 | 2006 Qtr 1: 0; 2006 Qtr 2: 0; 2006 Qtr 3: 0; 2006 Qtr 4: 0; 2007 Qtr 1: 0; 2007 Qtr 2: 0; 2007 Qtr 3: 0; 2007 Qtr 4: 0; 2008 Qtr 1: 0; 2008 Qtr 2: 0; 2008 Qtr 3: 0; 2008 Qtr 4: 60 | 60
0 | 316075-Multi-family, High Quality Insulation Installation, CZ 6 |  | System | Residential | AC_Cooling | 0 |  |  |  |  | 100 | 50 | 0 | 0 | 0 | 50 | 9.74 |  | kW | 0.010677 | 5.91 | Residential |  | Winter Only | [5 empty] | 20 | 0.8 |  |  |  | 0 | 0 | 0 | 38 | 0 | 0 | 0 | 0 | 0 | 0 | 0 | 0 | 2006 Qtr 1: 0; 2006 Qtr 2: 0; 2006 Qtr 3: 0; 2006 Qtr 4: 0; 2007 Qtr 1: 0; 2007 Qtr 2: 0; 2007 Qtr 3: 0; 2007 Qtr 4: 0; 2008 Qtr 1: 0; 2008 Qtr 2: 0; 2008 Qtr 3: 0; 2008 Qtr 4: 38 | 38
0 | 316075-Multi-family, High Quality Insulation Installation, CZ 6 |  | System | Residential | AC_Cooling | 0 |  |  |  |  | 100 | 50 | 0 | 0 | 0 | 50 | 9.74 |  | kW | 0.010677 | 5.91 | Residential |  | Winter Only | [5 empty] | 20 | 0.8 |  |  |  | 0 | 0 | 0 | 26 | 0 | 0 | 0 | 0 | 0 | 0 | 0 | 0 | 2006 Qtr 1: 0; 2006 Qtr 2: 0; 2006 Qtr 3: 0; 2006 Qtr 4: 0; 2007 Qtr 1: 0; 2007 Qtr 2: 0; 2007 Qtr 3: 0; 2007 Qtr 4: 0; 2008 Qtr 1: 0; 2008 Qtr 2: 0; 2008 Qtr 3: 0; 2008 Qtr 4: 26 | 26
0 | 316075-Multi-family, High Quality Insulation Installation, CZ 6 |  | System | Residential | AC_Cooling | 0 |  |  |  |  | 100 | 50 | 0 | 0 | 0 | 50 | 9.74 |  | kW | 0.010677 | 5.91 | Residential |  | Winter Only | [5 empty] | 20 | 0.8 |  |  |  | 0 | 0 | 0 | 28 | 0 | 0 | 0 | 0 | 0 | 0 | 0 | 0 | 2006 Qtr 1: 0; 2006 Qtr 2: 0; 2006 Qtr 3: 0; 2006 Qtr 4: 0; 2007 Qtr 1: 0; 2007 Qtr 2: 0; 2007 Qtr 3: 0; 2007 Qtr 4: 0; 2008 Qtr 1: 0; 2008 Qtr 2: 0; 2008 Qtr 3: 0; 2008 Qtr 4: 28 | 28
0 | 316075-Multi-family, High Quality Insulation Installation, CZ 6 |  | System | Residential | AC_Cooling | 0 |  |  |  |  | 100 | 50 | 0 | 0 | 0 | 50 | 9.74 |  | kW | 0.010677 | 5.91 | Residential |  | Winter Only | [5 empty] | 20 | 0.8 |  |  |  | 0 | 0 | 0 | 18 | 0 | 0 | 0 | 0 | 0 | 0 | 0 | 0 | 2006 Qtr 1: 0; 2006 Qtr 2: 0; 2006 Qtr 3: 0; 2006 Qtr 4: 0; 2007 Qtr 1: 0; 2007 Qtr 2: 0; 2007 Qtr 3: 0; 2007 Qtr 4: 0; 2008 Qtr 1: 0; 2008 Qtr 2: 0; 2008 Qtr 3: 0; 2008 Qtr 4: 18 | 18
0 | 316075-Multi-family, High Quality Insulation Installation, CZ 6 |  | System | Residential | AC_Cooling | 0 |  |  |  |  | 100 | 50 | 0 | 0 | 0 | 50 | 9.74 |  | kW | 0.010677 | 5.91 | Residential |  | Winter Only | [5 empty] | 20 | 0.8 |  |  |  | 0 | 0 | 0 | 120 | 0 | 0 | 0 | 0 | 0 | 0 | 0 | 0 | 2006 Qtr 1: 0; 2006 Qtr 2: 0; 2006 Qtr 3: 0; 2006 Qtr 4: 0; 2007 Qtr 1: 0; 2007 Qtr 2: 0; 2007 Qtr 3: 0; 2007 Qtr 4: 0; 2008 Qtr 1: 0; 2008 Qtr 2: 0; 2008 Qtr 3: 0; 2008 Qtr 4: 120 | 120
0 | 316075-Multi-family, High Quality Insulation Installation, CZ 6 |  | System | Residential | AC_Cooling | 0 |  |  |  |  | 100 | 50 | 0 | 0 | 0 | 50 | 9.74 |  | kW | 0.010677 | 5.91 | Residential |  | Winter Only | [5 empty] | 20 | 0.8 |  |  |  | 0 | 0 | 0 | 84 | 0 | 0 | 0 | 0 | 0 | 0 | 0 | 0 | 2006 Qtr 1: 0; 2006 Qtr 2: 0; 2006 Qtr 3: 0; 2006 Qtr 4: 0; 2007 Qtr 1: 0; 2007 Qtr 2: 0; 2007 Qtr 3: 0; 2007 Qtr 4: 0; 2008 Qtr 1: 0; 2008 Qtr 2: 0; 2008 Qtr 3: 0; 2008 Qtr 4: 84 | 84
0 | 316108-Single Family, Verified Ducting Design, CZ 15 |  | System | Residential | AC_Cooling | 0 |  |  |  |  | 100 | 50 | 0 | 0 | 0 | 50 | 1489 |  | kW | 1.63 | 0 | Residential |  | Annual | [5 empty] | 15 | 0.8 |  |  |  | 1 | 0 | 0 | 6 | 0 | 0 | 0 | 0 | 0 | 0 | 0 | 0 | 2006 Qtr 1: 0; 2006 Qtr 2: 0; 2006 Qtr 3: 0; 2006 Qtr 4: 0; 2007 Qtr 1: 0; 2007 Qtr 2: 0; 2007 Qtr 3: 0; 2007 Qtr 4: 0; 2008 Qtr 1: 0; 2008 Qtr 2: 0; 2008 Qtr 3: 0; 2008 Qtr 4: 6 | 6
0 | 316108-Single Family, Verified Ducting Design, CZ 15 |  | System | Residential | AC_Cooling | 0 |  |  |  |  | 100 | 50 | 0 | 0 | 0 | 50 | 1489 |  | kW | 1.63 | 0 | Residential |  | Annual | [5 empty] | 15 | 0.8 |  |  |  | 1 | 0 | 0 | 12 | 0 | 0 | 0 | 0 | 0 | 0 | 0 | 0 | 2006 Qtr 1: 0; 2006 Qtr 2: 0; 2006 Qtr 3: 0; 2006 Qtr 4: 0; 2007 Qtr 1: 0; 2007 Qtr 2: 0; 2007 Qtr 3: 0; 2007 Qtr 4: 0; 2008 Qtr 1: 0; 2008 Qtr 2: 0; 2008 Qtr 3: 0; 2008 Qtr 4: 12 | 12
0 | 316108-Single Family, Verified Ducting Design, CZ 15 |  | System | Residential | AC_Cooling | 0 |  |  |  |  | 100 | 50 | 0 | 0 | 0 | 50 | 1489 |  | kW | 1.63 | 0 | Residential |  | Annual | [5 empty] | 15 | 0.8 |  |  |  | 1 | 0 | 0 | 22 | 0 | 0 | 0 | 0 | 0 | 0 | 0 | 0 | 2006 Qtr 1: 0; 2006 Qtr 2: 0; 2006 Qtr 3: 0; 2006 Qtr 4: 0; 2007 Qtr 1: 0; 2007 Qtr 2: 0; 2007 Qtr 3: 0; 2007 Qtr 4: 0; 2008 Qtr 1: 0; 2008 Qtr 2: 0; 2008 Qtr 3: 0; 2008 Qtr 4: 22 | 22
0 | 316108-Single Family, Verified Ducting Design, CZ 15 |  | System | Residential | AC_Cooling | 0 |  |  |  |  | 100 | 50 | 0 | 0 | 0 | 50 | 1489 |  | kW | 1.63 | 0 | Residential |  | Annual | [5 empty] | 15 | 0.8 |  |  |  | 1 | 0 | 0 | 22 | 0 | 0 | 0 | 0 | 0 | 0 | 0 | 0 | 2006 Qtr 1: 0; 2006 Qtr 2: 0; 2006 Qtr 3: 0; 2006 Qtr 4: 0; 2007 Qtr 1: 0; 2007 Qtr 2: 0; 2007 Qtr 3: 0; 2007 Qtr 4: 0; 2008 Qtr 1: 0; 2008 Qtr 2: 0; 2008 Qtr 3: 0; 2008 Qtr 4: 22 | 22
0 | 316108-Single Family, Verified Ducting Design, CZ 15 |  | System | Residential | AC_Cooling | 0 |  |  |  |  | 100 | 50 | 0 | 0 | 0 | 50 | 1489 |  | kW | 1.63 | 0 | Residential |  | Annual | [5 empty] | 15 | 0.8 |  |  |  | 1 | 0 | 0 | 56 | 0 | 0 | 0 | 0 | 0 | 0 | 0 | 0 | 2006 Qtr 1: 0; 2006 Qtr 2: 0; 2006 Qtr 3: 0; 2006 Qtr 4: 0; 2007 Qtr 1: 0; 2007 Qtr 2: 0; 2007 Qtr 3: 0; 2007 Qtr 4: 0; 2008 Qtr 1: 0; 2008 Qtr 2: 0; 2008 Qtr 3: 0; 2008 Qtr 4: 56 | 56
0 | 316108-Single Family, Verified Ducting Design, CZ 15 |  | System | Residential | AC_Cooling | 0 |  |  |  |  | 100 | 50 | 0 | 0 | 0 | 50 | 1489 |  | kW | 1.63 | 0 | Residential |  | Annual | [5 empty] | 15 | 0.8 |  |  |  | 1 | 0 | 0 | 44 | 0 | 0 | 0 | 0 | 0 | 0 | 0 | 0 | 2006 Qtr 1: 0; 2006 Qtr 2: 0; 2006 Qtr 3: 0; 2006 Qtr 4: 0; 2007 Qtr 1: 0; 2007 Qtr 2: 0; 2007 Qtr 3: 0; 2007 Qtr 4: 0; 2008 Qtr 1: 0; 2008 Qtr 2: 0; 2008 Qtr 3: 0; 2008 Qtr 4: 44 | 44
0 | 316019-Single Family, Verified Ducting System, CZ 10 |  | System | Residential | AC_Cooling | 0 |  |  |  |  | 125 | 100 | 0 | 0 | 0 | 25 | 543.93 |  | kW | 0.59627 | 20.62 | Residential |  | Winter Only | [5 empty] | 18 | 0.8 |  |  |  | 0 | 0 | 0 | 11 | 0 | 0 | 0 | 0 | 0 | 0 | 0 | 0 | 2006 Qtr 1: 0; 2006 Qtr 2: 0; 2006 Qtr 3: 0; 2006 Qtr 4: 0; 2007 Qtr 1: 0; 2007 Qtr 2: 0; 2007 Qtr 3: 0; 2007 Qtr 4: 0; 2008 Qtr 1: 0; 2008 Qtr 2: 0; 2008 Qtr 3: 0; 2008 Qtr 4: 11 | 11
0 | 316019-Single Family, Verified Ducting System, CZ 10 |  | System | Residential | AC_Cooling | 0 |  |  |  |  | 125 | 100 | 0 | 0 | 0 | 25 | 543.93 |  | kW | 0.59627 | 20.62 | Residential |  | Winter Only | [5 empty] | 18 | 0.8 |  |  |  | 0 | 0 | 0 | 17 | 0 | 0 | 0 | 0 | 0 | 0 | 0 | 0 | 2006 Qtr 1: 0; 2006 Qtr 2: 0; 2006 Qtr 3: 0; 2006 Qtr 4: 0; 2007 Qtr 1: 0; 2007 Qtr 2: 0; 2007 Qtr 3: 0; 2007 Qtr 4: 0; 2008 Qtr 1: 0; 2008 Qtr 2: 0; 2008 Qtr 3: 0; 2008 Qtr 4: 17 | 17
0 | 316019-Single Family, Verified Ducting System, CZ 10 |  | System | Residential | AC_Cooling | 0 |  |  |  |  | 125 | 100 | 0 | 0 | 0 | 25 | 543.93 |  | kW | 0.59627 | 20.62 | Residential |  | Winter Only | [5 empty] | 18 | 0.8 |  |  |  | 0 | 0 | 0 | 15 | 0 | 0 | 0 | 0 | 0 | 0 | 0 | 0 | 2006 Qtr 1: 0; 2006 Qtr 2: 0; 2006 Qtr 3: 0; 2006 Qtr 4: 0; 2007 Qtr 1: 0; 2007 Qtr 2: 0; 2007 Qtr 3: 0; 2007 Qtr 4: 0; 2008 Qtr 1: 0; 2008 Qtr 2: 0; 2008 Qtr 3: 0; 2008 Qtr 4: 15 | 15
0 | 316019-Single Family, Verified Ducting System, CZ 10 |  | System | Residential | AC_Cooling | 0 |  |  |  |  | 125 | 100 | 0 | 0 | 0 | 25 | 543.93 |  | kW | 0.59627 | 20.62 | Residential |  | Winter Only | [5 empty] | 18 | 0.8 |  |  |  | 0 | 0 | 0 | 1 | 0 | 0 | 0 | 0 | 0 | 0 | 0 | 0 | 2006 Qtr 1: 0; 2006 Qtr 2: 0; 2006 Qtr 3: 0; 2006 Qtr 4: 0; 2007 Qtr 1: 0; 2007 Qtr 2: 0; 2007 Qtr 3: 0; 2007 Qtr 4: 0; 2008 Qtr 1: 0; 2008 Qtr 2: 0; 2008 Qtr 3: 0; 2008 Qtr 4: 1 | 1
0 | 316019-Single Family, Verified Ducting System, CZ 10 |  | System | Residential | AC_Cooling | 0 |  |  |  |  | 125 | 100 | 0 | 0 | 0 | 25 | 543.93 |  | kW | 0.59627 | 20.62 | Residential |  | Winter Only | [5 empty] | 18 | 0.8 |  |  |  | 0 | 0 | 0 | 1 | 0 | 0 | 0 | 0 | 0 | 0 | 0 | 0 | 2006 Qtr 1: 0; 2006 Qtr 2: 0; 2006 Qtr 3: 0; 2006 Qtr 4: 0; 2007 Qtr 1: 0; 2007 Qtr 2: 0; 2007 Qtr 3: 0; 2007 Qtr 4: 0; 2008 Qtr 1: 0; 2008 Qtr 2: 0; 2008 Qtr 3: 0; 2008 Qtr 4: 1 | 1
0 | 316019-Single Family, Verified Ducting System, CZ 10 |  | System | Residential | AC_Cooling | 0 |  |  |  |  | 125 | 100 | 0 | 0 | 0 | 25 | 543.93 |  | kW | 0.59627 | 20.62 | Residential |  | Winter Only | [5 empty] | 18 | 0.8 |  |  |  | 0 | 0 | 0 | 1 | 0 | 0 | 0 | 0 | 0 | 0 | 0 | 0 | 2006 Qtr 1: 0; 2006 Qtr 2: 0; 2006 Qtr 3: 0; 2006 Qtr 4: 0; 2007 Qtr 1: 0; 2007 Qtr 2: 0; 2007 Qtr 3: 0; 2007 Qtr 4: 0; 2008 Qtr 1: 0; 2008 Qtr 2: 0; 2008 Qtr 3: 0; 2008 Qtr 4: 1 | 1
0 | 316019-Single Family, Verified Ducting System, CZ 10 |  | System | Residential | AC_Cooling | 0 |  |  |  |  | 125 | 100 | 0 | 0 | 0 | 25 | 543.93 |  | kW | 0.59627 | 20.62 | Residential |  | Winter Only | [5 empty] | 18 | 0.8 |  |  |  | 0 | 0 | 0 | 6 | 0 | 0 | 0 | 0 | 0 | 0 | 0 | 0 | 2006 Qtr 1: 0; 2006 Qtr 2: 0; 2006 Qtr 3: 0; 2006 Qtr 4: 0; 2007 Qtr 1: 0; 2007 Qtr 2: 0; 2007 Qtr 3: 0; 2007 Qtr 4: 0; 2008 Qtr 1: 0; 2008 Qtr 2: 0; 2008 Qtr 3: 0; 2008 Qtr 4: 6 | 6
0 | 316019-Single Family, Verified Ducting System, CZ 10 |  | System | Residential | AC_Cooling | 0 |  |  |  |  | 125 | 100 | 0 | 0 | 0 | 25 | 543.93 |  | kW | 0.59627 | 20.62 | Residential |  | Winter Only | [5 empty] | 18 | 0.8 |  |  |  | 0 | 0 | 0 | 7 | 0 | 0 | 0 | 0 | 0 | 0 | 0 | 0 | 2006 Qtr 1: 0; 2006 Qtr 2: 0; 2006 Qtr 3: 0; 2006 Qtr 4: 0; 2007 Qtr 1: 0; 2007 Qtr 2: 0; 2007 Qtr 3: 0; 2007 Qtr 4: 0; 2008 Qtr 1: 0; 2008 Qtr 2: 0; 2008 Qtr 3: 0; 2008 Qtr 4: 7 | 7
0 | 316019-Single Family, Verified Ducting System, CZ 10 |  | System | Residential | AC_Cooling | 0 |  |  |  |  | 125 | 100 | 0 | 0 | 0 | 25 | 543.93 |  | kW | 0.59627 | 20.62 | Residential |  | Winter Only | [5 empty] | 18 | 0.8 |  |  |  | 0 | 0 | 0 | 6 | 0 | 0 | 0 | 0 | 0 | 0 | 0 | 0 | 2006 Qtr 1: 0; 2006 Qtr 2: 0; 2006 Qtr 3: 0; 2006 Qtr 4: 0; 2007 Qtr 1: 0; 2007 Qtr 2: 0; 2007 Qtr 3: 0; 2007 Qtr 4: 0; 2008 Qtr 1: 0; 2008 Qtr 2: 0; 2008 Qtr 3: 0; 2008 Qtr 4: 6 | 6
0 | 316019-Single Family, Verified Ducting System, CZ 10 |  | System | Residential | AC_Cooling | 0 |  |  |  |  | 125 | 100 | 0 | 0 | 0 | 25 | 543.93 |  | kW | 0.59627 | 20.62 | Residential |  | Winter Only | [5 empty] | 18 | 0.8 |  |  |  | 0 | 0 | 0 | 9 | 0 | 0 | 0 | 0 | 0 | 0 | 0 | 0 | 2006 Qtr 1: 0; 2006 Qtr 2: 0; 2006 Qtr 3: 0; 2006 Qtr 4: 0; 2007 Qtr 1: 0; 2007 Qtr 2: 0; 2007 Qtr 3: 0; 2007 Qtr 4: 0; 2008 Qtr 1: 0; 2008 Qtr 2: 0; 2008 Qtr 3: 0; 2008 Qtr 4: 9 | 9
0 | 316067-Multi-family, Verified Ducting System, CZ 8 |  | System | Residential | AC_Cooling | 0 |  |  |  |  | 100 | 75 | 0 | 0 | 0 | 25 | 59.96 |  | kW | 0.06573 | 5.52 | Residential |  | Winter Only | [5 empty] | 18 | 0.8 |  |  |  | 0 | 0 | 0 | 6 | 0 | 0 | 0 | 0 | 0 | 0 | 0 | 0 | 2006 Qtr 1: 0; 2006 Qtr 2: 0; 2006 Qtr 3: 0; 2006 Qtr 4: 0; 2007 Qtr 1: 0; 2007 Qtr 2: 0; 2007 Qtr 3: 0; 2007 Qtr 4: 0; 2008 Qtr 1: 0; 2008 Qtr 2: 0; 2008 Qtr 3: 0; 2008 Qtr 4: 6 | 6
0 | 316067-Multi-family, Verified Ducting System, CZ 8 |  | System | Residential | AC_Cooling | 0 |  |  |  |  | 100 | 75 | 0 | 0 | 0 | 25 | 59.96 |  | kW | 0.06573 | 5.52 | Residential |  | Winter Only | [5 empty] | 18 | 0.8 |  |  |  | 0 | 0 | 0 | 5 | 0 | 0 | 0 | 0 | 0 | 0 | 0 | 0 | 2006 Qtr 1: 0; 2006 Qtr 2: 0; 2006 Qtr 3: 0; 2006 Qtr 4: 0; 2007 Qtr 1: 0; 2007 Qtr 2: 0; 2007 Qtr 3: 0; 2007 Qtr 4: 0; 2008 Qtr 1: 0; 2008 Qtr 2: 0; 2008 Qtr 3: 0; 2008 Qtr 4: 5 | 5
0 | 316087-Multi-family, Tank Less Water Heater, CZ 8 |  | System | Residential | HorizAxisClothesWasher | 0 |  |  |  |  | 325 | 200 | 0 | 0 | 0 | 125 | 0 |  | kW | 0 | 15.34 | Residential |  | Annual | [5 empty] | 13 | 0.8 |  |  |  | 0 | 0 | 0 | 6 | 0 | 0 | 0 | 0 | 0 | 0 | 0 | 0 | 2006 Qtr 1: 0; 2006 Qtr 2: 0; 2006 Qtr 3: 0; 2006 Qtr 4: 0; 2007 Qtr 1: 0; 2007 Qtr 2: 0; 2007 Qtr 3: 0; 2007 Qtr 4: 0; 2008 Qtr 1: 0; 2008 Qtr 2: 0; 2008 Qtr 3: 0; 2008 Qtr 4: 6 | 6
0 | 316087-Multi-family, Tank Less Water Heater, CZ 8 |  | System | Residential | HorizAxisClothesWasher | 0 |  |  |  |  | 325 | 200 | 0 | 0 | 0 | 125 | 0 |  | kW | 0 | 15.34 | Residential |  | Annual | [5 empty] | 13 | 0.8 |  |  |  | 0 | 0 | 0 | 5 | 0 | 0 | 0 | 0 | 0 | 0 | 0 | 0 | 2006 Qtr 1: 0; 2006 Qtr 2: 0; 2006 Qtr 3: 0; 2006 Qtr 4: 0; 2007 Qtr 1: 0; 2007 Qtr 2: 0; 2007 Qtr 3: 0; 2007 Qtr 4: 0; 2008 Qtr 1: 0; 2008 Qtr 2: 0; 2008 Qtr 3: 0; 2008 Qtr 4: 5 | 5
0 | 316107-Single Family, Verified Ducting Design, CZ 13 |  | System | Residential | AC_Cooling | 0 |  |  |  |  | 100 | 50 | 0 | 0 | 0 | 50 | 561.15 |  | kW | 0.62 | 0 | Residential |  | Annual | [5 empty] | 15 | 0.8 |  |  |  | 1 | 0 | 0 | 14 | 0 | 0 | 0 | 0 | 0 | 0 | 0 | 0 | 2006 Qtr 1: 0; 2006 Qtr 2: 0; 2006 Qtr 3: 0; 2006 Qtr 4: 0; 2007 Qtr 1: 0; 2007 Qtr 2: 0; 2007 Qtr 3: 0; 2007 Qtr 4: 0; 2008 Qtr 1: 0; 2008 Qtr 2: 0; 2008 Qtr 3: 0; 2008 Qtr 4: 14 | 14
0 | [15 empty] | 0 |  |  | 0 | [16 empty] | 0 | 0 | 0 | 0 | 0 | 0 | 0 | 0 | 0 | 0 | 0 | [44 empty] | 0
0 | [15 empty] | 0 |  |  | 0 | [16 empty] | 0 | 0 | 0 | 0 | 0 | 0 | 0 | 0 | 0 | 0 | 0 | [44 empty] | 0
0 | [15 empty] | 0 |  |  | 0 | [16 empty] | 0 | 0 | 0 | 0 | 0 | 0 | 0 | 0 | 0 | 0 | 0 | [44 empty] | 0
0 | [15 empty] | 0 |  |  | 0 | [16 empty] | 0 | 0 | 0 | 0 | 0 | 0 | 0 | 0 | 0 | 0 | 0 | [44 empty] | 0
0 | [15 empty] | 0 |  |  | 0 | [16 empty] | 0 | 0 | 0 | 0 | 0 | 0 | 0 | 0 | 0 | 0 | 0 | [44 empty] | 0
0 | [15 empty] | 0 |  |  | 0 | [16 empty] | 0 | 0 | 0 | 0 | 0 | 0 | 0 | 0 | 0 | 0 | 0 | [44 empty] | 0
0 | [15 empty] | 0 |  |  | 0 | [16 empty] | 0 | 0 | 0 | 0 | 0 | 0 | 0 | 0 | 0 | 0 | 0 | [44 empty] | 0
0 | [15 empty] | 0 |  |  | 0 | [16 empty] | 0 | 0 | 0 | 0 | 0 | 0 | 0 | 0 | 0 | 0 | 0 | [44 empty] | 0
0 | [15 empty] | 0 |  |  | 0 | [16 empty] | 0 | 0 | 0 | 0 | 0 | 0 | 0 | 0 | 0 | 0 | 0 | [44 empty] | 0
0 | [15 empty] | 0 |  |  | 0 | [16 empty] | 0 | 0 | 0 | 0 | 0 | 0 | 0 | 0 | 0 | 0 | 0 | [44 empty] | 0
0 | [15 empty] | 0 |  |  | 0 | [16 empty] | 0 | 0 | 0 | 0 | 0 | 0 | 0 | 0 | 0 | 0 | 0 | [44 empty] | 0
0 | [15 empty] | 0 |  |  | 0 | [16 empty] | 0 | 0 | 0 | 0 | 0 | 0 | 0 | 0 | 0 | 0 | 0 | [44 empty] | 0
0 | [15 empty] | 0 |  |  | 0 | [16 empty] | 0 | 0 | 0 | 0 | 0 | 0 | 0 | 0 | 0 | 0 | 0 | [44 empty] | 0
0 | [15 empty] | 0 |  |  | 0 | [16 empty] | 0 | 0 | 0 | 0 | 0 | 0 | 0 | 0 | 0 | 0 | 0 | [44 empty] | 0
0 | [15 empty] | 0 |  |  | 0 | [16 empty] | 0 | 0 | 0 | 0 | 0 | 0 | 0 | 0 | 0 | 0 | 0 | [44 empty] | 0
0 | [15 empty] | 0 |  |  | 0 | [16 empty] | 0 | 0 | 0 | 0 | 0 | 0 | 0 | 0 | 0 | 0 | 0 | [44 empty] | 0
0 | [15 empty] | 0 |  |  | 0 | [16 empty] | 0 | 0 | 0 | 0 | 0 | 0 | 0 | 0 | 0 | 0 | 0 | [44 empty] | 0
0 | [15 empty] | 0 |  |  | 0 | [16 empty] | 0 | 0 | 0 | 0 | 0 | 0 | 0 | 0 | 0 | 0 | 0 | [44 empty] | 0
0 | [15 empty] | 0 |  |  | 0 | [16 empty] | 0 | 0 | 0 | 0 | 0 | 0 | 0 | 0 | 0 | 0 | 0 | [44 empty] | 0
0 | [15 empty] | 0 |  |  | 0 | [16 empty] | 0 | 0 | 0 | 0 | 0 | 0 | 0 | 0 | 0 | 0 | 0 | [44 empty] | 0
0 | [15 empty] | 0 |  |  | 0 | [16 empty] | 0 | 0 | 0 | 0 | 0 | 0 | 0 | 0 | 0 | 0 | 0 | [44 empty] | 0
0 | [15 empty] | 0 |  |  | 0 | [16 empty] | 0 | 0 | 0 | 0 | 0 | 0 | 0 | 0 | 0 | 0 | 0 | [44 empty] | 0
0 | [15 empty] | 0 |  |  | 0 | [16 empty] | 0 | 0 | 0 | 0 | 0 | 0 | 0 | 0 | 0 | 0 | 0 | [44 empty] | 0
0 | [15 empty] | 0 |  |  | 0 | [16 empty] | 0 | 0 | 0 | 0 | 0 | 0 | 0 | 0 | 0 | 0 | 0 | [44 empty] | 0
0 | [15 empty] | 0 |  |  | 0 | [16 empty] | 0 | 0 | 0 | 0 | 0 | 0 | 0 | 0 | 0 | 0 | 0 | [44 empty] | 0
0 | [15 empty] | 0 |  |  | 0 | [16 empty] | 0 | 0 | 0 | 0 | 0 | 0 | 0 | 0 | 0 | 0 | 0 | [44 empty] | 0
0 | [15 empty] | 0 |  |  | 0 | [16 empty] | 0 | 0 | 0 | 0 | 0 | 0 | 0 | 0 | 0 | 0 | 0 | [44 empty] | 0
0 | [15 empty] | 0 |  |  | 0 | [16 empty] | 0 | 0 | 0 | 0 | 0 | 0 | 0 | 0 | 0 | 0 | 0 | [44 empty] | 0
0 | [15 empty] | 0 |  |  | 0 | [16 empty] | 0 | 0 | 0 | 0 | 0 | 0 | 0 | 0 | 0 | 0 | 0 | [44 empty] | 0
0 | [15 empty] | 0 |  |  | 0 | [16 empty] | 0 | 0 | 0 | 0 | 0 | 0 | 0 | 0 | 0 | 0 | 0 | [44 empty] | 0
0 | [15 empty] | 0 |  |  | 0 | [16 empty] | 0 | 0 | 0 | 0 | 0 | 0 | 0 | 0 | 0 | 0 | 0 | [44 empty] | 0
0 | [15 empty] | 0 |  |  | 0 | [16 empty] | 0 | 0 | 0 | 0 | 0 | 0 | 0 | 0 | 0 | 0 | 0 | [44 empty] | 0
0 | [15 empty] | 0 |  |  | 0 | [16 empty] | 0 | 0 | 0 | 0 | 0 | 0 | 0 | 0 | 0 | 0 | 0 | [44 empty] | 0
0 | [15 empty] | 0 |  |  | 0 | [16 empty] | 0 | 0 | 0 | 0 | 0 | 0 | 0 | 0 | 0 | 0 | 0 | [44 empty] | 0
0 | [15 empty] | 0 |  |  | 0 | [16 empty] | 0 | 0 | 0 | 0 | 0 | 0 | 0 | 0 | 0 | 0 | 0 | [44 empty] | 0
0 | [15 empty] | 0 |  |  | 0 | [16 empty] | 0 | 0 | 0 | 0 | 0 | 0 | 0 | 0 | 0 | 0 | 0 | [44 empty] | 0
0 | [15 empty] | 0 |  |  | 0 | [16 empty] | 0 | 0 | 0 | 0 | 0 | 0 | 0 | 0 | 0 | 0 | 0 | [44 empty] | 0
0 | [15 empty] | 0 |  |  | 0 | [16 empty] | 0 | 0 | 0 | 0 | 0 | 0 | 0 | 0 | 0 | 0 | 0 | [44 empty] | 0
0 | [15 empty] | 0 |  |  | 0 | [16 empty] | 0 | 0 | 0 | 0 | 0 | 0 | 0 | 0 | 0 | 0 | 0 | [44 empty] | 0
0 | [15 empty] | 0 |  |  | 0 | [16 empty] | 0 | 0 | 0 | 0 | 0 | 0 | 0 | 0 | 0 | 0 | 0 | [44 empty] | 0
0 | [15 empty] | 0 |  |  | 0 | [16 empty] | 0 | 0 | 0 | 0 | 0 | 0 | 0 | 0 | 0 | 0 | 0 | [44 empty] | 0
0 | [15 empty] | 0 |  |  | 0 | [16 empty] | 0 | 0 | 0 | 0 | 0 | 0 | 0 | 0 | 0 | 0 | 0 | [44 empty] | 0
0 | [15 empty] | 0 |  |  | 0 | [16 empty] | 0 | 0 | 0 | 0 | 0 | 0 | 0 | 0 | 0 | 0 | 0 | [44 empty] | 0
0 | [15 empty] | 0 |  |  | 0 | [16 empty] | 0 | 0 | 0 | 0 | 0 | 0 | 0 | 0 | 0 | 0 | 0 | [44 empty] | 0
0 | [15 empty] | 0 |  |  | 0 | [16 empty] | 0 | 0 | 0 | 0 | 0 | 0 | 0 | 0 | 0 | 0 | 0 | [44 empty] | 0
0 | [15 empty] | 0 |  |  | 0 | [16 empty] | 0 | 0 | 0 | 0 | 0 | 0 | 0 | 0 | 0 | 0 | 0 | [44 empty] | 0
0 | [15 empty] | 0 |  |  | 0 | [16 empty] | 0 | 0 | 0 | 0 | 0 | 0 | 0 | 0 | 0 | 0 | 0 | [44 empty] | 0
0 | [15 empty] | 0 |  |  | 0 | [16 empty] | 0 | 0 | 0 | 0 | 0 | 0 | 0 | 0 | 0 | 0 | 0 | [44 empty] | 0
0 | [15 empty] | 0 |  |  | 0 | [16 empty] | 0 | 0 | 0 | 0 | 0 | 0 | 0 | 0 | 0 | 0 | 0 | [44 empty] | 0
0 | [15 empty] | 0 |  |  | 0 | [16 empty] | 0 | 0 | 0 | 0 | 0 | 0 | 0 | 0 | 0 | 0 | 0 | [44 empty] | 0
0 | [15 empty] | 0 |  |  | 0 | [16 empty] | 0 | 0 | 0 | 0 | 0 | 0 | 0 | 0 | 0 | 0 | 0 | [44 empty] | 0
0 | [15 empty] | 0 |  |  | 0 | [16 empty] | 0 | 0 | 0 | 0 | 0 | 0 | 0 | 0 | 0 | 0 | 0 | [44 empty] | 0
0 | [15 empty] | 0 |  |  | 0 | [16 empty] | 0 | 0 | 0 | 0 | 0 | 0 | 0 | 0 | 0 | 0 | 0 | [44 empty] | 0
0 | [15 empty] | 0 |  |  | 0 | [16 empty] | 0 | 0 | 0 | 0 | 0 | 0 | 0 | 0 | 0 | 0 | 0 | [44 empty] | 0
0 | [15 empty] | 0 |  |  | 0 | [16 empty] | 0 | 0 | 0 | 0 | 0 | 0 | 0 | 0 | 0 | 0 | 0 | [44 empty] | 0
0 | [15 empty] | 0 |  |  | 0 | [16 empty] | 0 | 0 | 0 | 0 | 0 | 0 | 0 | 0 | 0 | 0 | 0 | [44 empty] | 0
0 | [15 empty] | 0 |  |  | 0 | [16 empty] | 0 | 0 | 0 | 0 | 0 | 0 | 0 | 0 | 0 | 0 | 0 | [44 empty] | 0
0 | [15 empty] | 0 |  |  | 0 | [16 empty] | 0 | 0 | 0 | 0 | 0 | 0 | 0 | 0 | 0 | 0 | 0 | [44 empty] | 0
0 | [15 empty] | 0 |  |  | 0 | [16 empty] | 0 | 0 | 0 | 0 | 0 | 0 | 0 | 0 | 0 | 0 | 0 | [44 empty] | 0
0 | [15 empty] | 0 |  |  | 0 | [16 empty] | 0 | 0 | 0 | 0 | 0 | 0 | 0 | 0 | 0 | 0 | 0 | [44 empty] | 0
0 | [15 empty] | 0 |  |  | 0 | [16 empty] | 0 | 0 | 0 | 0 | 0 | 0 | 0 | 0 | 0 | 0 | 0 | [44 empty] | 0
0 | [15 empty] | 0 |  |  | 0 | [16 empty] | 0 | 0 | 0 | 0 | 0 | 0 | 0 | 0 | 0 | 0 | 0 | [44 empty] | 0
0 | [15 empty] | 0 |  |  | 0 | [16 empty] | 0 | 0 | 0 | 0 | 0 | 0 | 0 | 0 | 0 | 0 | 0 | [44 empty] | 0
0 | [15 empty] | 0 |  |  | 0 | [16 empty] | 0 | 0 | 0 | 0 | 0 | 0 | 0 | 0 | 0 | 0 | 0 | [44 empty] | 0
0 | [15 empty] | 0 |  |  | 0 | [16 empty] | 0 | 0 | 0 | 0 | 0 | 0 | 0 | 0 | 0 | 0 | 0 | [44 empty] | 0
0 | [15 empty] | 0 |  |  | 0 | [16 empty] | 0 | 0 | 0 | 0 | 0 | 0 | 0 | 0 | 0 | 0 | 0 | [44 empty] | 0
0 | [15 empty] | 0 |  |  | 0 | [16 empty] | 0 | 0 | 0 | 0 | 0 | 0 | 0 | 0 | 0 | 0 | 0 | [44 empty] | 0
0 | [15 empty] | 0 |  |  | 0 | [16 empty] | 0 | 0 | 0 | 0 | 0 | 0 | 0 | 0 | 0 | 0 | 0 | [44 empty] | 0
0 | [15 empty] | 0 |  |  | 0 | [16 empty] | 0 | 0 | 0 | 0 | 0 | 0 | 0 | 0 | 0 | 0 | 0 | [44 empty] | 0
0 | [15 empty] | 0 |  |  | 0 | [16 empty] | 0 | 0 | 0 | 0 | 0 | 0 | 0 | 0 | 0 | 0 | 0 | [44 empty] | 0
0 | [15 empty] | 0 |  |  | 0 | [16 empty] | 0 | 0 | 0 | 0 | 0 | 0 | 0 | 0 | 0 | 0 | 0 | [44 empty] | 0
0 | [15 empty] | 0 |  |  | 0 | [16 empty] | 0 | 0 | 0 | 0 | 0 | 0 | 0 | 0 | 0 | 0 | 0 | [44 empty] | 0
0 | [15 empty] | 0 |  |  | 0 | [16 empty] | 0 | 0 | 0 | 0 | 0 | 0 | 0 | 0 | 0 | 0 | 0 | [44 empty] | 0
0 | [15 empty] | 0 |  |  | 0 | [16 empty] | 0 | 0 | 0 | 0 | 0 | 0 | 0 | 0 | 0 | 0 | 0 | [44 empty] | 0
0 | [15 empty] | 0 |  |  | 0 | [16 empty] | 0 | 0 | 0 | 0 | 0 | 0 | 0 | 0 | 0 | 0 | 0 | [44 empty] | 0
0 | [15 empty] | 0 |  |  | 0 | [16 empty] | 0 | 0 | 0 | 0 | 0 | 0 | 0 | 0 | 0 | 0 | 0 | [44 empty] | 0
0 | [15 empty] | 0 |  |  | 0 | [16 empty] | 0 | 0 | 0 | 0 | 0 | 0 | 0 | 0 | 0 | 0 | 0 | [44 empty] | 0
0 | [15 empty] | 0 |  |  | 0 | [16 empty] | 0 | 0 | 0 | 0 | 0 | 0 | 0 | 0 | 0 | 0 | 0 | [44 empty] | 0
0 | [15 empty] | 0 |  |  | 0 | [16 empty] | 0 | 0 | 0 | 0 | 0 | 0 | 0 | 0 | 0 | 0 | 0 | [44 empty] | 0
0 | [15 empty] | 0 |  |  | 0 | [16 empty] | 0 | 0 | 0 | 0 | 0 | 0 | 0 | 0 | 0 | 0 | 0 | [44 empty] | 0
0 | [15 empty] | 0 |  |  | 0 | [16 empty] | 0 | 0 | 0 | 0 | 0 | 0 | 0 | 0 | 0 | 0 | 0 | [44 empty] | 0
0 | [15 empty] | 0 |  |  | 0 | [16 empty] | 0 | 0 | 0 | 0 | 0 | 0 | 0 | 0 | 0 | 0 | 0 | [44 empty] | 0
0 | [15 empty] | 0 |  |  | 0 | [16 empty] | 0 | 0 | 0 | 0 | 0 | 0 | 0 | 0 | 0 | 0 | 0 | [44 empty] | 0
0 | [15 empty] | 0 |  |  | 0 | [16 empty] | 0 | 0 | 0 | 0 | 0 | 0 | 0 | 0 | 0 | 0 | 0 | [44 empty] | 0
0 | [15 empty] | 0 |  |  | 0 | [16 empty] | 0 | 0 | 0 | 0 | 0 | 0 | 0 | 0 | 0 | 0 | 0 | [44 empty] | 0
0 | [15 empty] | 0 |  |  | 0 | [16 empty] | 0 | 0 | 0 | 0 | 0 | 0 | 0 | 0 | 0 | 0 | 0 | [44 empty] | 0
0 | [15 empty] | 0 |  |  | 0 | [16 empty] | 0 | 0 | 0 | 0 | 0 | 0 | 0 | 0 | 0 | 0 | 0 | [44 empty] | 0
0 | [15 empty] | 0 |  |  | 0 | [16 empty] | 0 | 0 | 0 | 0 | 0 | 0 | 0 | 0 | 0 | 0 | 0 | [44 empty] | 0
0 | [15 empty] | 0 |  |  | 0 | [16 empty] | 0 | 0 | 0 | 0 | 0 | 0 | 0 | 0 | 0 | 0 | 0 | [44 empty] | 0
0 | [15 empty] | 0 |  |  | 0 | [16 empty] | 0 | 0 | 0 | 0 | 0 | 0 | 0 | 0 | 0 | 0 | 0 | [44 empty] | 0
0 | [15 empty] | 0 |  |  | 0 | [16 empty] | 0 | 0 | 0 | 0 | 0 | 0 | 0 | 0 | 0 | 0 | 0 | [44 empty] | 0
0 | [15 empty] | 0 |  |  | 0 | [16 empty] | 0 | 0 | 0 | 0 | 0 | 0 | 0 | 0 | 0 | 0 | 0 | [44 empty] | 0
0 | [15 empty] | 0 |  |  | 0 | [16 empty] | 0 | 0 | 0 | 0 | 0 | 0 | 0 | 0 | 0 | 0 | 0 | [44 empty] | 0
0 | [15 empty] | 0 |  |  | 0 | [16 empty] | 0 | 0 | 0 | 0 | 0 | 0 | 0 | 0 | 0 | 0 | 0 | [44 empty] | 0
0 | [15 empty] | 0 |  |  | 0 | [16 empty] | 0 | 0 | 0 | 0 | 0 | 0 | 0 | 0 | 0 | 0 | 0 | [44 empty] | 0
0 | [15 empty] | 0 |  |  | 0 | [16 empty] | 0 | 0 | 0 | 0 | 0 | 0 | 0 | 0 | 0 | 0 | 0 | [44 empty] | 0
0 | [15 empty] | 0 |  |  | 0 | [16 empty] | 0 | 0 | 0 | 0 | 0 | 0 | 0 | 0 | 0 | 0 | 0 | [44 empty] | 0
0 | [15 empty] | 0 |  |  | 0 | [16 empty] | 0 | 0 | 0 | 0 | 0 | 0 | 0 | 0 | 0 | 0 | 0 | [44 empty] | 0
0 | [15 empty] | 0 |  |  | 0 | [16 empty] | 0 | 0 | 0 | 0 | 0 | 0 | 0 | 0 | 0 | 0 | 0 | [44 empty] | 0
0 | [15 empty] | 0 |  |  | 0 | [16 empty] | 0 | 0 | 0 | 0 | 0 | 0 | 0 | 0 | 0 | 0 | 0 | [44 empty] | 0
0 | [15 empty] | 0 |  |  | 0 | [16 empty] | 0 | 0 | 0 | 0 | 0 | 0 | 0 | 0 | 0 | 0 | 0 | [44 empty] | 0
0 | [15 empty] | 0 |  |  | 0 | [16 empty] | 0 | 0 | 0 | 0 | 0 | 0 | 0 | 0 | 0 | 0 | 0 | [44 empty] | 0
0 | [15 empty] | 0 |  |  | 0 | [16 empty] | 0 | 0 | 0 | 0 | 0 | 0 | 0 | 0 | 0 | 0 | 0 | [44 empty] | 0
0 | [15 empty] | 0 |  |  | 0 | [16 empty] | 0 | 0 | 0 | 0 | 0 | 0 | 0 | 0 | 0 | 0 | 0 | [44 empty] | 0
0 | [15 empty] | 0 |  |  | 0 | [16 empty] | 0 | 0 | 0 | 0 | 0 | 0 | 0 | 0 | 0 | 0 | 0 | [44 empty] | 0
0 | [15 empty] | 0 |  |  | 0 | [16 empty] | 0 | 0 | 0 | 0 | 0 | 0 | 0 | 0 | 0 | 0 | 0 | [44 empty] | 0
0 | [15 empty] | 0 |  |  | 0 | [16 empty] | 0 | 0 | 0 | 0 | 0 | 0 | 0 | 0 | 0 | 0 | 0 | [44 empty] | 0
0 | [15 empty] | 0 |  |  | 0 | [16 empty] | 0 | 0 | 0 | 0 | 0 | 0 | 0 | 0 | 0 | 0 | 0 | [44 empty] | 0
0 | [15 empty] | 0 |  |  | 0 | [16 empty] | 0 | 0 | 0 | 0 | 0 | 0 | 0 | 0 | 0 | 0 | 0 | [44 empty] | 0
0 | [15 empty] | 0 |  |  | 0 | [16 empty] | 0 | 0 | 0 | 0 | 0 | 0 | 0 | 0 | 0 | 0 | 0 | [44 empty] | 0
0 | [15 empty] | 0 |  |  | 0 | [16 empty] | 0 | 0 | 0 | 0 | 0 | 0 | 0 | 0 | 0 | 0 | 0 | [44 empty] | 0
0 | [15 empty] | 0 |  |  | 0 | [16 empty] | 0 | 0 | 0 | 0 | 0 | 0 | 0 | 0 | 0 | 0 | 0 | [44 empty] | 0
0 | [15 empty] | 0 |  |  | 0 | [16 empty] | 0 | 0 | 0 | 0 | 0 | 0 | 0 | 0 | 0 | 0 | 0 | [44 empty] | 0
0 | [15 empty] | 0 |  |  | 0 | [16 empty] | 0 | 0 | 0 | 0 | 0 | 0 | 0 | 0 | 0 | 0 | 0 | [44 empty] | 0
0 | [15 empty] | 0 |  |  | 0 | [16 empty] | 0 | 0 | 0 | 0 | 0 | 0 | 0 | 0 | 0 | 0 | 0 | [44 empty] | 0
0 | [15 empty] | 0 |  |  | 0 | [16 empty] | 0 | 0 | 0 | 0 | 0 | 0 | 0 | 0 | 0 | 0 | 0 | [44 empty] | 0
0 | [15 empty] | 0 |  |  | 0 | [16 empty] | 0 | 0 | 0 | 0 | 0 | 0 | 0 | 0 | 0 | 0 | 0 | [44 empty] | 0
0 | [15 empty] | 0 |  |  | 0 | [16 empty] | 0 | 0 | 0 | 0 | 0 | 0 | 0 | 0 | 0 | 0 | 0 | [44 empty] | 0
0 | [15 empty] | 0 |  |  | 0 | [16 empty] | 0 | 0 | 0 | 0 | 0 | 0 | 0 | 0 | 0 | 0 | 0 | [44 empty] | 0
0 | [15 empty] | 0 |  |  | 0 | [16 empty] | 0 | 0 | 0 | 0 | 0 | 0 | 0 | 0 | 0 | 0 | 0 | [44 empty] | 0
0 | [15 empty] | 0 |  |  | 0 | [16 empty] | 0 | 0 | 0 | 0 | 0 | 0 | 0 | 0 | 0 | 0 | 0 | [44 empty] | 0
0 | [15 empty] | 0 |  |  | 0 | [16 empty] | 0 | 0 | 0 | 0 | 0 | 0 | 0 | 0 | 0 | 0 | 0 | [44 empty] | 0
0 | [15 empty] | 0 |  |  | 0 | [16 empty] | 0 | 0 | 0 | 0 | 0 | 0 | 0 | 0 | 0 | 0 | 0 | [44 empty] | 0
0 | [15 empty] | 0 |  |  | 0 | [16 empty] | 0 | 0 | 0 | 0 | 0 | 0 | 0 | 0 | 0 | 0 | 0 | [44 empty] | 0
0 | [15 empty] | 0 |  |  | 0 | [16 empty] | 0 | 0 | 0 | 0 | 0 | 0 | 0 | 0 | 0 | 0 | 0 | [44 empty] | 0
0 | [15 empty] | 0 |  |  | 0 | [16 empty] | 0 | 0 | 0 | 0 | 0 | 0 | 0 | 0 | 0 | 0 | 0 | [44 empty] | 0
0 | [15 empty] | 0 |  |  | 0 | [16 empty] | 0 | 0 | 0 | 0 | 0 | 0 | 0 | 0 | 0 | 0 | 0 | [44 empty] | 0
0 | [15 empty] | 0 |  |  | 0 | [16 empty] | 0 | 0 | 0 | 0 | 0 | 0 | 0 | 0 | 0 | 0 | 0 | [44 empty] | 0
0 | [15 empty] | 0 |  |  | 0 | [16 empty] | 0 | 0 | 0 | 0 | 0 | 0 | 0 | 0 | 0 | 0 | 0 | [44 empty] | 0
0 | [15 empty] | 0 |  |  | 0 | [16 empty] | 0 | 0 | 0 | 0 | 0 | 0 | 0 | 0 | 0 | 0 | 0 | [44 empty] | 0
0 | [15 empty] | 0 |  |  | 0 | [16 empty] | 0 | 0 | 0 | 0 | 0 | 0 | 0 | 0 | 0 | 0 | 0 | [44 empty] | 0
0 | [15 empty] | 0 |  |  | 0 | [16 empty] | 0 | 0 | 0 | 0 | 0 | 0 | 0 | 0 | 0 | 0 | 0 | [44 empty] | 0
0 | [15 empty] | 0 |  |  | 0 | [16 empty] | 0 | 0 | 0 | 0 | 0 | 0 | 0 | 0 | 0 | 0 | 0 | [44 empty] | 0
0 | [15 empty] | 0 |  |  | 0 | [16 empty] | 0 | 0 | 0 | 0 | 0 | 0 | 0 | 0 | 0 | 0 | 0 | [44 empty] | 0
0 | [15 empty] | 0 |  |  | 0 | [16 empty] | 0 | 0 | 0 | 0 | 0 | 0 | 0 | 0 | 0 | 0 | 0 | [44 empty] | 0
0 | [15 empty] | 0 |  |  | 0 | [16 empty] | 0 | 0 | 0 | 0 | 0 | 0 | 0 | 0 | 0 | 0 | 0 | [44 empty] | 0
0 | [15 empty] | 0 |  |  | 0 | [16 empty] | 0 | 0 | 0 | 0 | 0 | 0 | 0 | 0 | 0 | 0 | 0 | [44 empty] | 0
0 | [15 empty] | 0 |  |  | 0 | [16 empty] | 0 | 0 | 0 | 0 | 0 | 0 | 0 | 0 | 0 | 0 | 0 | [44 empty] | 0
0 | [15 empty] | 0 |  |  | 0 | [16 empty] | 0 | 0 | 0 | 0 | 0 | 0 | 0 | 0 | 0 | 0 | 0 | [44 empty] | 0
0 | [15 empty] | 0 |  |  | 0 | [16 empty] | 0 | 0 | 0 | 0 | 0 | 0 | 0 | 0 | 0 | 0 | 0 | [44 empty] | 0
0 | [15 empty] | 0 |  |  | 0 | [16 empty] | 0 | 0 | 0 | 0 | 0 | 0 | 0 | 0 | 0 | 0 | 0 | [44 empty] | 0
0 | [15 empty] | 0 |  |  | 0 | [16 empty] | 0 | 0 | 0 | 0 | 0 | 0 | 0 | 0 | 0 | 0 | 0 | [44 empty] | 0
0 | [15 empty] | 0 |  |  | 0 | [16 empty] | 0 | 0 | 0 | 0 | 0 | 0 | 0 | 0 | 0 | 0 | 0 | [44 empty] | 0
0 | [15 empty] | 0 |  |  | 0 | [16 empty] | 0 | 0 | 0 | 0 | 0 | 0 | 0 | 0 | 0 | 0 | 0 | [44 empty] | 0
0 | [15 empty] | 0 |  |  | 0 | [16 empty] | 0 | 0 | 0 | 0 | 0 | 0 | 0 | 0 | 0 | 0 | 0 | [44 empty] | 0
0 | [15 empty] | 0 |  |  | 0 | [16 empty] | 0 | 0 | 0 | 0 | 0 | 0 | 0 | 0 | 0 | 0 | 0 | [44 empty] | 0
0 | [15 empty] | 0 |  |  | 0 | [16 empty] | 0 | 0 | 0 | 0 | 0 | 0 | 0 | 0 | 0 | 0 | 0 | [44 empty] | 0
0 | [15 empty] | 0 |  |  | 0 | [16 empty] | 0 | 0 | 0 | 0 | 0 | 0 | 0 | 0 | 0 | 0 | 0 | [44 empty] | 0
0 | [15 empty] | 0 |  |  | 0 | [16 empty] | 0 | 0 | 0 | 0 | 0 | 0 | 0 | 0 | 0 | 0 | 0 | [44 empty] | 0
0 | [15 empty] | 0 |  |  | 0 | [16 empty] | 0 | 0 | 0 | 0 | 0 | 0 | 0 | 0 | 0 | 0 | 0 | [44 empty] | 0
0 | [15 empty] | 0 |  |  | 0 | [16 empty] | 0 | 0 | 0 | 0 | 0 | 0 | 0 | 0 | 0 | 0 | 0 | [44 empty] | 0
0 | [15 empty] | 0 |  |  | 0 | [16 empty] | 0 | 0 | 0 | 0 | 0 | 0 | 0 | 0 | 0 | 0 | 0 | [44 empty] | 0
0 | [15 empty] | 0 |  |  | 0 | [16 empty] | 0 | 0 | 0 | 0 | 0 | 0 | 0 | 0 | 0 | 0 | 0 | [44 empty] | 0
0 | [15 empty] | 0 |  |  | 0 | [16 empty] | 0 | 0 | 0 | 0 | 0 | 0 | 0 | 0 | 0 | 0 | 0 | [44 empty] | 0
0 | [15 empty] | 0 |  |  | 0 | [16 empty] | 0 | 0 | 0 | 0 | 0 | 0 | 0 | 0 | 0 | 0 | 0 | [44 empty] | 0
0 | [15 empty] | 0 |  |  | 0 | [16 empty] | 0 | 0 | 0 | 0 | 0 | 0 | 0 | 0 | 0 | 0 | 0 | [44 empty] | 0
0 | [15 empty] | 0 |  |  | 0 | [16 empty] | 0 | 0 | 0 | 0 | 0 | 0 | 0 | 0 | 0 | 0 | 0 | [44 empty] | 0
0 | [15 empty] | 0 |  |  | 0 | [16 empty] | 0 | 0 | 0 | 0 | 0 | 0 | 0 | 0 | 0 | 0 | 0 | [44 empty] | 0
0 | [15 empty] | 0 |  |  | 0 | [16 empty] | 0 | 0 | 0 | 0 | 0 | 0 | 0 | 0 | 0 | 0 | 0 | [44 empty] | 0
0 | [15 empty] | 0 |  |  | 0 | [16 empty] | 0 | 0 | 0 | 0 | 0 | 0 | 0 | 0 | 0 | 0 | 0 | [44 empty] | 0
0 | [15 empty] | 0 |  |  | 0 | [16 empty] | 0 | 0 | 0 | 0 | 0 | 0 | 0 | 0 | 0 | 0 | 0 | [44 empty] | 0
0 | [15 empty] | 0 |  |  | 0 | [16 empty] | 0 | 0 | 0 | 0 | 0 | 0 | 0 | 0 | 0 | 0 | 0 | [44 empty] | 0
0 | [15 empty] | 0 |  |  | 0 | [16 empty] | 0 | 0 | 0 | 0 | 0 | 0 | 0 | 0 | 0 | 0 | 0 | [44 empty] | 0
0 | [15 empty] | 0 |  |  | 0 | [16 empty] | 0 | 0 | 0 | 0 | 0 | 0 | 0 | 0 | 0 | 0 | 0 | [44 empty] | 0
0 | [15 empty] | 0 |  |  | 0 | [16 empty] | 0 | 0 | 0 | 0 | 0 | 0 | 0 | 0 | 0 | 0 | 0 | [44 empty] | 0
0 | [15 empty] | 0 |  |  | 0 | [16 empty] | 0 | 0 | 0 | 0 | 0 | 0 | 0 | 0 | 0 | 0 | 0 | [44 empty] | 0
0 | [15 empty] | 0 |  |  | 0 | [16 empty] | 0 | 0 | 0 | 0 | 0 | 0 | 0 | 0 | 0 | 0 | 0 | [44 empty] | 0
0 | [15 empty] | 0 |  |  | 0 | [16 empty] | 0 | 0 | 0 | 0 | 0 | 0 | 0 | 0 | 0 | 0 | 0 | [44 empty] | 0
0 | [15 empty] | 0 |  |  | 0 | [16 empty] | 0 | 0 | 0 | 0 | 0 | 0 | 0 | 0 | 0 | 0 | 0 | [44 empty] | 0
0 | [15 empty] | 0 |  |  | 0 | [16 empty] | 0 | 0 | 0 | 0 | 0 | 0 | 0 | 0 | 0 | 0 | 0 | [44 empty] | 0
0 | [15 empty] | 0 |  |  | 0 | [16 empty] | 0 | 0 | 0 | 0 | 0 | 0 | 0 | 0 | 0 | 0 | 0 | [44 empty] | 0
0 | [15 empty] | 0 |  |  | 0 | [16 empty] | 0 | 0 | 0 | 0 | 0 | 0 | 0 | 0 | 0 | 0 | 0 | [44 empty] | 0
0 | [15 empty] | 0 |  |  | 0 | [16 empty] | 0 | 0 | 0 | 0 | 0 | 0 | 0 | 0 | 0 | 0 | 0 | [44 empty] | 0
0 | [15 empty] | 0 |  |  | 0 | [16 empty] | 0 | 0 | 0 | 0 | 0 | 0 | 0 | 0 | 0 | 0 | 0 | [44 empty] | 0
0 | [15 empty] | 0 |  |  | 0 | [16 empty] | 0 | 0 | 0 | 0 | 0 | 0 | 0 | 0 | 0 | 0 | 0 | [44 empty] | 0
0 | [15 empty] | 0 |  |  | 0 | [16 empty] | 0 | 0 | 0 | 0 | 0 | 0 | 0 | 0 | 0 | 0 | 0 | [44 empty] | 0
0 | [15 empty] | 0 |  |  | 0 | [16 empty] | 0 | 0 | 0 | 0 | 0 | 0 | 0 | 0 | 0 | 0 | 0 | [44 empty] | 0
0 | [15 empty] | 0 |  |  | 0 | [16 empty] | 0 | 0 | 0 | 0 | 0 | 0 | 0 | 0 | 0 | 0 | 0 | [44 empty] | 0
0 | [15 empty] | 0 |  |  | 0 | [16 empty] | 0 | 0 | 0 | 0 | 0 | 0 | 0 | 0 | 0 | 0 | 0 | [44 empty] | 0
0 | [15 empty] | 0 |  |  | 0 | [16 empty] | 0 | 0 | 0 | 0 | 0 | 0 | 0 | 0 | 0 | 0 | 0 | [44 empty] | 0
0 | [15 empty] | 0 |  |  | 0 | [16 empty] | 0 | 0 | 0 | 0 | 0 | 0 | 0 | 0 | 0 | 0 | 0 | [44 empty] | 0
0 | [15 empty] | 0 |  |  | 0 | [16 empty] | 0 | 0 | 0 | 0 | 0 | 0 | 0 | 0 | 0 | 0 | 0 | [44 empty] | 0
0 | [15 empty] | 0 |  |  | 0 | [16 empty] | 0 | 0 | 0 | 0 | 0 | 0 | 0 | 0 | 0 | 0 | 0 | [44 empty] | 0
Do NOT enter program data in this row or below. The Spreadsheet will not evaluate any such data. | bar: 2009 Qtr 1; 2011 Qtr 2 to 2011 Qtr 4; 2013 Qtr 2 to 2013 Qtr 4; 2015 Qtr 2 to 2015 Qtr 4
Lists of Dimensions and their Labels
|  |  | Climate Zones | Sectors |  |  | Measure Types for Measure Life | Measure Types for NTGR | Gas Sector | Gas Savings Profile | Combustor Type | [5 empty] | Sector Name | End Uses
|  |  | 6 | Residential |  |  | NONRESIDENTIAL MEASURES: |  | Residential | Summer Only | Large Boilers (>100 MMBtu/hr Heat Input):Uncontrolled | [5 empty] | Residential | AC_Cooling | HorizAxisClothesWasher | AC
|  |  | 8 | Retail |  |  | **************************************************************** | Appliance early retirement and replacement 0.80 | Commercial | Winter Only | Large Boilers (>100 MMBtu/hr Heat Input):Controlled Low NOx Burner | [5 empty] | Office | Lighting | >135K_Air_AC | >135K_Wtr_AC | IndoorLt
|  |  | 9 | Office |  |  | Ballast – Dimmable: NR - 11 | California Home Energy Efficiency Rating System (CHEERS) | Core | Annual | Large Boilers (>100 MMBtu/hr Heat Input):Controlled – Flue Gas Recirculation | [5 empty] | Retail | >135K_Air_AC | >135K_Wtr_AC | IndoorLt
|  |  | 10 | Misc._Commercial |  |  | Ballast – Electronic: NR - 11 | Residential Audits 0.72 |  |  | Small Boilers (<100 MMBtu/hr Heat Input):Uncontrolled | [5 empty] | Misc._Commercial | Economy_cycle | New_AC | New_HtPmp | Roof_insul | Wall_insul | Reduce_Cooling_Load | IndoorLt | Outdoor Lt | Outdoor Lt | DayLt & Controls | Perimter Lt Control | Pool HtPmp | DHW HtPmp | Refrigeration
|  |  | 13 | Not Used |  |  | Fluorescent Fixture – T8: C/I/A - 11 | Refrigerator Recycling 0.35 |  |  | Small Boilers (<100 MMBtu/hr Heat Input):Controlled Low NOx Burner
|  |  | 14 | Not Used |  |  | Fixture: T8 Lamp & Electronic Ballast: C/I/A - 11 | Freezer Recycling 0.54 |  |  | Small Boilers (<100 MMBtu/hr Heat Input):Controlled – Flue Gas Recirculation
|  |  | 15 | Not Used |  |  | T8 Fixtures – 17 Watt Lamp, 2ft or 32-watt Lamp, 4ft 11 | Residential Contractor Program 0.89 |  |  | Residential Furnaces (<0.3):Uncontrolled
|  |  | 16 |  |  |  | T8 Lamps: C/I/A - 5 | Emerging Technologies 0.83
|  |  | System |  |  |  | High Efficiency Lighting (HID): NR - 16 | All other residential programs 0.80
[7 empty] | High Output T5 Fixture: NR - 16 |  | Electric Rate | Gas Rate
[7 empty] | Indoor or Outdoor Lighting System Modification: NR - 13.5 | Advanced water heating systems 1.00 | Residential | 0
[7 empty] | Lighting Controls: NR - 16 | Agricultural and Dairy Incentives 0.75 | Commercial | Residential
[7 empty] | Daylighting Controls; NR - 16 | Coin Laundry and Dry Cleaner Education 0.70 | Not Used | Not Used
[7 empty] | Lighting Power Density: NR - 11 | Commercial and agricultural information, tools, or design assistance services | Not Used
[7 empty] | Exit Sign – CF Hardware Kit/LED/ Electro-Luminescent: NR - 16 | Comprehensive Space Conditioning 1.00 | Not Used
[7 empty] | Occupancy Sensor: NR - 8 | Lodging Education 0.70
[7 empty] | Photocell: NR - 8 | Express Efficiency (rebates) 0.96
[7 empty] | Time Clock – Lighting: NR - 8 | Energy Management Services, including audits (for small and medium customers)
[7 empty] | Induction Lamps: NR - 2 | Food Services Equipment Retrofit 1.00
[7 empty] | Induction Fixture: NR - 16 | Industrial Information and Services 0.74
[7 empty] | Delamp/reflectors: C/I - 11 | Large Standard Performance Contract 0.70
[7 empty] | Optical Reflectors- new construction: Ind, NRNC - 12 | All other nonresidential programs 0.80
[7 empty] | Optical Reflectors- retrofit: NR - 10 | New Construction
[7 empty] | HID fixture: Interior, >= 176 Watts lamp: Ind - 16 | Industrial and Agricultural Process 0.94
[7 empty] | HID fixture: Interior, 251-400 Watt lamp: Com - 16 | Industrial new construction incentives 0.62
[7 empty] | CFL Fixture: Pin based CFL fixture: Com - 12.0 | Savings by Design 0.82
[7 empty] | Screw-in CFL: Education - Primary School: NR - 5.6 | All other new construction programs 0.80
[7 empty] | Screw-in CFL: Education - Secondary School: NR - 3.5 | Codes and Standards
Screw-in CFL: Education - Community College: NR - 2.1
Screw-in CFL: Education - University: NR - 2.6
Screw-in CFL: Grocery: NR - 1.4
Screw-in CFL: Health/Medical - Hospital: NR - 0.9
Screw-in CFL: Health/Medical - Nursing Home: NR - 0.9
Screw-in CFL: Lodging - Hotel: NR - 0.9
Screw-in CFL: Lodging - Motel: NR - 0.9
Screw-in CFL: Lodging - Guest Rooms: NR - 7.0
Screw-in CFL: Manufacturing - Light Industrial: NR - 2.8
Screw-in CFL: Office - Large: NR - 2.9
Screw-in CFL: Office - Small: NR - 3.2
Screw-in CFL: Restaurant - Sit-Down: NR - 2.3
Screw-in CFL: Restaurant - Fast-Food: NR - 1.3
Screw-in CFL: Retail - 3-Story Large: NR - 1.9
Screw-in CFL: Retail - Single-Story Large: NR - 1.8
Screw-in CFL: Retail - Small: NR - 2.1
Screw-in CFL: Storage - Conditioned: NR - 2.8
Screw-in CFL: Storage - Unconditioned: NR - 2.8
Screw-in CFL: Warehouse - Refrigerated: NR - 3.1
HVAC/Refrigeration – SPC: NR - 16
Chiller – High Efficiency: NR - 20
Chiller – Variable Speed Drive: NR - 20
Water Cooled Chillers: NR - 20
Air Conditioners – High Efficiency: NR - 15
Packaged HVAC Systems: NR - 15
Install HVAC EMS: Com - 14
AC Packaged Terminal Units: NR - 15
Evaporative Coolers: NR - 15
Boiler – High Efficiency: NR - 20
Cooling Towers/Evaporative Condenser: NR - 15
Heat Pump – Split System: NR - 15
Heat Pump with Integrated Water Heating: NR - 10
Ground Source Heat Pump: NR - 15
Reduce Internal Load: NR - 15
Insulation: NR - 20
Insulation Package: NR - 20
Reflective Window Film: NR - 10
Bypass/Delay Timer(lighting): NR - 8
Set-Back Thermostat: NR - 11
Time Clock - HVAC: NR - 10
HVAC/Space Heating/Efficiency (Gas): NR - 18
Nonresidential Gas – AC: NR - 20
Adjustable speed drive, application unknown: Ag - 10
Adjustable speed drive, application unknown: Com - 10
Adjustable Speed Drive: HVAC fan, 50 HP Max: Com - 10
Pump repair: Ag - 11
Injection molding machines: Ind - 15
Plastic extusion equipment: Ind - 15
Process cooling: Ind - 15
Process equipment insulation: Ind - 15
Horizontal Clothes Washer: NR - 10
Efficient Dishwashing: NR - 5
Water Heater Controls: NR - 15
Cooking measures , Assorted: Com - 12
Water Heater – Gas: NR - 15
Domestic Hot Water Boiler (Gas): NR - 20
Auto Closer for Cooler/Freezer: NR - 8
Door Gaskets: NR - 4
Floating Head Pressure: NR - 16
Heatless Door: NR - 16
Humidistat Control for Anti-Sweat Heater: NR - 12
Insulation on Refrigeration Suction Line: NR - 11
Night Covers for Display Cases: NR - 5
PSC Evaporator Motor – Walkin/ Display: NR - 15
Refrigeration Case Doors – Glass/Acrylic: NR - 12
Refrigerator Case with Doors: NR - 12
Refrigerator Condensate Evaporator – Elec/Non Elec: NR - 8
Strip Curtains for Walk-Ins: NR - 4
Ballast: Electronic, for display case: NR - 11
Defrost: NR - 16
FHP & EFF Conditioner: NR - 16
High-efficiency Liquid Suction Heat Exchangers: NR - 16
Night Shields on Refrigerator and Freezer Cases: NR - 5
Walk-in Refrigerator or Freezer: Evaporative Fan Controller: NR - 5
Multiplec Refrigeration Systems/Supermarket Systems: NR - 10
Kiln/Oven/Furnace: NR - 18
Thermal Night Curtains: NR - 5
Custom Measures – SPC: NR - 15
Local Government Partnership: NR - 11
Audits: NR - 3
Plug Load Sensor: NR - 10
Information: NR - 1
High Efficiency Motors: NR - 15
Process Overhaul: NR - 20
System Controls: NR - 15
RESIDENTIAL MEASURES
****************************************************************
T8 Fixtures ; lamp or ballast: Res - 15
Pin based CFL Fixture: Res - 16
CFL: Indoor Screw in: Res - 9.4
CFL: Outdoor Screw in: Res - 7
Torchiere: Res - 9
Air Conditioners with SEER >= 11.0: Res - 18
Central Air Conditioners: Res - 18
Duct Testing: Res NC - 18
High Energy Efficiency Ducts: Res - 18
Whole House Fan: Res - 15
Evaporative Cooler: Res - 15
Glazing - Low E Double / Low Shade Coefficient: Res - 20
Heat Pump - Electric: Res - 15
Insulation - Ceiling / Floor / Walls: Res - 20
A/C with Integrated Water Heating: Res - 10
Programmable Thermostat: Res - 12
Audits: Res - 3
Gas Cooktops: Res - 20
Gas Dryer Stub: Res - 18
Energy-Efficient Furnaces: Res - 18
Refrigerator Recycling: Res - 10
Refrigerator - Energy Efficient; 20% more efficient: Res - 18
Refrigerators: Res - 18
GENERIC USEFUL LIVES:
****************************************************************
0.1
0.2
0.3
0.4
0.5
0.6
0.7
0.8
0.9
1
1.1
1.2
1.3
1.4
1.5
1.6
1.7
1.8
1.9
2
2.1
2.2
2.3
2.4
2.5
2.6
2.7
2.8
2.9
3
3.1
3.2
3.3
3.4
3.5
3.6
3.7
3.8
3.9
4
4.1
4.2
4.3
4.4
4.5
4.6
4.7
4.8
4.9
5
5.1
5.2
5.3
5.4
5.5
5.6
5.7
5.8
5.9
6
6.1
6.2
6.3
6.4
6.5
6.6
6.7
6.8
6.9
7
7.1
7.2
7.3
7.4
7.5
7.6
7.7
7.8
7.9
8
8.1
8.2
8.3
8.4
8.5
8.6
8.7
8.8
8.9
9
9.1
9.2
9.3
9.4
9.5
9.6
9.7
9.8
9.9
10
10.1
10.2
10.3
10.4
10.5
10.6
10.7
10.8
10.9
11
11.1
11.2
11.3
11.4
11.5
11.6
11.7
11.8
11.9
12
12.1
12.2
12.3
12.4
12.5
12.6
12.7
12.8
12.9
13
13.1
13.2
13.3
13.4
13.5
13.6
13.7
13.8
13.9
14
14.1
14.2
14.3
14.4
14.5
14.6
14.7
14.8
14.9
15
15.1
15.2
15.3
15.4
15.5
15.6
15.7
15.8
15.9
16
16.1
16.2
16.3
16.4
16.5
16.6
16.7
16.8
16.9
17
17.1
17.2
17.3
17.4
17.5
17.6
17.7
17.8
17.9
18
19
20