## Export
PROGRAM NAME | 0
BUDGET
Administrative Costs
Overhead and G&A | 0
Other Administrative Costs | 0
Marketing/Outreach | 0
Direct Implementation
Incentives and Rebates
User Input Incentive | 0
Direct Install Rebate | 1064800.1
Direct Install Labor | 0
Direct Install Materials | 0
Activity | 0
Installation | 0
Hardware & Materials | 0
Rebate Processing & Inspection | 0
EM&V Costs | 0
Budget | 1064800.1
Costs recovered from other sources | 0
Budget (plus other costs) | 1064800.1
PROGRAM IMPACTS
Program Reductions for Measures installed through 2008
User Entered kW (kW) | 0
Net Jul-Sept Peak (kW) | 0
Net Dec-Feb Peak (kW) | 0
Net NCP (kW) | 0
Net CEC (kW) | 0
Annual Net kWh | 42675.0691
Lifecycle Net kWh | 213375.3457
Annual Net Therms | 4813014.3206
Lifecycle Net Therms | 35777281.8749
Cost Effectiveness for all measures installed through 2012
TRC
Costs | 2537554.4634
Electric Benefits | 18310.9904
Gas Benefits | 20985704.3739
Net Benefits (NPV) | 18466460.9009
BC Ratio | 8.2773
PAC
Costs | 919439.5362
Electric Benefits | 18310.9904
Gas Benefits | 20985704.3739
Net Benefits (NPV) | 20084575.8281
BC Ratio | 22.8444
Levelized Cost
Levelized Cost TRC ($/kWh )
Discounted kWh | 160035.1881
Cost | 0.046982
Benefits | 0.11442
Benefit-Cost | 0.067436
Levelized Cost PAC ($/kWh)
Discounted kWh | 160035.1881
Cost | 0.021863
Benefits | 0.11442
Benefit-Cost | 0.092555
Levelized Cost TRC ($/therm)
Discounted Therms | 23423433.1063
Cost | 0.10801
Benefits | 0.89593
Benefit-Cost | 0.78791
Levelized Cost PAC ($/therm)
Discounted Therms | 23423433.1063
Cost | 0.039104
Benefits | 0.89593
Benefit-Cost | 0.85682
Emission Annual Reductions (2006-2008)
Electric Annual CO2 (tons) - 2006 | 0
2007 | 27.4408
2008 | 0
Electric Lifecycle CO2 (tons) - 2006 | 0
2007 | 137.2039
2008 | 0
Electric Annual NOX (tons) - 2006 | 0
2007 | 0.0040361
2008 | 0
Electric Lifecycle NOX (tons) - 2006 | 0
2007 | 0.020181
2008 | 0
Electric Annual SO2 (lbs) - 2006
2007
2008
Electric Lifecycle SO2 (lbs) - 2006
2007
2008
Gas Annual CO2 (tons) - 2006 | 0
2007 | 28156.1338
2008 | 0
Gas Lifecycle CO2 (tons) - 2006 | 0
2007 | 209297.099
2008 | 0
Gas Annual NOX (tons) - 2006 | 0
2007 | 22.1399
2008 | 0
Gas Lifecycle NOX (tons) - 2006 | 0
2007 | 164.5755
2008 | 0
Gas Annual SO2 (lbs) - 2006
2007
2008
Gas Lifecycle SO2 (lbs) - 2006
2007
2008
Data below not currently used in Energy Division workbook
Levelized Cost RIM ($/therm)
Discounted Therms | 23423433.1063
Cost | 0.039219
Benefits | 0.89593
Benefit-Cost | 0.85671
Levelized Cost RIM ($/kWh)
Discounted kWh | 160035.1881
Cost | 0.0050086
Benefits | 0.11442
Benefit-Cost | 0.85671
RIM
Costs | 919439.5362
Electric Benefits | 18310.9904
Gas Benefits | 20985704.3739
Net Benefits (NPV) | 20084575.8281
BC Ratio | 22.8444
Impacts for all programs installed trhough 2012
Net July-Sept Peak (kW)
Clothes Dryer | 0
Clothes Washer | 0
Consumer Electronics | 0
Cooking | 0
Dishwasher | 0
Net Dec-Feb Pk (kW)
Clothes Dryer | 0
Clothes Washer | 0
Consumer Electronics | 0
Cooking | 0
Dishwasher | 0
0
Clothes Dryer | 0
Clothes Washer | 0
Consumer Electronics | 0
Cooking | 0
Dishwasher | 0
Annual Net kWh
Clothes Dryer | 0
Clothes Washer | 0
Consumer Electronics | 0
Cooking | 0
Dishwasher | 0
Lifecycle Net kWh
Clothes Dryer | 0
Clothes Washer | 0
Consumer Electronics | 0
Cooking | 0
Dishwasher | 0
Annual Net Therms
Clothes Dryer | 0
Clothes Washer | 0
Consumer Electronics | 0
Cooking | 0
Dishwasher | 0
Lifecycle Net Therms
Clothes Dryer | 0
Clothes Washer | 0
Consumer Electronics | 0
Cooking | 0
Dishwasher | 0

## Output by Measure
0
0
SoCal Gas | [7 empty] | Levelized Benefits less Costs (TRC) |  |  |  | Levelized Benefits less Costs (PAC) |  |  |  | Benefit Cost Ratios
Net Impacts by Measure | [7 empty] | No Allocated Admin |  | w/ Allocated Admin |  | No Allocated Admin |  | w/ Allocated Admin |  | No Allocated Admin |  | w/ Allocated Admin
| Net Avg Jul-Sep (kW) | Net Dec-Feb Pk (kW) | Net User Entered kW | Annual kWh adj for Net to gross | Lifecycle kWh (Annual * Measure Life) | Annual Therms | Lifecycle Therms | Electric ($/kWh) | Gas ($/Th) | Electric ($/kWh) | Gas ($/Th) | Electric ($/kWh) | Gas ($/Th) | Electric ($/kWh) | Gas ($/Th) | TRC | PAC | TRC | PAC
Total or Average | 0 | 0 | 0 | 42675.0691 | 213375.3457 | 4813014.3206 | 35777281.8749 | 0.067436 | 0.78791 | 0.067436 | 0.78791 | 0.092555 | 0.85682 | 0.092555 | 0.85682
311015-Commercial Boiler (Non-Space Heat, Non-Process) | 0 | 0 | 0 | 0 | 0 | 1765.5168 | 35310.336 | 0 | 0.20721 | 0 | 0.20721 | 0 | 0.81579 | 0 | 0.81579 | 1.2911 | 8.9014 | 1.2911 | 8.9014
311015-Commercial Boiler (Non-Space Heat, Non-Process) | 0 | 0 | 0 | 0 | 0 | 331.2 | 6624 | 0 | 0.20721 | 0 | 0.20721 | 0 | 0.81579 | 0 | 0.81579 | 1.2911 | 8.9014 | 1.2911 | 8.9014
311015-Commercial Boiler (Non-Space Heat, Non-Process) | 0 | 0 | 0 | 0 | 0 | 882.7584 | 17655.168 | 0 | 0.20721 | 0 | 0.20721 | 0 | 0.81579 | 0 | 0.81579 | 1.2911 | 8.9014 | 1.2911 | 8.9014
311015-Commercial Boiler (Non-Space Heat, Non-Process) | 0 | 0 | 0 | 0 | 0 | 1324.8 | 26496 | 0 | 0.20721 | 0 | 0.20721 | 0 | 0.81579 | 0 | 0.81579 | 1.2911 | 8.9014 | 1.2911 | 8.9014
311015-Commercial Boiler (Non-Space Heat, Non-Process) | 0 | 0 | 0 | 0 | 0 | 278.208 | 5564.16 | 0 | 0.20721 | 0 | 0.20721 | 0 | 0.81579 | 0 | 0.81579 | 1.2911 | 8.9014 | 1.2911 | 8.9014
311015-Commercial Boiler (Non-Space Heat, Non-Process) | 0 | 0 | 0 | 0 | 0 | 176.1984 | 3523.968 | 0 | 0.20721 | 0 | 0.20721 | 0 | 0.81579 | 0 | 0.81579 | 1.2911 | 8.9014 | 1.2911 | 8.9014
311015-Commercial Boiler (Non-Space Heat, Non-Process) | 0 | 0 | 0 | 0 | 0 | 220.8 | 4416 | 0 | 0.20721 | 0 | 0.20721 | 0 | 0.81579 | 0 | 0.81579 | 1.2911 | 8.9014 | 1.2911 | 8.9014
311015-Commercial Boiler (Non-Space Heat, Non-Process) | 0 | 0 | 0 | 0 | 0 | 1081.92 | 21638.4 | 0 | 0.20721 | 0 | 0.20721 | 0 | 0.81579 | 0 | 0.81579 | 1.2911 | 8.9014 | 1.2911 | 8.9014
311015-Commercial Boiler (Non-Space Heat, Non-Process) | 0 | 0 | 0 | 0 | 0 | 174.432 | 3488.64 | 0 | 0.20721 | 0 | 0.20721 | 0 | 0.81579 | 0 | 0.81579 | 1.2911 | 8.9014 | 1.2911 | 8.9014
311015-Commercial Boiler (Non-Space Heat, Non-Process) | 0 | 0 | 0 | 0 | 0 | 220.8 | 4416 | 0 | 0.20721 | 0 | 0.20721 | 0 | 0.81579 | 0 | 0.81579 | 1.2911 | 8.9014 | 1.2911 | 8.9014
311016-Process Boiler - Steam | 0 | 0 | 0 | 0 | 0 | 708.624 | 14172.48 | 0 | 0.034067 | 0 | 0.034067 | 0 | 0.79068 | 0 | 0.79068 | 1.0385 | 7.1598 | 1.0385 | 7.1598
311016-Process Boiler - Steam | 0 | 0 | 0 | 0 | 0 | 710.4 | 14208 | 0 | 0.034067 | 0 | 0.034067 | 0 | 0.79068 | 0 | 0.79068 | 1.0385 | 7.1598 | 1.0385 | 7.1598
311016-Process Boiler - Steam | 0 | 0 | 0 | 0 | 0 | 710.4 | 14208 | 0 | 0.034067 | 0 | 0.034067 | 0 | 0.79068 | 0 | 0.79068 | 1.0385 | 7.1598 | 1.0385 | 7.1598
311016-Process Boiler - Steam | 0 | 0 | 0 | 0 | 0 | 10150.2662 | 203005.3248 | 0 | 0.034067 | 0 | 0.034067 | 0 | 0.79068 | 0 | 0.79068 | 1.0385 | 7.1598 | 1.0385 | 7.1598
311017-Water Heating -Commercial Pool Heater | 0 | 0 | 0 | 0 | 0 | 4624.8864 | 23124.432 | 0 | 0.69425 | 0 | 0.69425 | 0 | 0.69425 | 0 | 0.69425 | 4.4936 | 4.4936 | 4.4936 | 4.4936
311017-Water Heating -Commercial Pool Heater | 0 | 0 | 0 | 0 | 0 | 1734.9686 | 8674.8432 | 0 | 0.69425 | 0 | 0.69425 | 0 | 0.69425 | 0 | 0.69425 | 4.4936 | 4.4936 | 4.4936 | 4.4936
311017-Water Heating -Commercial Pool Heater | 0 | 0 | 0 | 0 | 0 | 4048.5686 | 20242.8432 | 0 | 0.69425 | 0 | 0.69425 | 0 | 0.69425 | 0 | 0.69425 | 4.4936 | 4.4936 | 4.4936 | 4.4936
311017-Water Heating -Commercial Pool Heater | 0 | 0 | 0 | 0 | 0 | 1735.2 | 8676 | 0 | 0.69425 | 0 | 0.69425 | 0 | 0.69425 | 0 | 0.69425 | 4.4936 | 4.4936 | 4.4936 | 4.4936
311005-Storage Water Heaters (LRG >75 MBTUH) | 0 | 0 | 0 | 0 | 0 | 454.3776 | 6815.664 | 0 | 0.46871 | 0 | 0.46871 | 0 | 0.75591 | 0 | 0.75591 | 2.1366 | 7.0388 | 2.1366 | 7.0388
311005-Storage Water Heaters (LRG >75 MBTUH) | 0 | 0 | 0 | 0 | 0 | 139.679 | 2095.1856 | 0 | 0.46871 | 0 | 0.46871 | 0 | 0.75591 | 0 | 0.75591 | 2.1366 | 7.0388 | 2.1366 | 7.0388
311005-Storage Water Heaters (LRG >75 MBTUH) | 0 | 0 | 0 | 0 | 0 | 671.4691 | 10072.0368 | 0 | 0.46871 | 0 | 0.46871 | 0 | 0.75591 | 0 | 0.75591 | 2.1366 | 7.0388 | 2.1366 | 7.0388
311007-Instantaneous Water Heaters (>= 200 MBTUH) | 0 | 0 | 0 | 0 | 0 | 1410.048 | 21150.72 | 0 | 1.0236 | 0 | 1.0236 | 0 | 0.82394 | 0 | 0.82394 | -6.1813 | 15.4187 | -6.1813 | 15.4187
311007-Instantaneous Water Heaters (>= 200 MBTUH) | 0 | 0 | 0 | 0 | 0 | 460.8 | 6912 | 0 | 1.0236 | 0 | 1.0236 | 0 | 0.82394 | 0 | 0.82394 | -6.1813 | 15.4187 | -6.1813 | 15.4187
311007-Instantaneous Water Heaters (>= 200 MBTUH) | 0 | 0 | 0 | 0 | 0 | 1382.4 | 20736 | 0 | 1.0236 | 0 | 1.0236 | 0 | 0.82394 | 0 | 0.82394 | -6.1813 | 15.4187 | -6.1813 | 15.4187
311007-Instantaneous Water Heaters (>= 200 MBTUH) | 0 | 0 | 0 | 0 | 0 | 599.04 | 8985.6 | 0 | 1.0236 | 0 | 1.0236 | 0 | 0.82394 | 0 | 0.82394 | -6.1813 | 15.4187 | -6.1813 | 15.4187
311007-Instantaneous Water Heaters (>= 200 MBTUH) | 0 | 0 | 0 | 0 | 0 | 921.6 | 13824 | 0 | 1.0236 | 0 | 1.0236 | 0 | 0.82394 | 0 | 0.82394 | -6.1813 | 15.4187 | -6.1813 | 15.4187
311008-Instantaneous Water Heaters (< 200 MBTUH) | 0 | 0 | 0 | 0 | 0 | 9730.56 | 145958.4 | 0 | 1.3284 | 0 | 1.3284 | 0 | 0.75985 | 0 | 0.75985 | -1.9698 | 7.2677 | -1.9698 | 7.2677
311008-Instantaneous Water Heaters (< 200 MBTUH) | 0 | 0 | 0 | 0 | 0 | 691.5648 | 10373.472 | 0 | 1.3284 | 0 | 1.3284 | 0 | 0.75985 | 0 | 0.75985 | -1.9698 | 7.2677 | -1.9698 | 7.2677
311008-Instantaneous Water Heaters (< 200 MBTUH) | 0 | 0 | 0 | 0 | 0 | 345.7824 | 5186.736 | 0 | 1.3284 | 0 | 1.3284 | 0 | 0.75985 | 0 | 0.75985 | -1.9698 | 7.2677 | -1.9698 | 7.2677
311008-Instantaneous Water Heaters (< 200 MBTUH) | 0 | 0 | 0 | 0 | 0 | 243.264 | 3648.96 | 0 | 1.3284 | 0 | 1.3284 | 0 | 0.75985 | 0 | 0.75985 | -1.9698 | 7.2677 | -1.9698 | 7.2677
311027-Tank Insulation - High Temperature Applic. (LF) 1 in | 0 | 0 | 0 | 0 | 0 | 1340.928 | 26818.56 | 0 | 0.89386 | 0 | 0.89386 | 0 | 0.89579 | 0 | 0.89579 | 36.4931 | 39.5326 | 36.4931 | 39.5326
311033-Steam Trap Replacement - Commercial/Other | 0 | 0 | 0 | 0 | 0 | 176.1408 | 2642.112 | 0 | -0.55338 | 0 | -0.55338 | 0 | 0.22332 | 0 | 0.22332 | 0.61423 | 1.3395 | 0.61423 | 1.3395
311040-Pipe Insulation -Hot Water Application >= 1" pipe | 0 | 0 | 0 | 0 | 0 | 212.4468 | 4248.936 | 0 | -0.145 | 0 | -0.145 | 0 | 0.81989 | 0 | 0.81989 | 0.86373 | 9.2691 | 0.86373 | 9.2691
311040-Pipe Insulation -Hot Water Application >= 1" pipe | 0 | 0 | 0 | 0 | 0 | 88.5195 | 1770.39 | 0 | -0.15441 | 0 | -0.15441 | 0 | 0.76452 | 0 | 0.76452 | 0.85615 | 5.9477 | 0.85615 | 5.9477
311040-Pipe Insulation -Hot Water Application >= 1" pipe | 0 | 0 | 0 | 0 | 0 | 233.6915 | 4673.8296 | 0 | -0.15297 | 0 | -0.15297 | 0 | 0.77302 | 0 | 0.77302 | 0.85731 | 6.2938 | 0.85731 | 6.2938
311040-Pipe Insulation -Hot Water Application >= 1" pipe | 0 | 0 | 0 | 0 | 0 | 944.208 | 18884.16 | 0 | -0.15441 | 0 | -0.15441 | 0 | 0.76452 | 0 | 0.76452 | 0.85615 | 5.9477 | 0.85615 | 5.9477
311040-Pipe Insulation -Hot Water Application >= 1" pipe | 0 | 0 | 0 | 0 | 0 | 2022.9656 | 40459.3128 | 0 | -0.15441 | 0 | -0.15441 | 0 | 0.76452 | 0 | 0.76452 | 0.85615 | 5.9477 | 0.85615 | 5.9477
311041-Pipe Insulation - Low pressure steam <=15 psi < 1" pipe | 0 | 0 | 0 | 0 | 0 | 6.4767 | 129.5347 | 0 | -1.8238 | 0 | -1.8238 | 0 | 0.32771 | 0 | 0.32771 | 0.33507 | 1.5542 | 0.33507 | 1.5542
311041-Pipe Insulation - Low pressure steam <=15 psi < 1" pipe | 0 | 0 | 0 | 0 | 0 | 33.3089 | 666.1786 | 0 | -1.8238 | 0 | -1.8238 | 0 | 0.32771 | 0 | 0.32771 | 0.33507 | 1.5542 | 0.33507 | 1.5542
311041-Pipe Insulation - Low pressure steam <=15 psi < 1" pipe | 0 | 0 | 0 | 0 | 0 | 5.0889 | 101.7773 | 0 | -1.8238 | 0 | -1.8238 | 0 | 0.32771 | 0 | 0.32771 | 0.33507 | 1.5542 | 0.33507 | 1.5542
311041-Pipe Insulation - Low pressure steam <=15 psi < 1" pipe | 0 | 0 | 0 | 0 | 0 | 83.2723 | 1665.4464 | 0 | -1.8077 | 0 | -1.8077 | 0 | 0.72981 | 0 | 0.72981 | 0.33705 | 4.8569 | 0.33705 | 4.8569
311041-Pipe Insulation - Low pressure steam <=15 psi < 1" pipe | 0 | 0 | 0 | 0 | 0 | 55.5149 | 1110.2976 | 0 | -1.8089 | 0 | -1.8089 | 0 | 0.6986 | 0 | 0.6986 | 0.33689 | 4.1692 | 0.33689 | 4.1692
311041-Pipe Insulation - Low pressure steam <=15 psi < 1" pipe | 0 | 0 | 0 | 0 | 0 | 83.2723 | 1665.4464 | 0 | -1.8088 | 0 | -1.8088 | 0 | 0.70288 | 0 | 0.70288 | 0.33691 | 4.2516 | 0.33691 | 4.2516
311042-Pipe Insulation - Low pressure steam >15 psi >= 1" pipe | 0 | 0 | 0 | 0 | 0 | 546.048 | 10920.96 | 0 | 0.43937 | 0 | 0.43937 | 0 | 0.88116 | 0 | 0.88116 | 1.916 | 24.2653 | 1.916 | 24.2653
311042-Pipe Insulation - Low pressure steam >15 psi >= 1" pipe | 0 | 0 | 0 | 0 | 0 | 182.016 | 3640.32 | 0 | 0.43928 | 0 | 0.43928 | 0 | 0.87906 | 0 | 0.87906 | 1.9156 | 22.9882 | 1.9156 | 22.9882
311042-Pipe Insulation - Low pressure steam >15 psi >= 1" pipe | 0 | 0 | 0 | 0 | 0 | 182.016 | 3640.32 | 0 | 0.43916 | 0 | 0.43916 | 0 | 0.87605 | 0 | 0.87605 | 1.9152 | 21.3806 | 1.9152 | 21.3806
311042-Pipe Insulation - Low pressure steam >15 psi >= 1" pipe | 0 | 0 | 0 | 0 | 0 | 182.016 | 3640.32 | 0 | 0.43928 | 0 | 0.43928 | 0 | 0.87906 | 0 | 0.87906 | 1.9156 | 22.9882 | 1.9156 | 22.9882
311042-Pipe Insulation - Low pressure steam >15 psi >= 1" pipe | 0 | 0 | 0 | 0 | 0 | 279.0912 | 5581.824 | 0 | 0.43937 | 0 | 0.43937 | 0 | 0.88116 | 0 | 0.88116 | 1.916 | 24.2653 | 1.916 | 24.2653
311043-Pipe Insulation - Medium pressure steam <=15 psi < 1" pipe | 0 | 0 | 0 | 0 | 0 | 58.9732 | 1179.4637 | 0 | -0.82379 | 0 | -0.82379 | 0 | 0.5433 | 0 | 0.5433 | 0.52732 | 2.4459 | 0.52732 | 2.4459
311043-Pipe Insulation - Medium pressure steam <=15 psi < 1" pipe | 0 | 0 | 0 | 0 | 0 | 214.0508 | 4281.0163 | 0 | -0.82379 | 0 | -0.82379 | 0 | 0.5433 | 0 | 0.5433 | 0.52732 | 2.4459 | 0.52732 | 2.4459
311043-Pipe Insulation - Medium pressure steam <=15 psi < 1" pipe | 0 | 0 | 0 | 0 | 0 | 58.9732 | 1179.4637 | 0 | -0.82379 | 0 | -0.82379 | 0 | 0.5433 | 0 | 0.5433 | 0.52732 | 2.4459 | 0.52732 | 2.4459
311043-Pipe Insulation - Medium pressure steam <=15 psi < 1" pipe | 0 | 0 | 0 | 0 | 0 | 194.3931 | 3887.8618 | 0 | -0.82379 | 0 | -0.82379 | 0 | 0.5433 | 0 | 0.5433 | 0.52732 | 2.4459 | 0.52732 | 2.4459
311043-Pipe Insulation - Medium pressure steam <=15 psi < 1" pipe | 0 | 0 | 0 | 0 | 0 | 174.7354 | 3494.7072 | 0 | -0.82379 | 0 | -0.82379 | 0 | 0.5433 | 0 | 0.5433 | 0.52732 | 2.4459 | 0.52732 | 2.4459
311043-Pipe Insulation - Medium pressure steam <=15 psi < 1" pipe | 0 | 0 | 0 | 0 | 0 | 80.8151 | 1616.3021 | 0 | -0.82379 | 0 | -0.82379 | 0 | 0.5433 | 0 | 0.5433 | 0.52732 | 2.4459 | 0.52732 | 2.4459
311043-Pipe Insulation - Medium pressure steam <=15 psi < 1" pipe | 0 | 0 | 0 | 0 | 0 | 72.8064 | 1456.128 | 0 | -0.82379 | 0 | -0.82379 | 0 | 0.5433 | 0 | 0.5433 | 0.52732 | 2.4459 | 0.52732 | 2.4459
311043-Pipe Insulation - Medium pressure steam <=15 psi < 1" pipe | 0 | 0 | 0 | 0 | 0 | 135.4199 | 2708.3981 | 0 | -0.82379 | 0 | -0.82379 | 0 | 0.5433 | 0 | 0.5433 | 0.52732 | 2.4459 | 0.52732 | 2.4459
311043-Pipe Insulation - Medium pressure steam <=15 psi < 1" pipe | 0 | 0 | 0 | 0 | 0 | 87.3677 | 1747.3536 | 0 | -0.82379 | 0 | -0.82379 | 0 | 0.5433 | 0 | 0.5433 | 0.52732 | 2.4459 | 0.52732 | 2.4459
311043-Pipe Insulation - Medium pressure steam <=15 psi < 1" pipe | 0 | 0 | 0 | 0 | 0 | 82.9993 | 1659.9859 | 0 | -0.82379 | 0 | -0.82379 | 0 | 0.5433 | 0 | 0.5433 | 0.52732 | 2.4459 | 0.52732 | 2.4459
311043-Pipe Insulation - Medium pressure steam <=15 psi < 1" pipe | 0 | 0 | 0 | 0 | 0 | 87.3677 | 1747.3536 | 0 | -0.82379 | 0 | -0.82379 | 0 | 0.5433 | 0 | 0.5433 | 0.52732 | 2.4459 | 0.52732 | 2.4459
311043-Pipe Insulation - Medium pressure steam <=15 psi < 1" pipe | 0 | 0 | 0 | 0 | 0 | 122.3148 | 2446.295 | 0 | -0.82379 | 0 | -0.82379 | 0 | 0.5433 | 0 | 0.5433 | 0.52732 | 2.4459 | 0.52732 | 2.4459
311043-Pipe Insulation - Medium pressure steam <=15 psi < 1" pipe | 0 | 0 | 0 | 0 | 0 | 87.3677 | 1747.3536 | 0 | -0.82379 | 0 | -0.82379 | 0 | 0.5433 | 0 | 0.5433 | 0.52732 | 2.4459 | 0.52732 | 2.4459
311043-Pipe Insulation - Medium pressure steam <=15 psi < 1" pipe | 0 | 0 | 0 | 0 | 0 | 37.1313 | 742.6253 | 0 | -0.82379 | 0 | -0.82379 | 0 | 0.5433 | 0 | 0.5433 | 0.52732 | 2.4459 | 0.52732 | 2.4459
311043-Pipe Insulation - Medium pressure steam <=15 psi < 1" pipe | 0 | 0 | 0 | 0 | 0 | 98.2886 | 1965.7728 | 0 | -0.82379 | 0 | -0.82379 | 0 | 0.5433 | 0 | 0.5433 | 0.52732 | 2.4459 | 0.52732 | 2.4459
311043-Pipe Insulation - Medium pressure steam <=15 psi < 1" pipe | 0 | 0 | 0 | 0 | 0 | 117.9464 | 2358.9274 | 0 | -0.82379 | 0 | -0.82379 | 0 | 0.5433 | 0 | 0.5433 | 0.52732 | 2.4459 | 0.52732 | 2.4459
311043-Pipe Insulation - Medium pressure steam <=15 psi < 1" pipe | 0 | 0 | 0 | 0 | 0 | 152.8934 | 3057.8688 | 0 | -0.82379 | 0 | -0.82379 | 0 | 0.5433 | 0 | 0.5433 | 0.52732 | 2.4459 | 0.52732 | 2.4459
311043-Pipe Insulation - Medium pressure steam <=15 psi < 1" pipe | 0 | 0 | 0 | 0 | 0 | 117.9464 | 2358.9274 | 0 | -0.82379 | 0 | -0.82379 | 0 | 0.5433 | 0 | 0.5433 | 0.52732 | 2.4459 | 0.52732 | 2.4459
311043-Pipe Insulation - Medium pressure steam <=15 psi < 1" pipe | 0 | 0 | 0 | 0 | 0 | 122.3148 | 2446.295 | 0 | -0.81357 | 0 | -0.81357 | 0 | 0.7988 | 0 | 0.7988 | 0.53044 | 7.6436 | 0.53044 | 7.6436
311043-Pipe Insulation - Medium pressure steam <=15 psi < 1" pipe | 0 | 0 | 0 | 0 | 0 | 87.3677 | 1747.3536 | 0 | -0.81403 | 0 | -0.81403 | 0 | 0.78753 | 0 | 0.78753 | 0.5303 | 6.9884 | 0.5303 | 6.9884
311043-Pipe Insulation - Medium pressure steam <=15 psi < 1" pipe | 0 | 0 | 0 | 0 | 0 | 113.578 | 2271.5597 | 0 | -0.82379 | 0 | -0.82379 | 0 | 0.5433 | 0 | 0.5433 | 0.52732 | 2.4459 | 0.52732 | 2.4459
311043-Pipe Insulation - Medium pressure steam <=15 psi < 1" pipe | 0 | 0 | 0 | 0 | 0 | 74.2625 | 1485.2506 | 0 | -0.82379 | 0 | -0.82379 | 0 | 0.5433 | 0 | 0.5433 | 0.52732 | 2.4459 | 0.52732 | 2.4459
311043-Pipe Insulation - Medium pressure steam <=15 psi < 1" pipe | 0 | 0 | 0 | 0 | 0 | 80.8151 | 1616.3021 | 0 | -0.82379 | 0 | -0.82379 | 0 | 0.5433 | 0 | 0.5433 | 0.52732 | 2.4459 | 0.52732 | 2.4459
311043-Pipe Insulation - Medium pressure steam <=15 psi < 1" pipe | 0 | 0 | 0 | 0 | 0 | 89.5519 | 1791.0374 | 0 | -0.82379 | 0 | -0.82379 | 0 | 0.5433 | 0 | 0.5433 | 0.52732 | 2.4459 | 0.52732 | 2.4459
311043-Pipe Insulation - Medium pressure steam <=15 psi < 1" pipe | 0 | 0 | 0 | 0 | 0 | 54.6048 | 1092.096 | 0 | -0.82379 | 0 | -0.82379 | 0 | 0.5433 | 0 | 0.5433 | 0.52732 | 2.4459 | 0.52732 | 2.4459
311043-Pipe Insulation - Medium pressure steam <=15 psi < 1" pipe | 0 | 0 | 0 | 0 | 0 | 115.7622 | 2315.2435 | 0 | -0.82379 | 0 | -0.82379 | 0 | 0.5433 | 0 | 0.5433 | 0.52732 | 2.4459 | 0.52732 | 2.4459
311043-Pipe Insulation - Medium pressure steam <=15 psi < 1" pipe | 0 | 0 | 0 | 0 | 0 | 122.3148 | 2446.295 | 0 | -0.82379 | 0 | -0.82379 | 0 | 0.5433 | 0 | 0.5433 | 0.52732 | 2.4459 | 0.52732 | 2.4459
311043-Pipe Insulation - Medium pressure steam <=15 psi < 1" pipe | 0 | 0 | 0 | 0 | 0 | 82.9993 | 1659.9859 | 0 | -0.82379 | 0 | -0.82379 | 0 | 0.5433 | 0 | 0.5433 | 0.52732 | 2.4459 | 0.52732 | 2.4459
311043-Pipe Insulation - Medium pressure steam <=15 psi < 1" pipe | 0 | 0 | 0 | 0 | 0 | 113.578 | 2271.5597 | 0 | -0.82379 | 0 | -0.82379 | 0 | 0.5433 | 0 | 0.5433 | 0.52732 | 2.4459 | 0.52732 | 2.4459
311043-Pipe Insulation - Medium pressure steam <=15 psi < 1" pipe | 0 | 0 | 0 | 0 | 0 | 152.8934 | 3057.8688 | 0 | -0.82379 | 0 | -0.82379 | 0 | 0.5433 | 0 | 0.5433 | 0.52732 | 2.4459 | 0.52732 | 2.4459
311043-Pipe Insulation - Medium pressure steam <=15 psi < 1" pipe | 0 | 0 | 0 | 0 | 0 | 113.578 | 2271.5597 | 0 | -0.82379 | 0 | -0.82379 | 0 | 0.5433 | 0 | 0.5433 | 0.52732 | 2.4459 | 0.52732 | 2.4459
311043-Pipe Insulation - Medium pressure steam <=15 psi < 1" pipe | 0 | 0 | 0 | 0 | 0 | 98.2886 | 1965.7728 | 0 | -0.82379 | 0 | -0.82379 | 0 | 0.5433 | 0 | 0.5433 | 0.52732 | 2.4459 | 0.52732 | 2.4459
311043-Pipe Insulation - Medium pressure steam <=15 psi < 1" pipe | 0 | 0 | 0 | 0 | 0 | 85.1835 | 1703.6698 | 0 | -0.82379 | 0 | -0.82379 | 0 | 0.5433 | 0 | 0.5433 | 0.52732 | 2.4459 | 0.52732 | 2.4459
311043-Pipe Insulation - Medium pressure steam <=15 psi < 1" pipe | 0 | 0 | 0 | 0 | 0 | 179.1037 | 3582.0749 | 0 | -0.82379 | 0 | -0.82379 | 0 | 0.5433 | 0 | 0.5433 | 0.52732 | 2.4459 | 0.52732 | 2.4459
311043-Pipe Insulation - Medium pressure steam <=15 psi < 1" pipe | 0 | 0 | 0 | 0 | 0 | 104.8412 | 2096.8243 | 0 | -0.82379 | 0 | -0.82379 | 0 | 0.5433 | 0 | 0.5433 | 0.52732 | 2.4459 | 0.52732 | 2.4459
311043-Pipe Insulation - Medium pressure steam <=15 psi < 1" pipe | 0 | 0 | 0 | 0 | 0 | 120.1306 | 2402.6112 | 0 | -0.82379 | 0 | -0.82379 | 0 | 0.5433 | 0 | 0.5433 | 0.52732 | 2.4459 | 0.52732 | 2.4459
311043-Pipe Insulation - Medium pressure steam <=15 psi < 1" pipe | 0 | 0 | 0 | 0 | 0 | 109.2096 | 2184.192 | 0 | -0.82379 | 0 | -0.82379 | 0 | 0.5433 | 0 | 0.5433 | 0.52732 | 2.4459 | 0.52732 | 2.4459
311043-Pipe Insulation - Medium pressure steam <=15 psi < 1" pipe | 0 | 0 | 0 | 0 | 0 | 85.1835 | 1703.6698 | 0 | -0.82379 | 0 | -0.82379 | 0 | 0.5433 | 0 | 0.5433 | 0.52732 | 2.4459 | 0.52732 | 2.4459
311044-Pipe Insulation - Medium pressure steam >15 psi >= 1" pipe | 0 | 0 | 0 | 0 | 0 | 2064.0614 | 41281.2288 | 0 | 0.61402 | 0 | 0.61402 | 0 | 0.88345 | 0 | 0.88345 | 3.0131 | 25.8201 | 3.0131 | 25.8201
311044-Pipe Insulation - Medium pressure steam >15 psi >= 1" pipe | 0 | 0 | 0 | 0 | 0 | 587.6842 | 11753.6832 | 0 | 0.61316 | 0 | 0.61316 | 0 | 0.86178 | 0 | 0.86178 | 3.0045 | 16.0515 | 3.0045 | 16.0515
311044-Pipe Insulation - Medium pressure steam >15 psi >= 1" pipe | 0 | 0 | 0 | 0 | 0 | 444.3466 | 8886.9312 | 0 | 0.61316 | 0 | 0.61316 | 0 | 0.86178 | 0 | 0.86178 | 3.0045 | 16.0515 | 3.0045 | 16.0515
311044-Pipe Insulation - Medium pressure steam >15 psi >= 1" pipe | 0 | 0 | 0 | 0 | 0 | 487.3478 | 9746.9568 | 0 | 0.61316 | 0 | 0.61316 | 0 | 0.86178 | 0 | 0.86178 | 3.0045 | 16.0515 | 3.0045 | 16.0515
311044-Pipe Insulation - Medium pressure steam >15 psi >= 1" pipe | 0 | 0 | 0 | 0 | 0 | 1576.7136 | 31534.272 | 0 | 0.61316 | 0 | 0.61316 | 0 | 0.86178 | 0 | 0.86178 | 3.0045 | 16.0515 | 3.0045 | 16.0515
311044-Pipe Insulation - Medium pressure steam >15 psi >= 1" pipe | 0 | 0 | 0 | 0 | 0 | 458.6803 | 9173.6064 | 0 | 0.61316 | 0 | 0.61316 | 0 | 0.86178 | 0 | 0.86178 | 3.0045 | 16.0515 | 3.0045 | 16.0515
311044-Pipe Insulation - Medium pressure steam >15 psi >= 1" pipe | 0 | 0 | 0 | 0 | 0 | 43.0013 | 860.0256 | 0 | 0.61316 | 0 | 0.61316 | 0 | 0.86178 | 0 | 0.86178 | 3.0045 | 16.0515 | 3.0045 | 16.0515
311044-Pipe Insulation - Medium pressure steam >15 psi >= 1" pipe | 0 | 0 | 0 | 0 | 0 | 43.0013 | 860.0256 | 0 | 0.61316 | 0 | 0.61316 | 0 | 0.86178 | 0 | 0.86178 | 3.0045 | 16.0515 | 3.0045 | 16.0515
311044-Pipe Insulation - Medium pressure steam >15 psi >= 1" pipe | 0 | 0 | 0 | 0 | 0 | 157.6714 | 3153.4272 | 0 | 0.61316 | 0 | 0.61316 | 0 | 0.86178 | 0 | 0.86178 | 3.0045 | 16.0515 | 3.0045 | 16.0515
311044-Pipe Insulation - Medium pressure steam >15 psi >= 1" pipe | 0 | 0 | 0 | 0 | 0 | 788.3568 | 15767.136 | 0 | 0.61316 | 0 | 0.61316 | 0 | 0.86178 | 0 | 0.86178 | 3.0045 | 16.0515 | 3.0045 | 16.0515
311044-Pipe Insulation - Medium pressure steam >15 psi >= 1" pipe | 0 | 0 | 0 | 0 | 0 | 946.0282 | 18920.5632 | 0 | 0.61316 | 0 | 0.61316 | 0 | 0.86178 | 0 | 0.86178 | 3.0045 | 16.0515 | 3.0045 | 16.0515
311044-Pipe Insulation - Medium pressure steam >15 psi >= 1" pipe | 0 | 0 | 0 | 0 | 0 | 1433.376 | 28667.52 | 0 | 0.61316 | 0 | 0.61316 | 0 | 0.86178 | 0 | 0.86178 | 3.0045 | 16.0515 | 3.0045 | 16.0515
311044-Pipe Insulation - Medium pressure steam >15 psi >= 1" pipe | 0 | 0 | 0 | 0 | 0 | 602.0179 | 12040.3584 | 0 | 0.61316 | 0 | 0.61316 | 0 | 0.86178 | 0 | 0.86178 | 3.0045 | 16.0515 | 3.0045 | 16.0515
311044-Pipe Insulation - Medium pressure steam >15 psi >= 1" pipe | 0 | 0 | 0 | 0 | 0 | 258.0077 | 5160.1536 | 0 | 0.61316 | 0 | 0.61316 | 0 | 0.86178 | 0 | 0.86178 | 3.0045 | 16.0515 | 3.0045 | 16.0515
311044-Pipe Insulation - Medium pressure steam >15 psi >= 1" pipe | 0 | 0 | 0 | 0 | 0 | 344.0102 | 6880.2048 | 0 | 0.61316 | 0 | 0.61316 | 0 | 0.86178 | 0 | 0.86178 | 3.0045 | 16.0515 | 3.0045 | 16.0515
311044-Pipe Insulation - Medium pressure steam >15 psi >= 1" pipe | 0 | 0 | 0 | 0 | 0 | 1433.376 | 28667.52 | 0 | 0.61316 | 0 | 0.61316 | 0 | 0.86178 | 0 | 0.86178 | 3.0045 | 16.0515 | 3.0045 | 16.0515
311044-Pipe Insulation - Medium pressure steam >15 psi >= 1" pipe | 0 | 0 | 0 | 0 | 0 | 329.6765 | 6593.5296 | 0 | 0.61316 | 0 | 0.61316 | 0 | 0.86178 | 0 | 0.86178 | 3.0045 | 16.0515 | 3.0045 | 16.0515
311044-Pipe Insulation - Medium pressure steam >15 psi >= 1" pipe | 0 | 0 | 0 | 0 | 0 | 716.688 | 14333.76 | 0 | 0.61316 | 0 | 0.61316 | 0 | 0.86178 | 0 | 0.86178 | 3.0045 | 16.0515 | 3.0045 | 16.0515
311044-Pipe Insulation - Medium pressure steam >15 psi >= 1" pipe | 0 | 0 | 0 | 0 | 0 | 425.2349 | 8504.6976 | 0 | 0.61316 | 0 | 0.61316 | 0 | 0.86178 | 0 | 0.86178 | 3.0045 | 16.0515 | 3.0045 | 16.0515
311044-Pipe Insulation - Medium pressure steam >15 psi >= 1" pipe | 0 | 0 | 0 | 0 | 0 | 477.792 | 9555.84 | 0 | 0.61316 | 0 | 0.61316 | 0 | 0.86178 | 0 | 0.86178 | 3.0045 | 16.0515 | 3.0045 | 16.0515
311044-Pipe Insulation - Medium pressure steam >15 psi >= 1" pipe | 0 | 0 | 0 | 0 | 0 | 860.0256 | 17200.512 | 0 | 0.61316 | 0 | 0.61316 | 0 | 0.86178 | 0 | 0.86178 | 3.0045 | 16.0515 | 3.0045 | 16.0515
311044-Pipe Insulation - Medium pressure steam >15 psi >= 1" pipe | 0 | 0 | 0 | 0 | 0 | 860.0256 | 17200.512 | 0 | 0.61316 | 0 | 0.61316 | 0 | 0.86178 | 0 | 0.86178 | 3.0045 | 16.0515 | 3.0045 | 16.0515
311044-Pipe Insulation - Medium pressure steam >15 psi >= 1" pipe | 0 | 0 | 0 | 0 | 0 | 1433.376 | 28667.52 | 0 | 0.61316 | 0 | 0.61316 | 0 | 0.86178 | 0 | 0.86178 | 3.0045 | 16.0515 | 3.0045 | 16.0515
311044-Pipe Insulation - Medium pressure steam >15 psi >= 1" pipe | 0 | 0 | 0 | 0 | 0 | 501.6816 | 10033.632 | 0 | 0.61316 | 0 | 0.61316 | 0 | 0.86178 | 0 | 0.86178 | 3.0045 | 16.0515 | 3.0045 | 16.0515
311044-Pipe Insulation - Medium pressure steam >15 psi >= 1" pipe | 0 | 0 | 0 | 0 | 0 | 573.3504 | 11467.008 | 0 | 0.61448 | 0 | 0.61448 | 0 | 0.89499 | 0 | 0.89499 | 3.0177 | 38.2179 | 3.0177 | 38.2179
311044-Pipe Insulation - Medium pressure steam >15 psi >= 1" pipe | 0 | 0 | 0 | 0 | 0 | 573.3504 | 11467.008 | 0 | 0.61448 | 0 | 0.61448 | 0 | 0.89499 | 0 | 0.89499 | 3.0177 | 38.2179 | 3.0177 | 38.2179
311044-Pipe Insulation - Medium pressure steam >15 psi >= 1" pipe | 0 | 0 | 0 | 0 | 0 | 86.0026 | 1720.0512 | 0 | 0.61316 | 0 | 0.61316 | 0 | 0.86178 | 0 | 0.86178 | 3.0045 | 16.0515 | 3.0045 | 16.0515
311044-Pipe Insulation - Medium pressure steam >15 psi >= 1" pipe | 0 | 0 | 0 | 0 | 0 | 1304.3722 | 26087.4432 | 0 | 0.61316 | 0 | 0.61316 | 0 | 0.86178 | 0 | 0.86178 | 3.0045 | 16.0515 | 3.0045 | 16.0515
311044-Pipe Insulation - Medium pressure steam >15 psi >= 1" pipe | 0 | 0 | 0 | 0 | 0 | 387.0115 | 7740.2304 | 0 | 0.61316 | 0 | 0.61316 | 0 | 0.86178 | 0 | 0.86178 | 3.0045 | 16.0515 | 3.0045 | 16.0515
311044-Pipe Insulation - Medium pressure steam >15 psi >= 1" pipe | 0 | 0 | 0 | 0 | 0 | 129.0038 | 2580.0768 | 0 | 0.61316 | 0 | 0.61316 | 0 | 0.86178 | 0 | 0.86178 | 3.0045 | 16.0515 | 3.0045 | 16.0515
311044-Pipe Insulation - Medium pressure steam >15 psi >= 1" pipe | 0 | 0 | 0 | 0 | 0 | 344.0102 | 6880.2048 | 0 | 0.61316 | 0 | 0.61316 | 0 | 0.86178 | 0 | 0.86178 | 3.0045 | 16.0515 | 3.0045 | 16.0515
311044-Pipe Insulation - Medium pressure steam >15 psi >= 1" pipe | 0 | 0 | 0 | 0 | 0 | 602.0179 | 12040.3584 | 0 | 0.61316 | 0 | 0.61316 | 0 | 0.86178 | 0 | 0.86178 | 3.0045 | 16.0515 | 3.0045 | 16.0515
311044-Pipe Insulation - Medium pressure steam >15 psi >= 1" pipe | 0 | 0 | 0 | 0 | 0 | 272.3414 | 5446.8288 | 0 | 0.61316 | 0 | 0.61316 | 0 | 0.86178 | 0 | 0.86178 | 3.0045 | 16.0515 | 3.0045 | 16.0515
311044-Pipe Insulation - Medium pressure steam >15 psi >= 1" pipe | 0 | 0 | 0 | 0 | 0 | 903.0269 | 18060.5376 | 0 | 0.61316 | 0 | 0.61316 | 0 | 0.86178 | 0 | 0.86178 | 3.0045 | 16.0515 | 3.0045 | 16.0515
311044-Pipe Insulation - Medium pressure steam >15 psi >= 1" pipe | 0 | 0 | 0 | 0 | 0 | 415.679 | 8313.5808 | 0 | 0.61316 | 0 | 0.61316 | 0 | 0.86178 | 0 | 0.86178 | 3.0045 | 16.0515 | 3.0045 | 16.0515
311044-Pipe Insulation - Medium pressure steam >15 psi >= 1" pipe | 0 | 0 | 0 | 0 | 0 | 845.6918 | 16913.8368 | 0 | 0.61316 | 0 | 0.61316 | 0 | 0.86178 | 0 | 0.86178 | 3.0045 | 16.0515 | 3.0045 | 16.0515
311044-Pipe Insulation - Medium pressure steam >15 psi >= 1" pipe | 0 | 0 | 0 | 0 | 0 | 315.3427 | 6306.8544 | 0 | 0.61316 | 0 | 0.61316 | 0 | 0.86178 | 0 | 0.86178 | 3.0045 | 16.0515 | 3.0045 | 16.0515
311044-Pipe Insulation - Medium pressure steam >15 psi >= 1" pipe | 0 | 0 | 0 | 0 | 0 | 573.3504 | 11467.008 | 0 | 0.61316 | 0 | 0.61316 | 0 | 0.86178 | 0 | 0.86178 | 3.0045 | 16.0515 | 3.0045 | 16.0515
311044-Pipe Insulation - Medium pressure steam >15 psi >= 1" pipe | 0 | 0 | 0 | 0 | 0 | 573.3504 | 11467.008 | 0 | 0.61316 | 0 | 0.61316 | 0 | 0.86178 | 0 | 0.86178 | 3.0045 | 16.0515 | 3.0045 | 16.0515
311044-Pipe Insulation - Medium pressure steam >15 psi >= 1" pipe | 0 | 0 | 0 | 0 | 0 | 258.0077 | 5160.1536 | 0 | 0.61316 | 0 | 0.61316 | 0 | 0.86178 | 0 | 0.86178 | 3.0045 | 16.0515 | 3.0045 | 16.0515
311044-Pipe Insulation - Medium pressure steam >15 psi >= 1" pipe | 0 | 0 | 0 | 0 | 0 | 243.6739 | 4873.4784 | 0 | 0.61316 | 0 | 0.61316 | 0 | 0.86178 | 0 | 0.86178 | 3.0045 | 16.0515 | 3.0045 | 16.0515
311044-Pipe Insulation - Medium pressure steam >15 psi >= 1" pipe | 0 | 0 | 0 | 0 | 0 | 1538.4902 | 30769.8048 | 0 | 0.61316 | 0 | 0.61316 | 0 | 0.86178 | 0 | 0.86178 | 3.0045 | 16.0515 | 3.0045 | 16.0515
311044-Pipe Insulation - Medium pressure steam >15 psi >= 1" pipe | 0 | 0 | 0 | 0 | 0 | 215.0064 | 4300.128 | 0 | 0.61316 | 0 | 0.61316 | 0 | 0.86178 | 0 | 0.86178 | 3.0045 | 16.0515 | 3.0045 | 16.0515
311044-Pipe Insulation - Medium pressure steam >15 psi >= 1" pipe | 0 | 0 | 0 | 0 | 0 | 157.6714 | 3153.4272 | 0 | 0.61316 | 0 | 0.61316 | 0 | 0.86178 | 0 | 0.86178 | 3.0045 | 16.0515 | 3.0045 | 16.0515
311039-Pipe Insulation -Hot Water Application < 1" pipe | 0 | 0 | 0 | 0 | 0 | 1.9112 | 38.2234 | 0 | -4.8239 | 0 | -4.8239 | 0 | 0.061173 | 0 | 0.061173 | 0.16017 | 1.0712 | 0.16017 | 1.0712
311039-Pipe Insulation -Hot Water Application < 1" pipe | 0 | 0 | 0 | 0 | 0 | 30.5787 | 611.5738 | 0 | -4.8239 | 0 | -4.8239 | 0 | 0.061173 | 0 | 0.061173 | 0.16017 | 1.0712 | 0.16017 | 1.0712
311034-Steam Trap Replacement - Industrial <15psig | 0 | 0 | 0 | 0 | 0 | 1341.3312 | 20119.968 | 0 | 0.86656 | 0 | 0.86656 | 0 | 0.87259 | 0 | 0.87259 | 63.4181 | 112.1231 | 63.4181 | 112.1231
311034-Steam Trap Replacement - Industrial <15psig | 0 | 0 | 0 | 0 | 0 | 34874.6112 | 523119.168 | 0 | 0.86656 | 0 | 0.86656 | 0 | 0.87259 | 0 | 0.87259 | 63.4181 | 112.1231 | 63.4181 | 112.1231
311034-Steam Trap Replacement - Industrial <15psig | 0 | 0 | 0 | 0 | 0 | 5365.3248 | 80479.872 | 0 | 0.86656 | 0 | 0.86656 | 0 | 0.87259 | 0 | 0.87259 | 63.4181 | 112.1231 | 63.4181 | 112.1231
311034-Steam Trap Replacement - Industrial <15psig | 0 | 0 | 0 | 0 | 0 | 4023.9936 | 60359.904 | 0 | 0.86656 | 0 | 0.86656 | 0 | 0.87259 | 0 | 0.87259 | 63.4181 | 112.1231 | 63.4181 | 112.1231
311036-Steam Trap Replacement - Commercial <12hr/day (Dry Cleaners) | 0 | 0 | 0 | 0 | 0 | 800.64 | 4803.84 | 0 | -0.082207 | 0 | -0.082207 | 0 | -0.35542 | 0 | -0.35542 | 0.91474 | 0.71276 | 0.91474 | 0.71276
311036-Steam Trap Replacement - Commercial <12hr/day (Dry Cleaners) | 0 | 0 | 0 | 0 | 0 | 240.192 | 1441.152 | 0 | -0.082207 | 0 | -0.082207 | 0 | -0.35542 | 0 | -0.35542 | 0.91474 | 0.71276 | 0.91474 | 0.71276
311036-Steam Trap Replacement - Commercial <12hr/day (Dry Cleaners) | 0 | 0 | 0 | 0 | 0 | 16.0128 | 96.0768 | 0 | -0.082207 | 0 | -0.082207 | 0 | -0.35542 | 0 | -0.35542 | 0.91474 | 0.71276 | 0.91474 | 0.71276
311036-Steam Trap Replacement - Commercial <12hr/day (Dry Cleaners) | 0 | 0 | 0 | 0 | 0 | 304.2432 | 1825.4592 | 0 | -0.082207 | 0 | -0.082207 | 0 | -0.35542 | 0 | -0.35542 | 0.91474 | 0.71276 | 0.91474 | 0.71276
311036-Steam Trap Replacement - Commercial <12hr/day (Dry Cleaners) | 0 | 0 | 0 | 0 | 0 | 352.2816 | 2113.6896 | 0 | -0.082207 | 0 | -0.082207 | 0 | -0.35542 | 0 | -0.35542 | 0.91474 | 0.71276 | 0.91474 | 0.71276
311036-Steam Trap Replacement - Commercial <12hr/day (Dry Cleaners) | 0 | 0 | 0 | 0 | 0 | 240.192 | 1441.152 | 0 | -0.082207 | 0 | -0.082207 | 0 | -0.35542 | 0 | -0.35542 | 0.91474 | 0.71276 | 0.91474 | 0.71276
311036-Steam Trap Replacement - Commercial <12hr/day (Dry Cleaners) | 0 | 0 | 0 | 0 | 0 | 320.256 | 1921.536 | 0 | -0.082207 | 0 | -0.082207 | 0 | -0.35542 | 0 | -0.35542 | 0.91474 | 0.71276 | 0.91474 | 0.71276
311036-Steam Trap Replacement - Commercial <12hr/day (Dry Cleaners) | 0 | 0 | 0 | 0 | 0 | 176.1408 | 1056.8448 | 0 | -0.082207 | 0 | -0.082207 | 0 | -0.35542 | 0 | -0.35542 | 0.91474 | 0.71276 | 0.91474 | 0.71276
311036-Steam Trap Replacement - Commercial <12hr/day (Dry Cleaners) | 0 | 0 | 0 | 0 | 0 | 160.128 | 960.768 | 0 | -0.082207 | 0 | -0.082207 | 0 | -0.35542 | 0 | -0.35542 | 0.91474 | 0.71276 | 0.91474 | 0.71276
311036-Steam Trap Replacement - Commercial <12hr/day (Dry Cleaners) | 0 | 0 | 0 | 0 | 0 | 208.1664 | 1248.9984 | 0 | -0.082207 | 0 | -0.082207 | 0 | -0.35542 | 0 | -0.35542 | 0.91474 | 0.71276 | 0.91474 | 0.71276
311036-Steam Trap Replacement - Commercial <12hr/day (Dry Cleaners) | 0 | 0 | 0 | 0 | 0 | 400.32 | 2401.92 | 0 | -0.082207 | 0 | -0.082207 | 0 | -0.35542 | 0 | -0.35542 | 0.91474 | 0.71276 | 0.91474 | 0.71276
311036-Steam Trap Replacement - Commercial <12hr/day (Dry Cleaners) | 0 | 0 | 0 | 0 | 0 | 320.256 | 1921.536 | 0 | -0.082207 | 0 | -0.082207 | 0 | -0.35542 | 0 | -0.35542 | 0.91474 | 0.71276 | 0.91474 | 0.71276
311036-Steam Trap Replacement - Commercial <12hr/day (Dry Cleaners) | 0 | 0 | 0 | 0 | 0 | 528.4224 | 3170.5344 | 0 | -0.082207 | 0 | -0.082207 | 0 | -0.35542 | 0 | -0.35542 | 0.91474 | 0.71276 | 0.91474 | 0.71276
311036-Steam Trap Replacement - Commercial <12hr/day (Dry Cleaners) | 0 | 0 | 0 | 0 | 0 | 192.1536 | 1152.9216 | 0 | -0.082207 | 0 | -0.082207 | 0 | -0.35542 | 0 | -0.35542 | 0.91474 | 0.71276 | 0.91474 | 0.71276
311036-Steam Trap Replacement - Commercial <12hr/day (Dry Cleaners) | 0 | 0 | 0 | 0 | 0 | 304.2432 | 1825.4592 | 0 | -0.082207 | 0 | -0.082207 | 0 | -0.35542 | 0 | -0.35542 | 0.91474 | 0.71276 | 0.91474 | 0.71276
311036-Steam Trap Replacement - Commercial <12hr/day (Dry Cleaners) | 0 | 0 | 0 | 0 | 0 | 192.1536 | 1152.9216 | 0 | -0.082207 | 0 | -0.082207 | 0 | -0.35542 | 0 | -0.35542 | 0.91474 | 0.71276 | 0.91474 | 0.71276
311036-Steam Trap Replacement - Commercial <12hr/day (Dry Cleaners) | 0 | 0 | 0 | 0 | 0 | 208.1664 | 1248.9984 | 0 | -0.082207 | 0 | -0.082207 | 0 | -0.35542 | 0 | -0.35542 | 0.91474 | 0.71276 | 0.91474 | 0.71276
311036-Steam Trap Replacement - Commercial <12hr/day (Dry Cleaners) | 0 | 0 | 0 | 0 | 0 | 192.1536 | 1152.9216 | 0 | -0.082207 | 0 | -0.082207 | 0 | -0.35542 | 0 | -0.35542 | 0.91474 | 0.71276 | 0.91474 | 0.71276
311036-Steam Trap Replacement - Commercial <12hr/day (Dry Cleaners) | 0 | 0 | 0 | 0 | 0 | 176.1408 | 1056.8448 | 0 | -0.082207 | 0 | -0.082207 | 0 | -0.35542 | 0 | -0.35542 | 0.91474 | 0.71276 | 0.91474 | 0.71276
311036-Steam Trap Replacement - Commercial <12hr/day (Dry Cleaners) | 0 | 0 | 0 | 0 | 0 | 16.0128 | 96.0768 | 0 | -0.082207 | 0 | -0.082207 | 0 | -0.35542 | 0 | -0.35542 | 0.91474 | 0.71276 | 0.91474 | 0.71276
311036-Steam Trap Replacement - Commercial <12hr/day (Dry Cleaners) | 0 | 0 | 0 | 0 | 0 | 144.1152 | 864.6912 | 0 | -0.082207 | 0 | -0.082207 | 0 | -0.35542 | 0 | -0.35542 | 0.91474 | 0.71276 | 0.91474 | 0.71276
311036-Steam Trap Replacement - Commercial <12hr/day (Dry Cleaners) | 0 | 0 | 0 | 0 | 0 | 256.2048 | 1537.2288 | 0 | -0.082207 | 0 | -0.082207 | 0 | -0.35542 | 0 | -0.35542 | 0.91474 | 0.71276 | 0.91474 | 0.71276
311036-Steam Trap Replacement - Commercial <12hr/day (Dry Cleaners) | 0 | 0 | 0 | 0 | 0 | 272.2176 | 1633.3056 | 0 | -0.082207 | 0 | -0.082207 | 0 | -0.35542 | 0 | -0.35542 | 0.91474 | 0.71276 | 0.91474 | 0.71276
311036-Steam Trap Replacement - Commercial <12hr/day (Dry Cleaners) | 0 | 0 | 0 | 0 | 0 | 256.2048 | 1537.2288 | 0 | -0.082207 | 0 | -0.082207 | 0 | -0.35542 | 0 | -0.35542 | 0.91474 | 0.71276 | 0.91474 | 0.71276
311036-Steam Trap Replacement - Commercial <12hr/day (Dry Cleaners) | 0 | 0 | 0 | 0 | 0 | 160.128 | 960.768 | 0 | -0.082207 | 0 | -0.082207 | 0 | -0.35542 | 0 | -0.35542 | 0.91474 | 0.71276 | 0.91474 | 0.71276
311036-Steam Trap Replacement - Commercial <12hr/day (Dry Cleaners) | 0 | 0 | 0 | 0 | 0 | 336.2688 | 2017.6128 | 0 | -0.082207 | 0 | -0.082207 | 0 | -0.35542 | 0 | -0.35542 | 0.91474 | 0.71276 | 0.91474 | 0.71276
311036-Steam Trap Replacement - Commercial <12hr/day (Dry Cleaners) | 0 | 0 | 0 | 0 | 0 | 224.1792 | 1345.0752 | 0 | -0.082207 | 0 | -0.082207 | 0 | -0.35542 | 0 | -0.35542 | 0.91474 | 0.71276 | 0.91474 | 0.71276
311036-Steam Trap Replacement - Commercial <12hr/day (Dry Cleaners) | 0 | 0 | 0 | 0 | 0 | 208.1664 | 1248.9984 | 0 | -0.082207 | 0 | -0.082207 | 0 | -0.35542 | 0 | -0.35542 | 0.91474 | 0.71276 | 0.91474 | 0.71276
311036-Steam Trap Replacement - Commercial <12hr/day (Dry Cleaners) | 0 | 0 | 0 | 0 | 0 | 192.1536 | 1152.9216 | 0 | -0.082207 | 0 | -0.082207 | 0 | -0.35542 | 0 | -0.35542 | 0.91474 | 0.71276 | 0.91474 | 0.71276
311036-Steam Trap Replacement - Commercial <12hr/day (Dry Cleaners) | 0 | 0 | 0 | 0 | 0 | 112.0896 | 672.5376 | 0 | -0.082207 | 0 | -0.082207 | 0 | -0.35542 | 0 | -0.35542 | 0.91474 | 0.71276 | 0.91474 | 0.71276
311036-Steam Trap Replacement - Commercial <12hr/day (Dry Cleaners) | 0 | 0 | 0 | 0 | 0 | 336.2688 | 2017.6128 | 0 | -0.082207 | 0 | -0.082207 | 0 | -0.35542 | 0 | -0.35542 | 0.91474 | 0.71276 | 0.91474 | 0.71276
311036-Steam Trap Replacement - Commercial <12hr/day (Dry Cleaners) | 0 | 0 | 0 | 0 | 0 | 16.0128 | 96.0768 | 0 | -0.082207 | 0 | -0.082207 | 0 | -0.35542 | 0 | -0.35542 | 0.91474 | 0.71276 | 0.91474 | 0.71276
311036-Steam Trap Replacement - Commercial <12hr/day (Dry Cleaners) | 0 | 0 | 0 | 0 | 0 | 256.2048 | 1537.2288 | 0 | -0.082207 | 0 | -0.082207 | 0 | -0.35542 | 0 | -0.35542 | 0.91474 | 0.71276 | 0.91474 | 0.71276
311036-Steam Trap Replacement - Commercial <12hr/day (Dry Cleaners) | 0 | 0 | 0 | 0 | 0 | 224.1792 | 1345.0752 | 0 | -0.082207 | 0 | -0.082207 | 0 | -0.35542 | 0 | -0.35542 | 0.91474 | 0.71276 | 0.91474 | 0.71276
311036-Steam Trap Replacement - Commercial <12hr/day (Dry Cleaners) | 0 | 0 | 0 | 0 | 0 | 144.1152 | 864.6912 | 0 | -0.082207 | 0 | -0.082207 | 0 | -0.35542 | 0 | -0.35542 | 0.91474 | 0.71276 | 0.91474 | 0.71276
311036-Steam Trap Replacement - Commercial <12hr/day (Dry Cleaners) | 0 | 0 | 0 | 0 | 0 | 352.2816 | 2113.6896 | 0 | -0.082207 | 0 | -0.082207 | 0 | -0.35542 | 0 | -0.35542 | 0.91474 | 0.71276 | 0.91474 | 0.71276
311036-Steam Trap Replacement - Commercial <12hr/day (Dry Cleaners) | 0 | 0 | 0 | 0 | 0 | 208.1664 | 1248.9984 | 0 | -0.082207 | 0 | -0.082207 | 0 | -0.35542 | 0 | -0.35542 | 0.91474 | 0.71276 | 0.91474 | 0.71276
311036-Steam Trap Replacement - Commercial <12hr/day (Dry Cleaners) | 0 | 0 | 0 | 0 | 0 | 144.1152 | 864.6912 | 0 | -0.082207 | 0 | -0.082207 | 0 | -0.35542 | 0 | -0.35542 | 0.91474 | 0.71276 | 0.91474 | 0.71276
311036-Steam Trap Replacement - Commercial <12hr/day (Dry Cleaners) | 0 | 0 | 0 | 0 | 0 | 944.7552 | 5668.5312 | 0 | -0.082207 | 0 | -0.082207 | 0 | -0.35542 | 0 | -0.35542 | 0.91474 | 0.71276 | 0.91474 | 0.71276
311036-Steam Trap Replacement - Commercial <12hr/day (Dry Cleaners) | 0 | 0 | 0 | 0 | 0 | 240.192 | 1441.152 | 0 | -0.082207 | 0 | -0.082207 | 0 | -0.35542 | 0 | -0.35542 | 0.91474 | 0.71276 | 0.91474 | 0.71276
311036-Steam Trap Replacement - Commercial <12hr/day (Dry Cleaners) | 0 | 0 | 0 | 0 | 0 | 320.256 | 1921.536 | 0 | -0.082207 | 0 | -0.082207 | 0 | -0.35542 | 0 | -0.35542 | 0.91474 | 0.71276 | 0.91474 | 0.71276
311036-Steam Trap Replacement - Commercial <12hr/day (Dry Cleaners) | 0 | 0 | 0 | 0 | 0 | 352.2816 | 2113.6896 | 0 | -0.082207 | 0 | -0.082207 | 0 | -0.35542 | 0 | -0.35542 | 0.91474 | 0.71276 | 0.91474 | 0.71276
311036-Steam Trap Replacement - Commercial <12hr/day (Dry Cleaners) | 0 | 0 | 0 | 0 | 0 | 160.128 | 960.768 | 0 | -0.082207 | 0 | -0.082207 | 0 | -0.35542 | 0 | -0.35542 | 0.91474 | 0.71276 | 0.91474 | 0.71276
311036-Steam Trap Replacement - Commercial <12hr/day (Dry Cleaners) | 0 | 0 | 0 | 0 | 0 | 256.2048 | 1537.2288 | 0 | -0.081464 | 0 | -0.081464 | 0 | -0.33686 | 0 | -0.33686 | 0.91544 | 0.72362 | 0.91544 | 0.72362
311036-Steam Trap Replacement - Commercial <12hr/day (Dry Cleaners) | 0 | 0 | 0 | 0 | 0 | 320.256 | 1921.536 | 0 | -0.081464 | 0 | -0.081464 | 0 | -0.33686 | 0 | -0.33686 | 0.91544 | 0.72362 | 0.91544 | 0.72362
311036-Steam Trap Replacement - Commercial <12hr/day (Dry Cleaners) | 0 | 0 | 0 | 0 | 0 | 176.1408 | 1056.8448 | 0 | -0.082207 | 0 | -0.082207 | 0 | -0.35542 | 0 | -0.35542 | 0.91474 | 0.71276 | 0.91474 | 0.71276
311036-Steam Trap Replacement - Commercial <12hr/day (Dry Cleaners) | 0 | 0 | 0 | 0 | 0 | 272.2176 | 1633.3056 | 0 | -0.082207 | 0 | -0.082207 | 0 | -0.35542 | 0 | -0.35542 | 0.91474 | 0.71276 | 0.91474 | 0.71276
311036-Steam Trap Replacement - Commercial <12hr/day (Dry Cleaners) | 0 | 0 | 0 | 0 | 0 | 256.2048 | 1537.2288 | 0 | -0.082207 | 0 | -0.082207 | 0 | -0.35542 | 0 | -0.35542 | 0.91474 | 0.71276 | 0.91474 | 0.71276
311036-Steam Trap Replacement - Commercial <12hr/day (Dry Cleaners) | 0 | 0 | 0 | 0 | 0 | 144.1152 | 864.6912 | 0 | -0.082207 | 0 | -0.082207 | 0 | -0.35542 | 0 | -0.35542 | 0.91474 | 0.71276 | 0.91474 | 0.71276
311036-Steam Trap Replacement - Commercial <12hr/day (Dry Cleaners) | 0 | 0 | 0 | 0 | 0 | 224.1792 | 1345.0752 | 0 | -0.082207 | 0 | -0.082207 | 0 | -0.35542 | 0 | -0.35542 | 0.91474 | 0.71276 | 0.91474 | 0.71276
311036-Steam Trap Replacement - Commercial <12hr/day (Dry Cleaners) | 0 | 0 | 0 | 0 | 0 | 128.1024 | 768.6144 | 0 | -0.082207 | 0 | -0.082207 | 0 | -0.35542 | 0 | -0.35542 | 0.91474 | 0.71276 | 0.91474 | 0.71276
311036-Steam Trap Replacement - Commercial <12hr/day (Dry Cleaners) | 0 | 0 | 0 | 0 | 0 | 256.2048 | 1537.2288 | 0 | -0.082207 | 0 | -0.082207 | 0 | -0.35542 | 0 | -0.35542 | 0.91474 | 0.71276 | 0.91474 | 0.71276
311036-Steam Trap Replacement - Commercial <12hr/day (Dry Cleaners) | 0 | 0 | 0 | 0 | 0 | 192.1536 | 1152.9216 | 0 | -0.082207 | 0 | -0.082207 | 0 | -0.35542 | 0 | -0.35542 | 0.91474 | 0.71276 | 0.91474 | 0.71276
311036-Steam Trap Replacement - Commercial <12hr/day (Dry Cleaners) | 0 | 0 | 0 | 0 | 0 | 304.2432 | 1825.4592 | 0 | -0.082207 | 0 | -0.082207 | 0 | -0.35542 | 0 | -0.35542 | 0.91474 | 0.71276 | 0.91474 | 0.71276
311036-Steam Trap Replacement - Commercial <12hr/day (Dry Cleaners) | 0 | 0 | 0 | 0 | 0 | 224.1792 | 1345.0752 | 0 | -0.082207 | 0 | -0.082207 | 0 | -0.35542 | 0 | -0.35542 | 0.91474 | 0.71276 | 0.91474 | 0.71276
311036-Steam Trap Replacement - Commercial <12hr/day (Dry Cleaners) | 0 | 0 | 0 | 0 | 0 | 112.0896 | 672.5376 | 0 | -0.082207 | 0 | -0.082207 | 0 | -0.35542 | 0 | -0.35542 | 0.91474 | 0.71276 | 0.91474 | 0.71276
311036-Steam Trap Replacement - Commercial <12hr/day (Dry Cleaners) | 0 | 0 | 0 | 0 | 0 | 160.128 | 960.768 | 0 | -0.082207 | 0 | -0.082207 | 0 | -0.35542 | 0 | -0.35542 | 0.91474 | 0.71276 | 0.91474 | 0.71276
311036-Steam Trap Replacement - Commercial <12hr/day (Dry Cleaners) | 0 | 0 | 0 | 0 | 0 | 400.32 | 2401.92 | 0 | -0.082207 | 0 | -0.082207 | 0 | -0.35542 | 0 | -0.35542 | 0.91474 | 0.71276 | 0.91474 | 0.71276
311036-Steam Trap Replacement - Commercial <12hr/day (Dry Cleaners) | 0 | 0 | 0 | 0 | 0 | 656.5248 | 3939.1488 | 0 | -0.082207 | 0 | -0.082207 | 0 | -0.35542 | 0 | -0.35542 | 0.91474 | 0.71276 | 0.91474 | 0.71276
311036-Steam Trap Replacement - Commercial <12hr/day (Dry Cleaners) | 0 | 0 | 0 | 0 | 0 | 176.1408 | 1056.8448 | 0 | -0.082207 | 0 | -0.082207 | 0 | -0.35542 | 0 | -0.35542 | 0.91474 | 0.71276 | 0.91474 | 0.71276
311036-Steam Trap Replacement - Commercial <12hr/day (Dry Cleaners) | 0 | 0 | 0 | 0 | 0 | 128.1024 | 768.6144 | 0 | -0.082207 | 0 | -0.082207 | 0 | -0.35542 | 0 | -0.35542 | 0.91474 | 0.71276 | 0.91474 | 0.71276
311036-Steam Trap Replacement - Commercial <12hr/day (Dry Cleaners) | 0 | 0 | 0 | 0 | 0 | 240.192 | 1441.152 | 0 | -0.082207 | 0 | -0.082207 | 0 | -0.35542 | 0 | -0.35542 | 0.91474 | 0.71276 | 0.91474 | 0.71276
311036-Steam Trap Replacement - Commercial <12hr/day (Dry Cleaners) | 0 | 0 | 0 | 0 | 0 | 240.192 | 1441.152 | 0 | -0.082207 | 0 | -0.082207 | 0 | -0.35542 | 0 | -0.35542 | 0.91474 | 0.71276 | 0.91474 | 0.71276
311036-Steam Trap Replacement - Commercial <12hr/day (Dry Cleaners) | 0 | 0 | 0 | 0 | 0 | 352.2816 | 2113.6896 | 0 | -0.082207 | 0 | -0.082207 | 0 | -0.35542 | 0 | -0.35542 | 0.91474 | 0.71276 | 0.91474 | 0.71276
311036-Steam Trap Replacement - Commercial <12hr/day (Dry Cleaners) | 0 | 0 | 0 | 0 | 0 | 256.2048 | 1537.2288 | 0 | -0.082207 | 0 | -0.082207 | 0 | -0.35542 | 0 | -0.35542 | 0.91474 | 0.71276 | 0.91474 | 0.71276
311036-Steam Trap Replacement - Commercial <12hr/day (Dry Cleaners) | 0 | 0 | 0 | 0 | 0 | 80.064 | 480.384 | 0 | -0.081464 | 0 | -0.081464 | 0 | -0.33686 | 0 | -0.33686 | 0.91544 | 0.72362 | 0.91544 | 0.72362
311036-Steam Trap Replacement - Commercial <12hr/day (Dry Cleaners) | 0 | 0 | 0 | 0 | 0 | 144.1152 | 864.6912 | 0 | -0.081464 | 0 | -0.081464 | 0 | -0.33686 | 0 | -0.33686 | 0.91544 | 0.72362 | 0.91544 | 0.72362
311036-Steam Trap Replacement - Commercial <12hr/day (Dry Cleaners) | 0 | 0 | 0 | 0 | 0 | 192.1536 | 1152.9216 | 0 | -0.082207 | 0 | -0.082207 | 0 | -0.35542 | 0 | -0.35542 | 0.91474 | 0.71276 | 0.91474 | 0.71276
311036-Steam Trap Replacement - Commercial <12hr/day (Dry Cleaners) | 0 | 0 | 0 | 0 | 0 | 192.1536 | 1152.9216 | 0 | -0.082207 | 0 | -0.082207 | 0 | -0.35542 | 0 | -0.35542 | 0.91474 | 0.71276 | 0.91474 | 0.71276
311036-Steam Trap Replacement - Commercial <12hr/day (Dry Cleaners) | 0 | 0 | 0 | 0 | 0 | 320.256 | 1921.536 | 0 | -0.082207 | 0 | -0.082207 | 0 | -0.35542 | 0 | -0.35542 | 0.91474 | 0.71276 | 0.91474 | 0.71276
311036-Steam Trap Replacement - Commercial <12hr/day (Dry Cleaners) | 0 | 0 | 0 | 0 | 0 | 224.1792 | 1345.0752 | 0 | -0.082207 | 0 | -0.082207 | 0 | -0.35542 | 0 | -0.35542 | 0.91474 | 0.71276 | 0.91474 | 0.71276
311036-Steam Trap Replacement - Commercial <12hr/day (Dry Cleaners) | 0 | 0 | 0 | 0 | 0 | 112.0896 | 672.5376 | 0 | -0.082207 | 0 | -0.082207 | 0 | -0.35542 | 0 | -0.35542 | 0.91474 | 0.71276 | 0.91474 | 0.71276
311036-Steam Trap Replacement - Commercial <12hr/day (Dry Cleaners) | 0 | 0 | 0 | 0 | 0 | 208.1664 | 1248.9984 | 0 | -0.082207 | 0 | -0.082207 | 0 | -0.35542 | 0 | -0.35542 | 0.91474 | 0.71276 | 0.91474 | 0.71276
311036-Steam Trap Replacement - Commercial <12hr/day (Dry Cleaners) | 0 | 0 | 0 | 0 | 0 | 448.3584 | 2690.1504 | 0 | -0.082207 | 0 | -0.082207 | 0 | -0.35542 | 0 | -0.35542 | 0.91474 | 0.71276 | 0.91474 | 0.71276
311036-Steam Trap Replacement - Commercial <12hr/day (Dry Cleaners) | 0 | 0 | 0 | 0 | 0 | 192.1536 | 1152.9216 | 0 | -0.082207 | 0 | -0.082207 | 0 | -0.35542 | 0 | -0.35542 | 0.91474 | 0.71276 | 0.91474 | 0.71276
311036-Steam Trap Replacement - Commercial <12hr/day (Dry Cleaners) | 0 | 0 | 0 | 0 | 0 | 368.2944 | 2209.7664 | 0 | -0.082207 | 0 | -0.082207 | 0 | -0.35542 | 0 | -0.35542 | 0.91474 | 0.71276 | 0.91474 | 0.71276
311037-Steam Trap Replacement - Industrial <15 psig/Other Commercial 12-24 hr/day | 0 | 0 | 0 | 0 | 0 | 10730.6496 | 64383.8976 | 0 | 0.85584 | 0 | 0.85584 | 0 | 0.86719 | 0 | 0.86719 | 33.7701 | 59.7055 | 33.7701 | 59.7055
311037-Steam Trap Replacement - Industrial <15 psig/Other Commercial 12-24 hr/day | 0 | 0 | 0 | 0 | 0 | 13413.312 | 80479.872 | 0 | 0.85584 | 0 | 0.85584 | 0 | 0.86719 | 0 | 0.86719 | 33.7701 | 59.7055 | 33.7701 | 59.7055
311037-Steam Trap Replacement - Industrial <15 psig/Other Commercial 12-24 hr/day | 0 | 0 | 0 | 0 | 0 | 13413.312 | 80479.872 | 0 | 0.85584 | 0 | 0.85584 | 0 | 0.86719 | 0 | 0.86719 | 33.7701 | 59.7055 | 33.7701 | 59.7055
311037-Steam Trap Replacement - Industrial <15 psig/Other Commercial 12-24 hr/day | 0 | 0 | 0 | 0 | 0 | 1341.3312 | 8047.9872 | 0 | 0.85584 | 0 | 0.85584 | 0 | 0.86719 | 0 | 0.86719 | 33.7701 | 59.7055 | 33.7701 | 59.7055
311037-Steam Trap Replacement - Industrial <15 psig/Other Commercial 12-24 hr/day | 0 | 0 | 0 | 0 | 0 | 8047.9872 | 48287.9232 | 0 | 0.85588 | 0 | 0.85588 | 0 | 0.868 | 0 | 0.868 | 33.8122 | 63.1804 | 33.8122 | 63.1804
311037-Steam Trap Replacement - Industrial <15 psig/Other Commercial 12-24 hr/day | 0 | 0 | 0 | 0 | 0 | 1341.3312 | 8047.9872 | 0 | 0.85584 | 0 | 0.85584 | 0 | 0.86719 | 0 | 0.86719 | 33.7701 | 59.7055 | 33.7701 | 59.7055
311037-Steam Trap Replacement - Industrial <15 psig/Other Commercial 12-24 hr/day | 0 | 0 | 0 | 0 | 0 | 8047.9872 | 48287.9232 | 0 | 0.85584 | 0 | 0.85584 | 0 | 0.86719 | 0 | 0.86719 | 33.7701 | 59.7055 | 33.7701 | 59.7055
311037-Steam Trap Replacement - Industrial <15 psig/Other Commercial 12-24 hr/day | 0 | 0 | 0 | 0 | 0 | 2682.6624 | 16095.9744 | 0 | 0.85584 | 0 | 0.85584 | 0 | 0.86719 | 0 | 0.86719 | 33.7701 | 59.7055 | 33.7701 | 59.7055
311037-Steam Trap Replacement - Industrial <15 psig/Other Commercial 12-24 hr/day | 0 | 0 | 0 | 0 | 0 | 2682.6624 | 16095.9744 | 0 | 0.85584 | 0 | 0.85584 | 0 | 0.86719 | 0 | 0.86719 | 33.7701 | 59.7055 | 33.7701 | 59.7055
311037-Steam Trap Replacement - Industrial <15 psig/Other Commercial 12-24 hr/day | 0 | 0 | 0 | 0 | 0 | 2682.6624 | 16095.9744 | 0 | 0.85584 | 0 | 0.85584 | 0 | 0.86719 | 0 | 0.86719 | 33.7701 | 59.7055 | 33.7701 | 59.7055
311037-Steam Trap Replacement - Industrial <15 psig/Other Commercial 12-24 hr/day | 0 | 0 | 0 | 0 | 0 | 2682.6624 | 16095.9744 | 0 | 0.85584 | 0 | 0.85584 | 0 | 0.86719 | 0 | 0.86719 | 33.7701 | 59.7055 | 33.7701 | 59.7055
311037-Steam Trap Replacement - Industrial <15 psig/Other Commercial 12-24 hr/day | 0 | 0 | 0 | 0 | 0 | 6706.656 | 40239.936 | 0 | 0.85584 | 0 | 0.85584 | 0 | 0.86719 | 0 | 0.86719 | 33.7701 | 59.7055 | 33.7701 | 59.7055
311037-Steam Trap Replacement - Industrial <15 psig/Other Commercial 12-24 hr/day | 0 | 0 | 0 | 0 | 0 | 10730.6496 | 64383.8976 | 0 | 0.85584 | 0 | 0.85584 | 0 | 0.86719 | 0 | 0.86719 | 33.7701 | 59.7055 | 33.7701 | 59.7055
311037-Steam Trap Replacement - Industrial <15 psig/Other Commercial 12-24 hr/day | 0 | 0 | 0 | 0 | 0 | 20119.968 | 120719.808 | 0 | 0.85584 | 0 | 0.85584 | 0 | 0.86719 | 0 | 0.86719 | 33.7701 | 59.7055 | 33.7701 | 59.7055
311037-Steam Trap Replacement - Industrial <15 psig/Other Commercial 12-24 hr/day | 0 | 0 | 0 | 0 | 0 | 1341.3312 | 8047.9872 | 0 | 0.85584 | 0 | 0.85584 | 0 | 0.86719 | 0 | 0.86719 | 33.7701 | 59.7055 | 33.7701 | 59.7055
311037-Steam Trap Replacement - Industrial <15 psig/Other Commercial 12-24 hr/day | 0 | 0 | 0 | 0 | 0 | 2682.6624 | 16095.9744 | 0 | 0.85584 | 0 | 0.85584 | 0 | 0.86719 | 0 | 0.86719 | 33.7701 | 59.7055 | 33.7701 | 59.7055
311037-Steam Trap Replacement - Industrial <15 psig/Other Commercial 12-24 hr/day | 0 | 0 | 0 | 0 | 0 | 17437.3056 | 104623.8336 | 0 | 0.85584 | 0 | 0.85584 | 0 | 0.86719 | 0 | 0.86719 | 33.7701 | 59.7055 | 33.7701 | 59.7055
311037-Steam Trap Replacement - Industrial <15 psig/Other Commercial 12-24 hr/day | 0 | 0 | 0 | 0 | 0 | 2682.6624 | 16095.9744 | 0 | 0.85584 | 0 | 0.85584 | 0 | 0.86722 | 0 | 0.86722 | 33.772 | 59.8552 | 33.772 | 59.8552
311037-Steam Trap Replacement - Industrial <15 psig/Other Commercial 12-24 hr/day | 0 | 0 | 0 | 0 | 0 | 2682.6624 | 16095.9744 | 0 | 0.85584 | 0 | 0.85584 | 0 | 0.86719 | 0 | 0.86719 | 33.7701 | 59.7055 | 33.7701 | 59.7055
311037-Steam Trap Replacement - Industrial <15 psig/Other Commercial 12-24 hr/day | 0 | 0 | 0 | 0 | 0 | 5365.3248 | 32191.9488 | 0 | 0.85584 | 0 | 0.85584 | 0 | 0.86719 | 0 | 0.86719 | 33.7701 | 59.7055 | 33.7701 | 59.7055
311038-Steam Trap Replacement - Industrial >15 psig | 0 | 0 | 0 | 0 | 0 | 9667.776 | 58006.656 | 0 | 0.87304 | 0 | 0.87304 | 0 | 0.87835 | 0 | 0.87835 | 98.8799 | 244.23 | 98.8799 | 244.23
311038-Steam Trap Replacement - Industrial >15 psig | 0 | 0 | 0 | 0 | 0 | 4833.888 | 29003.328 | 0 | 0.87296 | 0 | 0.87296 | 0 | 0.87625 | 0 | 0.87625 | 97.9574 | 154.4295 | 97.9574 | 154.4295
311038-Steam Trap Replacement - Industrial >15 psig | 0 | 0 | 0 | 0 | 0 | 4833.888 | 29003.328 | 0 | 0.87286 | 0 | 0.87286 | 0 | 0.87376 | 0 | 0.87376 | 96.887 | 107.5833 | 96.887 | 107.5833
311038-Steam Trap Replacement - Industrial >15 psig | 0 | 0 | 0 | 0 | 0 | 4833.888 | 29003.328 | 0 | 0.87287 | 0 | 0.87287 | 0 | 0.87402 | 0 | 0.87402 | 96.9988 | 111.1398 | 96.9988 | 111.1398
311038-Steam Trap Replacement - Industrial >15 psig | 0 | 0 | 0 | 0 | 0 | 9667.776 | 58006.656 | 0 | 0.87303 | 0 | 0.87303 | 0 | 0.878 | 0 | 0.878 | 98.726 | 222.7859 | 98.726 | 222.7859
311038-Steam Trap Replacement - Industrial >15 psig | 0 | 0 | 0 | 0 | 0 | 4833.888 | 29003.328 | 0 | 0.87294 | 0 | 0.87294 | 0 | 0.87596 | 0 | 0.87596 | 97.8315 | 146.9718 | 97.8315 | 146.9718
311038-Steam Trap Replacement - Industrial >15 psig | 0 | 0 | 0 | 0 | 0 | 4833.888 | 29003.328 | 0 | 0.87294 | 0 | 0.87294 | 0 | 0.87591 | 0 | 0.87591 | 97.8101 | 145.7769 | 97.8101 | 145.7769
311038-Steam Trap Replacement - Industrial >15 psig | 0 | 0 | 0 | 0 | 0 | 4833.888 | 29003.328 | 0 | 0.87298 | 0 | 0.87298 | 0 | 0.87689 | 0 | 0.87689 | 98.2392 | 174.1112 | 98.2392 | 174.1112
311038-Steam Trap Replacement - Industrial >15 psig | 0 | 0 | 0 | 0 | 0 | 19335.552 | 116013.312 | 0 | 0.87286 | 0 | 0.87286 | 0 | 0.87376 | 0 | 0.87376 | 96.887 | 107.5833 | 96.887 | 107.5833
311038-Steam Trap Replacement - Industrial >15 psig | 0 | 0 | 0 | 0 | 0 | 4833.888 | 29003.328 | 0 | 0.87286 | 0 | 0.87286 | 0 | 0.87376 | 0 | 0.87376 | 96.887 | 107.5833 | 96.887 | 107.5833
311038-Steam Trap Replacement - Industrial >15 psig | 0 | 0 | 0 | 0 | 0 | 4833.888 | 29003.328 | 0 | 0.87286 | 0 | 0.87286 | 0 | 0.87376 | 0 | 0.87376 | 96.887 | 107.5833 | 96.887 | 107.5833
311038-Steam Trap Replacement - Industrial >15 psig | 0 | 0 | 0 | 0 | 0 | 4833.888 | 29003.328 | 0 | 0.87296 | 0 | 0.87296 | 0 | 0.87624 | 0 | 0.87624 | 97.9553 | 154.2966 | 97.9553 | 154.2966
311038-Steam Trap Replacement - Industrial >15 psig | 0 | 0 | 0 | 0 | 0 | 4833.888 | 29003.328 | 0 | 0.87296 | 0 | 0.87296 | 0 | 0.87624 | 0 | 0.87624 | 97.9553 | 154.2966 | 97.9553 | 154.2966
311038-Steam Trap Replacement - Industrial >15 psig | 0 | 0 | 0 | 0 | 0 | 62840.544 | 377043.264 | 0 | 0.87286 | 0 | 0.87286 | 0 | 0.87376 | 0 | 0.87376 | 96.887 | 107.5833 | 96.887 | 107.5833
311038-Steam Trap Replacement - Industrial >15 psig | 0 | 0 | 0 | 0 | 0 | 19335.552 | 116013.312 | 0 | 0.87311 | 0 | 0.87311 | 0 | 0.87999 | 0 | 0.87999 | 99.6142 | 448.2639 | 99.6142 | 448.2639
311038-Steam Trap Replacement - Industrial >15 psig | 0 | 0 | 0 | 0 | 0 | 9667.776 | 58006.656 | 0 | 0.87309 | 0 | 0.87309 | 0 | 0.87966 | 0 | 0.87966 | 99.4668 | 384.2262 | 99.4668 | 384.2262
311038-Steam Trap Replacement - Industrial >15 psig | 0 | 0 | 0 | 0 | 0 | 14501.664 | 87009.984 | 0 | 0.87293 | 0 | 0.87293 | 0 | 0.87556 | 0 | 0.87556 | 97.661 | 137.9274 | 97.661 | 137.9274
311038-Steam Trap Replacement - Industrial >15 psig | 0 | 0 | 0 | 0 | 0 | 130514.976 | 783089.856 | 0 | 0.87292 | 0 | 0.87292 | 0 | 0.87529 | 0 | 0.87529 | 97.5434 | 132.2972 | 97.5434 | 132.2972
311038-Steam Trap Replacement - Industrial >15 psig | 0 | 0 | 0 | 0 | 0 | 19335.552 | 116013.312 | 0 | 0.87286 | 0 | 0.87286 | 0 | 0.87376 | 0 | 0.87376 | 96.887 | 107.5833 | 96.887 | 107.5833
311038-Steam Trap Replacement - Industrial >15 psig | 0 | 0 | 0 | 0 | 0 | 38671.104 | 232026.624 | 0 | 0.87286 | 0 | 0.87286 | 0 | 0.87376 | 0 | 0.87376 | 96.887 | 107.5833 | 96.887 | 107.5833
311038-Steam Trap Replacement - Industrial >15 psig | 0 | 0 | 0 | 0 | 0 | 48338.88 | 290033.28 | 0 | 0.87286 | 0 | 0.87286 | 0 | 0.87376 | 0 | 0.87376 | 96.887 | 107.5833 | 96.887 | 107.5833
311038-Steam Trap Replacement - Industrial >15 psig | 0 | 0 | 0 | 0 | 0 | 82176.096 | 493056.576 | 0 | 0.87286 | 0 | 0.87286 | 0 | 0.87376 | 0 | 0.87376 | 96.887 | 107.5833 | 96.887 | 107.5833
311038-Steam Trap Replacement - Industrial >15 psig | 0 | 0 | 0 | 0 | 0 | 4833.888 | 29003.328 | 0 | 0.87286 | 0 | 0.87286 | 0 | 0.87376 | 0 | 0.87376 | 96.887 | 107.5833 | 96.887 | 107.5833
311038-Steam Trap Replacement - Industrial >15 psig | 0 | 0 | 0 | 0 | 0 | 24169.44 | 145016.64 | 0 | 0.87286 | 0 | 0.87286 | 0 | 0.87376 | 0 | 0.87376 | 96.887 | 107.5833 | 96.887 | 107.5833
311038-Steam Trap Replacement - Industrial >15 psig | 0 | 0 | 0 | 0 | 0 | 4833.888 | 29003.328 | 0 | 0.87286 | 0 | 0.87286 | 0 | 0.87376 | 0 | 0.87376 | 96.887 | 107.5833 | 96.887 | 107.5833
311038-Steam Trap Replacement - Industrial >15 psig | 0 | 0 | 0 | 0 | 0 | 14501.664 | 87009.984 | 0 | 0.87286 | 0 | 0.87286 | 0 | 0.87376 | 0 | 0.87376 | 96.887 | 107.5833 | 96.887 | 107.5833
311038-Steam Trap Replacement - Industrial >15 psig | 0 | 0 | 0 | 0 | 0 | 14501.664 | 87009.984 | 0 | 0.87286 | 0 | 0.87286 | 0 | 0.87376 | 0 | 0.87376 | 96.887 | 107.5833 | 96.887 | 107.5833
311038-Steam Trap Replacement - Industrial >15 psig | 0 | 0 | 0 | 0 | 0 | 9667.776 | 58006.656 | 0 | 0.87286 | 0 | 0.87286 | 0 | 0.87378 | 0 | 0.87378 | 96.8957 | 107.853 | 96.8957 | 107.853
311038-Steam Trap Replacement - Industrial >15 psig | 0 | 0 | 0 | 0 | 0 | 9667.776 | 58006.656 | 0 | 0.87286 | 0 | 0.87286 | 0 | 0.87376 | 0 | 0.87376 | 96.887 | 107.5833 | 96.887 | 107.5833
311038-Steam Trap Replacement - Industrial >15 psig | 0 | 0 | 0 | 0 | 0 | 9667.776 | 58006.656 | 0 | 0.87286 | 0 | 0.87286 | 0 | 0.87376 | 0 | 0.87376 | 96.887 | 107.5833 | 96.887 | 107.5833
311038-Steam Trap Replacement - Industrial >15 psig | 0 | 0 | 0 | 0 | 0 | 29003.328 | 174019.968 | 0 | 0.87286 | 0 | 0.87286 | 0 | 0.87376 | 0 | 0.87376 | 96.887 | 107.5833 | 96.887 | 107.5833
311038-Steam Trap Replacement - Industrial >15 psig | 0 | 0 | 0 | 0 | 0 | 9667.776 | 58006.656 | 0 | 0.87286 | 0 | 0.87286 | 0 | 0.87376 | 0 | 0.87376 | 96.887 | 107.5833 | 96.887 | 107.5833
311038-Steam Trap Replacement - Industrial >15 psig | 0 | 0 | 0 | 0 | 0 | 454385.472 | 2726312.832 | 0 | 0.87286 | 0 | 0.87286 | 0 | 0.87376 | 0 | 0.87376 | 96.887 | 107.5833 | 96.887 | 107.5833
311038-Steam Trap Replacement - Industrial >15 psig | 0 | 0 | 0 | 0 | 0 | 106345.536 | 638073.216 | 0 | 0.87286 | 0 | 0.87286 | 0 | 0.87376 | 0 | 0.87376 | 96.887 | 107.5833 | 96.887 | 107.5833
311038-Steam Trap Replacement - Industrial >15 psig | 0 | 0 | 0 | 0 | 0 | 159518.304 | 957109.824 | 0 | 0.87286 | 0 | 0.87286 | 0 | 0.87376 | 0 | 0.87376 | 96.887 | 107.5833 | 96.887 | 107.5833
311038-Steam Trap Replacement - Industrial >15 psig | 0 | 0 | 0 | 0 | 0 | 58006.656 | 348039.936 | 0 | 0.87286 | 0 | 0.87286 | 0 | 0.87376 | 0 | 0.87376 | 96.887 | 107.5833 | 96.887 | 107.5833
311038-Steam Trap Replacement - Industrial >15 psig | 0 | 0 | 0 | 0 | 0 | 62840.544 | 377043.264 | 0 | 0.87286 | 0 | 0.87286 | 0 | 0.87376 | 0 | 0.87376 | 96.887 | 107.5833 | 96.887 | 107.5833
311038-Steam Trap Replacement - Industrial >15 psig | 0 | 0 | 0 | 0 | 0 | 4833.888 | 29003.328 | 0 | 0.87286 | 0 | 0.87286 | 0 | 0.87376 | 0 | 0.87376 | 96.887 | 107.5833 | 96.887 | 107.5833
311038-Steam Trap Replacement - Industrial >15 psig | 0 | 0 | 0 | 0 | 0 | 43504.992 | 261029.952 | 0 | 0.873 | 0 | 0.873 | 0 | 0.87741 | 0 | 0.87741 | 98.4666 | 193.9603 | 98.4666 | 193.9603
311038-Steam Trap Replacement - Industrial >15 psig | 0 | 0 | 0 | 0 | 0 | 261029.952 | 1566179.712 | 0 | 0.87286 | 0 | 0.87286 | 0 | 0.87376 | 0 | 0.87376 | 96.887 | 107.5833 | 96.887 | 107.5833
311038-Steam Trap Replacement - Industrial >15 psig | 0 | 0 | 0 | 0 | 0 | 87009.984 | 522059.904 | 0 | 0.87286 | 0 | 0.87286 | 0 | 0.87376 | 0 | 0.87376 | 96.887 | 107.5833 | 96.887 | 107.5833
311038-Steam Trap Replacement - Industrial >15 psig | 0 | 0 | 0 | 0 | 0 | 67674.432 | 406046.592 | 0 | 0.87286 | 0 | 0.87286 | 0 | 0.87376 | 0 | 0.87376 | 96.887 | 107.5833 | 96.887 | 107.5833
311038-Steam Trap Replacement - Industrial >15 psig | 0 | 0 | 0 | 0 | 0 | 19335.552 | 116013.312 | 0 | 0.87286 | 0 | 0.87286 | 0 | 0.87376 | 0 | 0.87376 | 96.887 | 107.5833 | 96.887 | 107.5833
311038-Steam Trap Replacement - Industrial >15 psig | 0 | 0 | 0 | 0 | 0 | 4833.888 | 29003.328 | 0 | 0.87286 | 0 | 0.87286 | 0 | 0.87376 | 0 | 0.87376 | 96.887 | 107.5833 | 96.887 | 107.5833
311038-Steam Trap Replacement - Industrial >15 psig | 0 | 0 | 0 | 0 | 0 | 4833.888 | 29003.328 | 0 | 0.87286 | 0 | 0.87286 | 0 | 0.87376 | 0 | 0.87376 | 96.887 | 107.5833 | 96.887 | 107.5833
311038-Steam Trap Replacement - Industrial >15 psig | 0 | 0 | 0 | 0 | 0 | 4833.888 | 29003.328 | 0 | 0.87286 | 0 | 0.87286 | 0 | 0.87376 | 0 | 0.87376 | 96.887 | 107.5833 | 96.887 | 107.5833
311038-Steam Trap Replacement - Industrial >15 psig | 0 | 0 | 0 | 0 | 0 | 4833.888 | 29003.328 | 0 | 0.87286 | 0 | 0.87286 | 0 | 0.87376 | 0 | 0.87376 | 96.887 | 107.5833 | 96.887 | 107.5833
311038-Steam Trap Replacement - Industrial >15 psig | 0 | 0 | 0 | 0 | 0 | 24169.44 | 145016.64 | 0 | 0.87286 | 0 | 0.87286 | 0 | 0.87376 | 0 | 0.87376 | 96.887 | 107.5833 | 96.887 | 107.5833
311038-Steam Trap Replacement - Industrial >15 psig | 0 | 0 | 0 | 0 | 0 | 459219.36 | 2755316.16 | 0 | 0.87287 | 0 | 0.87287 | 0 | 0.87399 | 0 | 0.87399 | 96.9847 | 110.6791 | 96.9847 | 110.6791
311038-Steam Trap Replacement - Industrial >15 psig | 0 | 0 | 0 | 0 | 0 | 9667.776 | 58006.656 | 0 | 0.87286 | 0 | 0.87286 | 0 | 0.87376 | 0 | 0.87376 | 96.887 | 107.5833 | 96.887 | 107.5833
311038-Steam Trap Replacement - Industrial >15 psig | 0 | 0 | 0 | 0 | 0 | 111179.424 | 667076.544 | 0 | 0.87286 | 0 | 0.87286 | 0 | 0.87376 | 0 | 0.87376 | 96.887 | 107.5833 | 96.887 | 107.5833
311038-Steam Trap Replacement - Industrial >15 psig | 0 | 0 | 0 | 0 | 0 | 33837.216 | 203023.296 | 0 | 0.87286 | 0 | 0.87286 | 0 | 0.87376 | 0 | 0.87376 | 96.887 | 107.5833 | 96.887 | 107.5833
311038-Steam Trap Replacement - Industrial >15 psig | 0 | 0 | 0 | 0 | 0 | 4833.888 | 29003.328 | 0 | 0.87286 | 0 | 0.87286 | 0 | 0.87376 | 0 | 0.87376 | 96.887 | 107.5833 | 96.887 | 107.5833
311038-Steam Trap Replacement - Industrial >15 psig | 0 | 0 | 0 | 0 | 0 | 53172.768 | 319036.608 | 0 | 0.87286 | 0 | 0.87286 | 0 | 0.87376 | 0 | 0.87376 | 96.887 | 107.5833 | 96.887 | 107.5833
311038-Steam Trap Replacement - Industrial >15 psig | 0 | 0 | 0 | 0 | 0 | 72508.32 | 435049.92 | 0 | 0.87286 | 0 | 0.87286 | 0 | 0.87376 | 0 | 0.87376 | 96.887 | 107.5833 | 96.887 | 107.5833
311038-Steam Trap Replacement - Industrial >15 psig | 0 | 0 | 0 | 0 | 0 | 4833.888 | 29003.328 | 0 | 0.87302 | 0 | 0.87302 | 0 | 0.87787 | 0 | 0.87787 | 98.6686 | 215.7059 | 98.6686 | 215.7059
311038-Steam Trap Replacement - Industrial >15 psig | 0 | 0 | 0 | 0 | 0 | 19335.552 | 116013.312 | 0 | 0.873 | 0 | 0.873 | 0 | 0.87744 | 0 | 0.87744 | 98.479 | 195.1625 | 98.479 | 195.1625
311038-Steam Trap Replacement - Industrial >15 psig | 0 | 0 | 0 | 0 | 0 | 87009.984 | 522059.904 | 0 | 0.87286 | 0 | 0.87286 | 0 | 0.87376 | 0 | 0.87376 | 96.887 | 107.5833 | 96.887 | 107.5833
311038-Steam Trap Replacement - Industrial >15 psig | 0 | 0 | 0 | 0 | 0 | 9667.776 | 58006.656 | 0 | 0.87286 | 0 | 0.87286 | 0 | 0.87376 | 0 | 0.87376 | 96.887 | 107.5833 | 96.887 | 107.5833
311038-Steam Trap Replacement - Industrial >15 psig | 0 | 0 | 0 | 0 | 0 | 43504.992 | 261029.952 | 0 | 0.87286 | 0 | 0.87286 | 0 | 0.87376 | 0 | 0.87376 | 96.887 | 107.5833 | 96.887 | 107.5833
311038-Steam Trap Replacement - Industrial >15 psig | 0 | 0 | 0 | 0 | 0 | 4833.888 | 29003.328 | 0 | 0.87286 | 0 | 0.87286 | 0 | 0.87376 | 0 | 0.87376 | 96.887 | 107.5833 | 96.887 | 107.5833
311038-Steam Trap Replacement - Industrial >15 psig | 0 | 0 | 0 | 0 | 0 | 24169.44 | 145016.64 | 0 | 0.87286 | 0 | 0.87286 | 0 | 0.87376 | 0 | 0.87376 | 96.887 | 107.5833 | 96.887 | 107.5833
311038-Steam Trap Replacement - Industrial >15 psig | 0 | 0 | 0 | 0 | 0 | 14501.664 | 87009.984 | 0 | 0.87286 | 0 | 0.87286 | 0 | 0.87376 | 0 | 0.87376 | 96.887 | 107.5833 | 96.887 | 107.5833
311038-Steam Trap Replacement - Industrial >15 psig | 0 | 0 | 0 | 0 | 0 | 14501.664 | 87009.984 | 0 | 0.87286 | 0 | 0.87286 | 0 | 0.87376 | 0 | 0.87376 | 96.887 | 107.5833 | 96.887 | 107.5833
311038-Steam Trap Replacement - Industrial >15 psig | 0 | 0 | 0 | 0 | 0 | 14501.664 | 87009.984 | 0 | 0.87286 | 0 | 0.87286 | 0 | 0.87376 | 0 | 0.87376 | 96.887 | 107.5833 | 96.887 | 107.5833
311038-Steam Trap Replacement - Industrial >15 psig | 0 | 0 | 0 | 0 | 0 | 24169.44 | 145016.64 | 0 | 0.87295 | 0 | 0.87295 | 0 | 0.87618 | 0 | 0.87618 | 97.9277 | 152.6005 | 97.9277 | 152.6005
311038-Steam Trap Replacement - Industrial >15 psig | 0 | 0 | 0 | 0 | 0 | 58006.656 | 348039.936 | 0 | 0.8729 | 0 | 0.8729 | 0 | 0.87479 | 0 | 0.87479 | 97.3264 | 122.9969 | 97.3264 | 122.9969
311038-Steam Trap Replacement - Industrial >15 psig | 0 | 0 | 0 | 0 | 0 | 9667.776 | 58006.656 | 0 | 0.87286 | 0 | 0.87286 | 0 | 0.87376 | 0 | 0.87376 | 96.887 | 107.5833 | 96.887 | 107.5833
311038-Steam Trap Replacement - Industrial >15 psig | 0 | 0 | 0 | 0 | 0 | 4833.888 | 29003.328 | 0 | 0.87286 | 0 | 0.87286 | 0 | 0.87376 | 0 | 0.87376 | 96.887 | 107.5833 | 96.887 | 107.5833
311038-Steam Trap Replacement - Industrial >15 psig | 0 | 0 | 0 | 0 | 0 | 4833.888 | 29003.328 | 0 | 0.87294 | 0 | 0.87294 | 0 | 0.87591 | 0 | 0.87591 | 97.8101 | 145.7769 | 97.8101 | 145.7769
311038-Steam Trap Replacement - Industrial >15 psig | 0 | 0 | 0 | 0 | 0 | 4833.888 | 29003.328 | 0 | 0.87286 | 0 | 0.87286 | 0 | 0.87376 | 0 | 0.87376 | 96.887 | 107.5833 | 96.887 | 107.5833
311038-Steam Trap Replacement - Industrial >15 psig | 0 | 0 | 0 | 0 | 0 | 19335.552 | 116013.312 | 0 | 0.87286 | 0 | 0.87286 | 0 | 0.87376 | 0 | 0.87376 | 96.887 | 107.5833 | 96.887 | 107.5833
311038-Steam Trap Replacement - Industrial >15 psig | 0 | 0 | 0 | 0 | 0 | 4833.888 | 29003.328 | 0 | 0.87286 | 0 | 0.87286 | 0 | 0.87376 | 0 | 0.87376 | 96.887 | 107.5833 | 96.887 | 107.5833
311038-Steam Trap Replacement - Industrial >15 psig | 0 | 0 | 0 | 0 | 0 | 14501.664 | 87009.984 | 0 | 0.87286 | 0 | 0.87286 | 0 | 0.87376 | 0 | 0.87376 | 96.887 | 107.5833 | 96.887 | 107.5833
311038-Steam Trap Replacement - Industrial >15 psig | 0 | 0 | 0 | 0 | 0 | 14501.664 | 87009.984 | 0 | 0.87286 | 0 | 0.87286 | 0 | 0.87376 | 0 | 0.87376 | 96.887 | 107.5833 | 96.887 | 107.5833
311038-Steam Trap Replacement - Industrial >15 psig | 0 | 0 | 0 | 0 | 0 | 4833.888 | 29003.328 | 0 | 0.87286 | 0 | 0.87286 | 0 | 0.87376 | 0 | 0.87376 | 96.887 | 107.5833 | 96.887 | 107.5833
311038-Steam Trap Replacement - Industrial >15 psig | 0 | 0 | 0 | 0 | 0 | 4833.888 | 29003.328 | 0 | 0.87286 | 0 | 0.87286 | 0 | 0.87376 | 0 | 0.87376 | 96.887 | 107.5833 | 96.887 | 107.5833
311038-Steam Trap Replacement - Industrial >15 psig | 0 | 0 | 0 | 0 | 0 | 14501.664 | 87009.984 | 0 | 0.87286 | 0 | 0.87286 | 0 | 0.87376 | 0 | 0.87376 | 96.887 | 107.5833 | 96.887 | 107.5833
311038-Steam Trap Replacement - Industrial >15 psig | 0 | 0 | 0 | 0 | 0 | 9667.776 | 58006.656 | 0 | 0.87286 | 0 | 0.87286 | 0 | 0.87376 | 0 | 0.87376 | 96.887 | 107.5833 | 96.887 | 107.5833
311038-Steam Trap Replacement - Industrial >15 psig | 0 | 0 | 0 | 0 | 0 | 9667.776 | 58006.656 | 0 | 0.87286 | 0 | 0.87286 | 0 | 0.87376 | 0 | 0.87376 | 96.887 | 107.5833 | 96.887 | 107.5833
311038-Steam Trap Replacement - Industrial >15 psig | 0 | 0 | 0 | 0 | 0 | 4833.888 | 29003.328 | 0 | 0.87286 | 0 | 0.87286 | 0 | 0.87376 | 0 | 0.87376 | 96.887 | 107.5833 | 96.887 | 107.5833
311038-Steam Trap Replacement - Industrial >15 psig | 0 | 0 | 0 | 0 | 0 | 4833.888 | 29003.328 | 0 | 0.87286 | 0 | 0.87286 | 0 | 0.87376 | 0 | 0.87376 | 96.887 | 107.5833 | 96.887 | 107.5833
311038-Steam Trap Replacement - Industrial >15 psig | 0 | 0 | 0 | 0 | 0 | 29003.328 | 174019.968 | 0 | 0.87286 | 0 | 0.87286 | 0 | 0.87376 | 0 | 0.87376 | 96.887 | 107.5833 | 96.887 | 107.5833
311038-Steam Trap Replacement - Industrial >15 psig | 0 | 0 | 0 | 0 | 0 | 9667.776 | 58006.656 | 0 | 0.87286 | 0 | 0.87286 | 0 | 0.87376 | 0 | 0.87376 | 96.887 | 107.5833 | 96.887 | 107.5833
311038-Steam Trap Replacement - Industrial >15 psig | 0 | 0 | 0 | 0 | 0 | 4833.888 | 29003.328 | 0 | 0.87286 | 0 | 0.87286 | 0 | 0.87376 | 0 | 0.87376 | 96.887 | 107.5833 | 96.887 | 107.5833
311038-Steam Trap Replacement - Industrial >15 psig | 0 | 0 | 0 | 0 | 0 | 33837.216 | 203023.296 | 0 | 0.87286 | 0 | 0.87286 | 0 | 0.87376 | 0 | 0.87376 | 96.887 | 107.5833 | 96.887 | 107.5833
311038-Steam Trap Replacement - Industrial >15 psig | 0 | 0 | 0 | 0 | 0 | 96677.76 | 580066.56 | 0 | 0.87302 | 0 | 0.87302 | 0 | 0.87792 | 0 | 0.87792 | 98.6913 | 218.4433 | 98.6913 | 218.4433
311038-Steam Trap Replacement - Industrial >15 psig | 0 | 0 | 0 | 0 | 0 | 9667.776 | 58006.656 | 0 | 0.87286 | 0 | 0.87286 | 0 | 0.87376 | 0 | 0.87376 | 96.887 | 107.5833 | 96.887 | 107.5833
311038-Steam Trap Replacement - Industrial >15 psig | 0 | 0 | 0 | 0 | 0 | 4833.888 | 29003.328 | 0 | 0.87286 | 0 | 0.87286 | 0 | 0.87376 | 0 | 0.87376 | 96.887 | 107.5833 | 96.887 | 107.5833
311038-Steam Trap Replacement - Industrial >15 psig | 0 | 0 | 0 | 0 | 0 | 14501.664 | 87009.984 | 0 | 0.87286 | 0 | 0.87286 | 0 | 0.87376 | 0 | 0.87376 | 96.887 | 107.5833 | 96.887 | 107.5833
311038-Steam Trap Replacement - Industrial >15 psig | 0 | 0 | 0 | 0 | 0 | 87009.984 | 522059.904 | 0 | 0.87296 | 0 | 0.87296 | 0 | 0.87625 | 0 | 0.87625 | 97.9574 | 154.4258 | 97.9574 | 154.4258
311038-Steam Trap Replacement - Industrial >15 psig | 0 | 0 | 0 | 0 | 0 | 9667.776 | 58006.656 | 0 | 0.87286 | 0 | 0.87286 | 0 | 0.87376 | 0 | 0.87376 | 96.887 | 107.5833 | 96.887 | 107.5833
311038-Steam Trap Replacement - Industrial >15 psig | 0 | 0 | 0 | 0 | 0 | 4833.888 | 29003.328 | 0 | 0.87286 | 0 | 0.87286 | 0 | 0.87376 | 0 | 0.87376 | 96.887 | 107.5833 | 96.887 | 107.5833
311038-Steam Trap Replacement - Industrial >15 psig | 0 | 0 | 0 | 0 | 0 | 4833.888 | 29003.328 | 0 | 0.87286 | 0 | 0.87286 | 0 | 0.87376 | 0 | 0.87376 | 96.887 | 107.5833 | 96.887 | 107.5833
311038-Steam Trap Replacement - Industrial >15 psig | 0 | 0 | 0 | 0 | 0 | 4833.888 | 29003.328 | 0 | 0.87286 | 0 | 0.87286 | 0 | 0.87376 | 0 | 0.87376 | 96.887 | 107.5833 | 96.887 | 107.5833
311038-Steam Trap Replacement - Industrial >15 psig | 0 | 0 | 0 | 0 | 0 | 4833.888 | 29003.328 | 0 | 0.87286 | 0 | 0.87286 | 0 | 0.87376 | 0 | 0.87376 | 96.887 | 107.5833 | 96.887 | 107.5833
311038-Steam Trap Replacement - Industrial >15 psig | 0 | 0 | 0 | 0 | 0 | 4833.888 | 29003.328 | 0 | 0.87286 | 0 | 0.87286 | 0 | 0.87376 | 0 | 0.87376 | 96.887 | 107.5833 | 96.887 | 107.5833
311038-Steam Trap Replacement - Industrial >15 psig | 0 | 0 | 0 | 0 | 0 | 19335.552 | 116013.312 | 0 | 0.87286 | 0 | 0.87286 | 0 | 0.87376 | 0 | 0.87376 | 96.887 | 107.5833 | 96.887 | 107.5833
311038-Steam Trap Replacement - Industrial >15 psig | 0 | 0 | 0 | 0 | 0 | 19335.552 | 116013.312 | 0 | 0.87286 | 0 | 0.87286 | 0 | 0.87376 | 0 | 0.87376 | 96.887 | 107.5833 | 96.887 | 107.5833
311038-Steam Trap Replacement - Industrial >15 psig | 0 | 0 | 0 | 0 | 0 | 4833.888 | 29003.328 | 0 | 0.87286 | 0 | 0.87286 | 0 | 0.87376 | 0 | 0.87376 | 96.887 | 107.5833 | 96.887 | 107.5833
311038-Steam Trap Replacement - Industrial >15 psig | 0 | 0 | 0 | 0 | 0 | 38671.104 | 232026.624 | 0 | 0.87286 | 0 | 0.87286 | 0 | 0.87376 | 0 | 0.87376 | 96.887 | 107.5833 | 96.887 | 107.5833
311038-Steam Trap Replacement - Industrial >15 psig | 0 | 0 | 0 | 0 | 0 | 9667.776 | 58006.656 | 0 | 0.87286 | 0 | 0.87286 | 0 | 0.87376 | 0 | 0.87376 | 96.887 | 107.5833 | 96.887 | 107.5833
311038-Steam Trap Replacement - Industrial >15 psig | 0 | 0 | 0 | 0 | 0 | 87009.984 | 522059.904 | 0 | 0.87302 | 0 | 0.87302 | 0 | 0.87786 | 0 | 0.87786 | 98.6641 | 215.1667 | 98.6641 | 215.1667
311018-Process Boiler - Water | 0 | 0 | 0 | 0 | 0 | 1036.8 | 20736 | 0 | 0.31364 | 0 | 0.31364 | 0 | 0.83206 | 0 | 0.83206 | 1.5172 | 10.4605 | 1.5172 | 10.4605
311018-Process Boiler - Water | 0 | 0 | 0 | 0 | 0 | 590.976 | 11819.52 | 0 | 0.31364 | 0 | 0.31364 | 0 | 0.83206 | 0 | 0.83206 | 1.5172 | 10.4605 | 1.5172 | 10.4605
311018-Process Boiler - Water | 0 | 0 | 0 | 0 | 0 | 1010.88 | 20217.6 | 0 | 0.31364 | 0 | 0.31364 | 0 | 0.83206 | 0 | 0.83206 | 1.5172 | 10.4605 | 1.5172 | 10.4605
311018-Process Boiler - Water | 0 | 0 | 0 | 0 | 0 | 1036.8 | 20736 | 0 | 0.31364 | 0 | 0.31364 | 0 | 0.83206 | 0 | 0.83206 | 1.5172 | 10.4605 | 1.5172 | 10.4605
311018-Process Boiler - Water | 0 | 0 | 0 | 0 | 0 | 1036.8 | 20736 | 0 | 0.31364 | 0 | 0.31364 | 0 | 0.83206 | 0 | 0.83206 | 1.5172 | 10.4605 | 1.5172 | 10.4605
311022-Tank Insulation - Low Temperature Applic. (LF) 2 in | 0 | 0 | 0 | 0 | 0 | 245.088 | 4901.76 | 0 | 0.83289 | 0 | 0.83289 | 0 | 0.84299 | 0 | 0.84299 | 10.5601 | 11.9456 | 10.5601 | 11.9456
311022-Tank Insulation - Low Temperature Applic. (LF) 2 in | 0 | 0 | 0 | 0 | 0 | 234.432 | 4688.64 | 0 | 0.83289 | 0 | 0.83289 | 0 | 0.84299 | 0 | 0.84299 | 10.5601 | 11.9456 | 10.5601 | 11.9456
311022-Tank Insulation - Low Temperature Applic. (LF) 2 in | 0 | 0 | 0 | 0 | 0 | 532.8 | 10656 | 0 | 0.83289 | 0 | 0.83289 | 0 | 0.84299 | 0 | 0.84299 | 10.5601 | 11.9456 | 10.5601 | 11.9456
311022-Tank Insulation - Low Temperature Applic. (LF) 2 in | 0 | 0 | 0 | 0 | 0 | 163.392 | 3267.84 | 0 | 0.83289 | 0 | 0.83289 | 0 | 0.84299 | 0 | 0.84299 | 10.5601 | 11.9456 | 10.5601 | 11.9456
311023-Tank Insulation - High Temperature Applic. (LF) 2 in | 0 | 0 | 0 | 0 | 0 | 2196.48 | 43929.6 | 0 | 0.88865 | 0 | 0.88865 | 0 | 0.88347 | 0 | 0.88347 | 29.3367 | 25.1826 | 29.3367 | 25.1826
311023-Tank Insulation - High Temperature Applic. (LF) 2 in | 0 | 0 | 0 | 0 | 0 | 4043.52 | 80870.4 | 0 | 0.88865 | 0 | 0.88865 | 0 | 0.88347 | 0 | 0.88347 | 29.3367 | 25.1826 | 29.3367 | 25.1826
311023-Tank Insulation - High Temperature Applic. (LF) 2 in | 0 | 0 | 0 | 0 | 0 | 225079.296 | 4501585.92 | 0 | 0.88887 | 0 | 0.88887 | 0 | 0.8891 | 0 | 0.8891 | 29.5487 | 29.7662 | 29.5487 | 29.7662
311023-Tank Insulation - High Temperature Applic. (LF) 2 in | 0 | 0 | 0 | 0 | 0 | 12539.904 | 250798.08 | 0 | 0.88865 | 0 | 0.88865 | 0 | 0.88348 | 0 | 0.88348 | 29.3369 | 25.1866 | 29.3369 | 25.1866
311023-Tank Insulation - High Temperature Applic. (LF) 2 in | 0 | 0 | 0 | 0 | 0 | 1198.08 | 23961.6 | 0 | 0.88865 | 0 | 0.88865 | 0 | 0.88347 | 0 | 0.88347 | 29.3367 | 25.1826 | 29.3367 | 25.1826
311023-Tank Insulation - High Temperature Applic. (LF) 2 in | 0 | 0 | 0 | 0 | 0 | 1198.08 | 23961.6 | 0 | 0.88865 | 0 | 0.88865 | 0 | 0.88347 | 0 | 0.88347 | 29.3367 | 25.1826 | 29.3367 | 25.1826
311023-Tank Insulation - High Temperature Applic. (LF) 2 in | 0 | 0 | 0 | 0 | 0 | 948.48 | 18969.6 | 0 | 0.88865 | 0 | 0.88865 | 0 | 0.88347 | 0 | 0.88347 | 29.3367 | 25.1826 | 29.3367 | 25.1826
311023-Tank Insulation - High Temperature Applic. (LF) 2 in | 0 | 0 | 0 | 0 | 0 | 798.72 | 15974.4 | 0 | 0.88865 | 0 | 0.88865 | 0 | 0.88347 | 0 | 0.88347 | 29.3367 | 25.1826 | 29.3367 | 25.1826
311023-Tank Insulation - High Temperature Applic. (LF) 2 in | 0 | 0 | 0 | 0 | 0 | 718.848 | 14376.96 | 0 | 0.88865 | 0 | 0.88865 | 0 | 0.88347 | 0 | 0.88347 | 29.3367 | 25.1826 | 29.3367 | 25.1826
311023-Tank Insulation - High Temperature Applic. (LF) 2 in | 0 | 0 | 0 | 0 | 0 | 599.04 | 11980.8 | 0 | 0.88865 | 0 | 0.88865 | 0 | 0.88347 | 0 | 0.88347 | 29.3367 | 25.1826 | 29.3367 | 25.1826
311014-Space Heating Boilers - Large Water | 0 | 0 | 0 | 0 | 0 | 417.6 | 8352 | 0 | -0.20582 | 0 | -0.20582 | 0 | 0.83812 | 0 | 0.83812 | 0.81718 | 11.2353 | 0.81718 | 11.2353
311014-Space Heating Boilers - Large Water | 0 | 0 | 0 | 0 | 0 | 350.784 | 7015.68 | 0 | -0.20582 | 0 | -0.20582 | 0 | 0.83812 | 0 | 0.83812 | 0.81718 | 11.2353 | 0.81718 | 11.2353
311014-Space Heating Boilers - Large Water | 0 | 0 | 0 | 0 | 0 | 1280.64 | 25612.8 | 0 | -0.20582 | 0 | -0.20582 | 0 | 0.83812 | 0 | 0.83812 | 0.81718 | 11.2353 | 0.81718 | 11.2353
311014-Space Heating Boilers - Large Water | 0 | 0 | 0 | 0 | 0 | 5568 | 111360 | 0 | -0.20582 | 0 | -0.20582 | 0 | 0.83812 | 0 | 0.83812 | 0.81718 | 11.2353 | 0.81718 | 11.2353
311014-Space Heating Boilers - Large Water | 0 | 0 | 0 | 0 | 0 | 551.232 | 11024.64 | 0 | -0.20582 | 0 | -0.20582 | 0 | 0.83812 | 0 | 0.83812 | 0.81718 | 11.2353 | 0.81718 | 11.2353
311014-Space Heating Boilers - Large Water | 0 | 0 | 0 | 0 | 0 | 6960 | 139200 | 0 | -0.20582 | 0 | -0.20582 | 0 | 0.83812 | 0 | 0.83812 | 0.81718 | 11.2353 | 0.81718 | 11.2353
311014-Space Heating Boilers - Large Water | 0 | 0 | 0 | 0 | 0 | 701.568 | 14031.36 | 0 | -0.20582 | 0 | -0.20582 | 0 | 0.83812 | 0 | 0.83812 | 0.81718 | 11.2353 | 0.81718 | 11.2353
311014-Space Heating Boilers - Large Water | 0 | 0 | 0 | 0 | 0 | 1280.64 | 25612.8 | 0 | -0.20582 | 0 | -0.20582 | 0 | 0.83812 | 0 | 0.83812 | 0.81718 | 11.2353 | 0.81718 | 11.2353
311014-Space Heating Boilers - Large Water | 0 | 0 | 0 | 0 | 0 | 835.2 | 16704 | 0 | -0.20582 | 0 | -0.20582 | 0 | 0.83812 | 0 | 0.83812 | 0.81718 | 11.2353 | 0.81718 | 11.2353
311014-Space Heating Boilers - Large Water | 0 | 0 | 0 | 0 | 0 | 556.8 | 11136 | 0 | -0.20582 | 0 | -0.20582 | 0 | 0.83812 | 0 | 0.83812 | 0.81718 | 11.2353 | 0.81718 | 11.2353
311014-Space Heating Boilers - Large Water | 0 | 0 | 0 | 0 | 0 | 208.8 | 4176 | 0 | -0.20582 | 0 | -0.20582 | 0 | 0.83812 | 0 | 0.83812 | 0.81718 | 11.2353 | 0.81718 | 11.2353
311014-Space Heating Boilers - Large Water | 0 | 0 | 0 | 0 | 0 | 1670.4 | 33408 | 0 | -0.20582 | 0 | -0.20582 | 0 | 0.83812 | 0 | 0.83812 | 0.81718 | 11.2353 | 0.81718 | 11.2353
311015-Commercial Boiler (Non-Space Heat, Non-Process) | 0 | 0 | 0 | 0 | 0 | 556.416 | 11128.32 | 0 | 0.20818 | 0 | 0.20818 | 0 | 0.81676 | 0 | 0.81676 | 1.2925 | 8.9108 | 1.2925 | 8.9108
311015-Commercial Boiler (Non-Space Heat, Non-Process) | 0 | 0 | 0 | 0 | 0 | 1589.76 | 31795.2 | 0 | 0.20818 | 0 | 0.20818 | 0 | 0.81676 | 0 | 0.81676 | 1.2925 | 8.9108 | 1.2925 | 8.9108
311015-Commercial Boiler (Non-Space Heat, Non-Process) | 0 | 0 | 0 | 0 | 0 | 175.7568 | 3515.136 | 0 | 0.20818 | 0 | 0.20818 | 0 | 0.81676 | 0 | 0.81676 | 1.2925 | 8.9108 | 1.2925 | 8.9108
311015-Commercial Boiler (Non-Space Heat, Non-Process) | 0 | 0 | 0 | 0 | 0 | 882.7584 | 17655.168 | 0 | 0.20818 | 0 | 0.20818 | 0 | 0.81676 | 0 | 0.81676 | 1.2925 | 8.9108 | 1.2925 | 8.9108
311015-Commercial Boiler (Non-Space Heat, Non-Process) | 0 | 0 | 0 | 0 | 0 | 352.3968 | 7047.936 | 0 | 0.20818 | 0 | 0.20818 | 0 | 0.81676 | 0 | 0.81676 | 1.2925 | 8.9108 | 1.2925 | 8.9108
311015-Commercial Boiler (Non-Space Heat, Non-Process) | 0 | 0 | 0 | 0 | 0 | 1765.5168 | 35310.336 | 0 | 0.20818 | 0 | 0.20818 | 0 | 0.81676 | 0 | 0.81676 | 1.2925 | 8.9108 | 1.2925 | 8.9108
311015-Commercial Boiler (Non-Space Heat, Non-Process) | 0 | 0 | 0 | 0 | 0 | 794.88 | 15897.6 | 0 | 0.20818 | 0 | 0.20818 | 0 | 0.81676 | 0 | 0.81676 | 1.2925 | 8.9108 | 1.2925 | 8.9108
311015-Commercial Boiler (Non-Space Heat, Non-Process) | 0 | 0 | 0 | 0 | 0 | 220.8 | 4416 | 0 | 0.20818 | 0 | 0.20818 | 0 | 0.81676 | 0 | 0.81676 | 1.2925 | 8.9108 | 1.2925 | 8.9108
311015-Commercial Boiler (Non-Space Heat, Non-Process) | 0 | 0 | 0 | 0 | 0 | 1765.5168 | 35310.336 | 0 | 0.20818 | 0 | 0.20818 | 0 | 0.81676 | 0 | 0.81676 | 1.2925 | 8.9108 | 1.2925 | 8.9108
311015-Commercial Boiler (Non-Space Heat, Non-Process) | 0 | 0 | 0 | 0 | 0 | 1765.5168 | 35310.336 | 0 | 0.20818 | 0 | 0.20818 | 0 | 0.81676 | 0 | 0.81676 | 1.2925 | 8.9108 | 1.2925 | 8.9108
311015-Commercial Boiler (Non-Space Heat, Non-Process) | 0 | 0 | 0 | 0 | 0 | 176.1984 | 3523.968 | 0 | 0.20818 | 0 | 0.20818 | 0 | 0.81676 | 0 | 0.81676 | 1.2925 | 8.9108 | 1.2925 | 8.9108
311015-Commercial Boiler (Non-Space Heat, Non-Process) | 0 | 0 | 0 | 0 | 0 | 662.4 | 13248 | 0 | 0.20818 | 0 | 0.20818 | 0 | 0.81676 | 0 | 0.81676 | 1.2925 | 8.9108 | 1.2925 | 8.9108
311015-Commercial Boiler (Non-Space Heat, Non-Process) | 0 | 0 | 0 | 0 | 0 | 437.184 | 8743.68 | 0 | 0.20818 | 0 | 0.20818 | 0 | 0.81676 | 0 | 0.81676 | 1.2925 | 8.9108 | 1.2925 | 8.9108
311015-Commercial Boiler (Non-Space Heat, Non-Process) | 0 | 0 | 0 | 0 | 0 | 352.3968 | 7047.936 | 0 | 0.20818 | 0 | 0.20818 | 0 | 0.81676 | 0 | 0.81676 | 1.2925 | 8.9108 | 1.2925 | 8.9108
311016-Process Boiler - Steam | 0 | 0 | 0 | 0 | 0 | 372.96 | 7459.2 | 0 | 0.035036 | 0 | 0.035036 | 0 | 0.79165 | 0 | 0.79165 | 1.0396 | 7.1673 | 1.0396 | 7.1673
311016-Process Boiler - Steam | 0 | 0 | 0 | 0 | 0 | 149.184 | 2983.68 | 0 | 0.035036 | 0 | 0.035036 | 0 | 0.79165 | 0 | 0.79165 | 1.0396 | 7.1673 | 1.0396 | 7.1673
311016-Process Boiler - Steam | 0 | 0 | 0 | 0 | 0 | 13376.4768 | 267529.536 | 0 | 0.035036 | 0 | 0.035036 | 0 | 0.79165 | 0 | 0.79165 | 1.0396 | 7.1673 | 1.0396 | 7.1673
311017-Water Heating -Commercial Pool Heater | 0 | 0 | 0 | 0 | 0 | 1735.2 | 8676 | 0 | 0.68955 | 0 | 0.68955 | 0 | 0.68955 | 0 | 0.68955 | 4.4699 | 4.4699 | 4.4699 | 4.4699
311017-Water Heating -Commercial Pool Heater | 0 | 0 | 0 | 0 | 0 | 4624.8864 | 23124.432 | 0 | 0.68955 | 0 | 0.68955 | 0 | 0.68955 | 0 | 0.68955 | 4.4699 | 4.4699 | 4.4699 | 4.4699
311017-Water Heating -Commercial Pool Heater | 0 | 0 | 0 | 0 | 0 | 10411.2 | 52056 | 0 | 0.68955 | 0 | 0.68955 | 0 | 0.68955 | 0 | 0.68955 | 4.4699 | 4.4699 | 4.4699 | 4.4699
311017-Water Heating -Commercial Pool Heater | 0 | 0 | 0 | 0 | 0 | 1735.2 | 8676 | 0 | 0.68955 | 0 | 0.68955 | 0 | 0.68955 | 0 | 0.68955 | 4.4699 | 4.4699 | 4.4699 | 4.4699
311017-Water Heating -Commercial Pool Heater | 0 | 0 | 0 | 0 | 0 | 4624.8864 | 23124.432 | 0 | 0.68955 | 0 | 0.68955 | 0 | 0.68955 | 0 | 0.68955 | 4.4699 | 4.4699 | 4.4699 | 4.4699
311017-Water Heating -Commercial Pool Heater | 0 | 0 | 0 | 0 | 0 | 4624.8864 | 23124.432 | 0 | 0.68955 | 0 | 0.68955 | 0 | 0.68955 | 0 | 0.68955 | 4.4699 | 4.4699 | 4.4699 | 4.4699
311002-Greenhouse Heat Curtain | 0 | 0 | 0 | 2046.4595 | 10232.2977 | 10970.4492 | 54852.246 | 0.050486 | 0.4418 | 0.050486 | 0.4418 | 0.087691 | 0.76739 | 0.087691 | 0.76739 | 1.7897 | 4.2809 | 1.7897 | 4.2809
311002-Greenhouse Heat Curtain | 0 | 0 | 0 | 2046.4595 | 10232.2977 | 3753.0484 | 18765.2421 | 0.052953 | 0.46339 | 0.052953 | 0.46339 | 0.088722 | 0.77641 | 0.088722 | 0.77641 | 1.8615 | 4.4527 | 1.8615 | 4.4527
311002-Greenhouse Heat Curtain | 0 | 0 | 0 | 2046.4595 | 10232.2977 | 22749.2473 | 113746.2365 | 0.049787 | 0.43569 | 0.049787 | 0.43569 | 0.087399 | 0.76483 | 0.087399 | 0.76483 | 1.7703 | 4.2346 | 1.7703 | 4.2346
311002-Greenhouse Heat Curtain | 0 | 0 | 0 | 2046.4596 | 10232.2978 | 25659.3033 | 128296.5165 | 0.049713 | 0.43504 | 0.049713 | 0.43504 | 0.087368 | 0.76456 | 0.087368 | 0.76456 | 1.7683 | 4.2297 | 1.7683 | 4.2297
311002-Greenhouse Heat Curtain | 0 | 0 | 0 | 2046.4595 | 10232.2977 | 15548.0135 | 77740.0674 | 0.05009 | 0.43834 | 0.05009 | 0.43834 | 0.087526 | 0.76594 | 0.087526 | 0.76594 | 1.7787 | 4.2546 | 1.7787 | 4.2546
311002-Greenhouse Heat Curtain | 0 | 0 | 0 | 2046.4595 | 10232.2977 | 38583.6472 | 192918.2362 | 0.049516 | 0.43332 | 0.049516 | 0.43332 | 0.087285 | 0.76384 | 0.087285 | 0.76384 | 1.7629 | 4.2169 | 1.7629 | 4.2169
311002-Greenhouse Heat Curtain | 0 | 0 | 0 | 2046.4595 | 10232.2977 | 19622.0919 | 98110.4594 | 0.049892 | 0.43661 | 0.049892 | 0.43661 | 0.087443 | 0.76522 | 0.087443 | 0.76522 | 1.7732 | 4.2415 | 1.7732 | 4.2415
311002-Greenhouse Heat Curtain | 0 | 0 | 0 | 2046.4595 | 10232.2977 | 38606.7429 | 193033.7146 | 0.049516 | 0.43332 | 0.049516 | 0.43332 | 0.087285 | 0.76384 | 0.087285 | 0.76384 | 1.7629 | 4.2169 | 1.7629 | 4.2169
311002-Greenhouse Heat Curtain | 0 | 0 | 0 | 2046.4595 | 10232.2977 | 8468.4169 | 42342.0846 | 0.050878 | 0.44523 | 0.050878 | 0.44523 | 0.087855 | 0.76882 | 0.087855 | 0.76882 | 1.8007 | 4.3073 | 1.8007 | 4.3073
311002-Greenhouse Heat Curtain | 0 | 0 | 0 | 2046.4595 | 10232.2977 | 33553.4076 | 167767.0379 | 0.049575 | 0.43383 | 0.049575 | 0.43383 | 0.08731 | 0.76406 | 0.08731 | 0.76406 | 1.7645 | 4.2208 | 1.7645 | 4.2208
311002-Greenhouse Heat Curtain | 0 | 0 | 0 | 2046.4595 | 10232.2977 | 21256.4963 | 106282.4817 | 0.049833 | 0.4361 | 0.049833 | 0.4361 | 0.087418 | 0.765 | 0.087418 | 0.765 | 1.7716 | 4.2377 | 1.7716 | 4.2377
311002-Greenhouse Heat Curtain | 0 | 0 | 0 | 2046.4595 | 10232.2977 | 25105.0069 | 125525.0346 | 0.049726 | 0.43515 | 0.049726 | 0.43515 | 0.087373 | 0.76461 | 0.087373 | 0.76461 | 1.7686 | 4.2306 | 1.7686 | 4.2306
311002-Greenhouse Heat Curtain | 0 | 0 | 0 | 2046.4595 | 10232.2977 | 17177.4139 | 85887.0694 | 0.05 | 0.43755 | 0.05 | 0.43755 | 0.087488 | 0.76561 | 0.087488 | 0.76561 | 1.7762 | 4.2486 | 1.7762 | 4.2486
311002-Greenhouse Heat Curtain | 0 | 0 | 0 | 2046.4595 | 10232.2977 | 22853.1779 | 114265.8893 | 0.049784 | 0.43567 | 0.049784 | 0.43567 | 0.087398 | 0.76482 | 0.087398 | 0.76482 | 1.7702 | 4.2344 | 1.7702 | 4.2344
311005-Storage Water Heaters (LRG >75 MBTUH) | 0 | 0 | 0 | 0 | 0 | 269.2608 | 4038.912 | 0 | 0.46807 | 0 | 0.46807 | 0 | 0.75527 | 0 | 0.75527 | 2.135 | 7.0337 | 2.135 | 7.0337
311005-Storage Water Heaters (LRG >75 MBTUH) | 0 | 0 | 0 | 0 | 0 | 269.2608 | 4038.912 | 0 | 0.46807 | 0 | 0.46807 | 0 | 0.75527 | 0 | 0.75527 | 2.135 | 7.0337 | 2.135 | 7.0337
311005-Storage Water Heaters (LRG >75 MBTUH) | 0 | 0 | 0 | 0 | 0 | 334.8931 | 5023.3968 | 0 | 0.46807 | 0 | 0.46807 | 0 | 0.75527 | 0 | 0.75527 | 2.135 | 7.0337 | 2.135 | 7.0337
311005-Storage Water Heaters (LRG >75 MBTUH) | 0 | 0 | 0 | 0 | 0 | 269.2608 | 4038.912 | 0 | 0.46807 | 0 | 0.46807 | 0 | 0.75527 | 0 | 0.75527 | 2.135 | 7.0337 | 2.135 | 7.0337
311005-Storage Water Heaters (LRG >75 MBTUH) | 0 | 0 | 0 | 0 | 0 | 334.8931 | 5023.3968 | 0 | 0.46807 | 0 | 0.46807 | 0 | 0.75527 | 0 | 0.75527 | 2.135 | 7.0337 | 2.135 | 7.0337
311005-Storage Water Heaters (LRG >75 MBTUH) | 0 | 0 | 0 | 0 | 0 | 269.2608 | 4038.912 | 0 | 0.46807 | 0 | 0.46807 | 0 | 0.75527 | 0 | 0.75527 | 2.135 | 7.0337 | 2.135 | 7.0337
311005-Storage Water Heaters (LRG >75 MBTUH) | 0 | 0 | 0 | 0 | 0 | 334.8931 | 5023.3968 | 0 | 0.46807 | 0 | 0.46807 | 0 | 0.75527 | 0 | 0.75527 | 2.135 | 7.0337 | 2.135 | 7.0337
311005-Storage Water Heaters (LRG >75 MBTUH) | 0 | 0 | 0 | 0 | 0 | 334.8931 | 5023.3968 | 0 | 0.46807 | 0 | 0.46807 | 0 | 0.75527 | 0 | 0.75527 | 2.135 | 7.0337 | 2.135 | 7.0337
311005-Storage Water Heaters (LRG >75 MBTUH) | 0 | 0 | 0 | 0 | 0 | 454.3776 | 6815.664 | 0 | 0.46807 | 0 | 0.46807 | 0 | 0.75527 | 0 | 0.75527 | 2.135 | 7.0337 | 2.135 | 7.0337
311005-Storage Water Heaters (LRG >75 MBTUH) | 0 | 0 | 0 | 0 | 0 | 269.2608 | 4038.912 | 0 | 0.46807 | 0 | 0.46807 | 0 | 0.75527 | 0 | 0.75527 | 2.135 | 7.0337 | 2.135 | 7.0337
311005-Storage Water Heaters (LRG >75 MBTUH) | 0 | 0 | 0 | 0 | 0 | 334.8931 | 5023.3968 | 0 | 0.46807 | 0 | 0.46807 | 0 | 0.75527 | 0 | 0.75527 | 2.135 | 7.0337 | 2.135 | 7.0337
311005-Storage Water Heaters (LRG >75 MBTUH) | 0 | 0 | 0 | 0 | 0 | 334.8931 | 5023.3968 | 0 | 0.46807 | 0 | 0.46807 | 0 | 0.75527 | 0 | 0.75527 | 2.135 | 7.0337 | 2.135 | 7.0337
311005-Storage Water Heaters (LRG >75 MBTUH) | 0 | 0 | 0 | 0 | 0 | 908.7552 | 13631.328 | 0 | 0.46807 | 0 | 0.46807 | 0 | 0.75527 | 0 | 0.75527 | 2.135 | 7.0337 | 2.135 | 7.0337
311005-Storage Water Heaters (LRG >75 MBTUH) | 0 | 0 | 0 | 0 | 0 | 252.432 | 3786.48 | 0 | 0.46807 | 0 | 0.46807 | 0 | 0.75527 | 0 | 0.75527 | 2.135 | 7.0337 | 2.135 | 7.0337
311005-Storage Water Heaters (LRG >75 MBTUH) | 0 | 0 | 0 | 0 | 0 | 454.3776 | 6815.664 | 0 | 0.46807 | 0 | 0.46807 | 0 | 0.75527 | 0 | 0.75527 | 2.135 | 7.0337 | 2.135 | 7.0337
311005-Storage Water Heaters (LRG >75 MBTUH) | 0 | 0 | 0 | 0 | 0 | 454.3776 | 6815.664 | 0 | 0.46807 | 0 | 0.46807 | 0 | 0.75527 | 0 | 0.75527 | 2.135 | 7.0337 | 2.135 | 7.0337
311005-Storage Water Heaters (LRG >75 MBTUH) | 0 | 0 | 0 | 0 | 0 | 521.6928 | 7825.392 | 0 | 0.46807 | 0 | 0.46807 | 0 | 0.75527 | 0 | 0.75527 | 2.135 | 7.0337 | 2.135 | 7.0337
311005-Storage Water Heaters (LRG >75 MBTUH) | 0 | 0 | 0 | 0 | 0 | 334.8931 | 5023.3968 | 0 | 0.46807 | 0 | 0.46807 | 0 | 0.75527 | 0 | 0.75527 | 2.135 | 7.0337 | 2.135 | 7.0337
311005-Storage Water Heaters (LRG >75 MBTUH) | 0 | 0 | 0 | 0 | 0 | 269.2608 | 4038.912 | 0 | 0.46807 | 0 | 0.46807 | 0 | 0.75527 | 0 | 0.75527 | 2.135 | 7.0337 | 2.135 | 7.0337
311005-Storage Water Heaters (LRG >75 MBTUH) | 0 | 0 | 0 | 0 | 0 | 1363.1328 | 20446.992 | 0 | 0.46807 | 0 | 0.46807 | 0 | 0.75527 | 0 | 0.75527 | 2.135 | 7.0337 | 2.135 | 7.0337
311005-Storage Water Heaters (LRG >75 MBTUH) | 0 | 0 | 0 | 0 | 0 | 269.2608 | 4038.912 | 0 | 0.46807 | 0 | 0.46807 | 0 | 0.75527 | 0 | 0.75527 | 2.135 | 7.0337 | 2.135 | 7.0337
311005-Storage Water Heaters (LRG >75 MBTUH) | 0 | 0 | 0 | 0 | 0 | 269.2608 | 4038.912 | 0 | 0.46807 | 0 | 0.46807 | 0 | 0.75527 | 0 | 0.75527 | 2.135 | 7.0337 | 2.135 | 7.0337
311005-Storage Water Heaters (LRG >75 MBTUH) | 0 | 0 | 0 | 0 | 0 | 269.2608 | 4038.912 | 0 | 0.46807 | 0 | 0.46807 | 0 | 0.75527 | 0 | 0.75527 | 2.135 | 7.0337 | 2.135 | 7.0337
311005-Storage Water Heaters (LRG >75 MBTUH) | 0 | 0 | 0 | 0 | 0 | 218.7744 | 3281.616 | 0 | 0.46807 | 0 | 0.46807 | 0 | 0.75527 | 0 | 0.75527 | 2.135 | 7.0337 | 2.135 | 7.0337
311005-Storage Water Heaters (LRG >75 MBTUH) | 0 | 0 | 0 | 0 | 0 | 334.8931 | 5023.3968 | 0 | 0.46807 | 0 | 0.46807 | 0 | 0.75527 | 0 | 0.75527 | 2.135 | 7.0337 | 2.135 | 7.0337
311005-Storage Water Heaters (LRG >75 MBTUH) | 0 | 0 | 0 | 0 | 0 | 269.2608 | 4038.912 | 0 | 0.46807 | 0 | 0.46807 | 0 | 0.75527 | 0 | 0.75527 | 2.135 | 7.0337 | 2.135 | 7.0337
311005-Storage Water Heaters (LRG >75 MBTUH) | 0 | 0 | 0 | 0 | 0 | 2019.456 | 30291.84 | 0 | 0.46807 | 0 | 0.46807 | 0 | 0.75527 | 0 | 0.75527 | 2.135 | 7.0337 | 2.135 | 7.0337
311005-Storage Water Heaters (LRG >75 MBTUH) | 0 | 0 | 0 | 0 | 0 | 269.2608 | 4038.912 | 0 | 0.46807 | 0 | 0.46807 | 0 | 0.75527 | 0 | 0.75527 | 2.135 | 7.0337 | 2.135 | 7.0337
311006-Storage Water Heaters (SML <= 75 MBTUH) | 0 | 0 | 0 | 0 | 0 | 316.8 | 4752 | 0 | 0.43786 | 0 | 0.43786 | 0 | 0.54797 | 0 | 0.54797 | 1.9893 | 2.6482 | 1.9893 | 2.6482
311006-Storage Water Heaters (SML <= 75 MBTUH) | 0 | 0 | 0 | 0 | 0 | 104.544 | 1568.16 | 0 | 0.43786 | 0 | 0.43786 | 0 | 0.54797 | 0 | 0.54797 | 1.9893 | 2.6482 | 1.9893 | 2.6482
311006-Storage Water Heaters (SML <= 75 MBTUH) | 0 | 0 | 0 | 0 | 0 | 627.264 | 9408.96 | 0 | 0.43786 | 0 | 0.43786 | 0 | 0.54797 | 0 | 0.54797 | 1.9893 | 2.6482 | 1.9893 | 2.6482
311007-Instantaneous Water Heaters (>= 200 MBTUH) | 0 | 0 | 0 | 0 | 0 | 1161.216 | 17418.24 | 0 | 1.023 | 0 | 1.023 | 0 | 0.8233 | 0 | 0.8233 | -6.1768 | 15.4075 | -6.1768 | 15.4075
311007-Instantaneous Water Heaters (>= 200 MBTUH) | 0 | 0 | 0 | 0 | 0 | 691.2 | 10368 | 0 | 1.023 | 0 | 1.023 | 0 | 0.8233 | 0 | 0.8233 | -6.1768 | 15.4075 | -6.1768 | 15.4075
311007-Instantaneous Water Heaters (>= 200 MBTUH) | 0 | 0 | 0 | 0 | 0 | 460.8 | 6912 | 0 | 1.023 | 0 | 1.023 | 0 | 0.8233 | 0 | 0.8233 | -6.1768 | 15.4075 | -6.1768 | 15.4075
311007-Instantaneous Water Heaters (>= 200 MBTUH) | 0 | 0 | 0 | 0 | 0 | 1161.216 | 17418.24 | 0 | 1.023 | 0 | 1.023 | 0 | 0.8233 | 0 | 0.8233 | -6.1768 | 15.4075 | -6.1768 | 15.4075
311007-Instantaneous Water Heaters (>= 200 MBTUH) | 0 | 0 | 0 | 0 | 0 | 216.576 | 3248.64 | 0 | 1.023 | 0 | 1.023 | 0 | 0.8233 | 0 | 0.8233 | -6.1768 | 15.4075 | -6.1768 | 15.4075
311007-Instantaneous Water Heaters (>= 200 MBTUH) | 0 | 0 | 0 | 0 | 0 | 1198.08 | 17971.2 | 0 | 1.023 | 0 | 1.023 | 0 | 0.8233 | 0 | 0.8233 | -6.1768 | 15.4075 | -6.1768 | 15.4075
311007-Instantaneous Water Heaters (>= 200 MBTUH) | 0 | 0 | 0 | 0 | 0 | 921.6 | 13824 | 0 | 1.023 | 0 | 1.023 | 0 | 0.8233 | 0 | 0.8233 | -6.1768 | 15.4075 | -6.1768 | 15.4075
311007-Instantaneous Water Heaters (>= 200 MBTUH) | 0 | 0 | 0 | 0 | 0 | 230.4 | 3456 | 0 | 1.023 | 0 | 1.023 | 0 | 0.8233 | 0 | 0.8233 | -6.1768 | 15.4075 | -6.1768 | 15.4075
311007-Instantaneous Water Heaters (>= 200 MBTUH) | 0 | 0 | 0 | 0 | 0 | 367.7184 | 5515.776 | 0 | 1.023 | 0 | 1.023 | 0 | 0.8233 | 0 | 0.8233 | -6.1768 | 15.4075 | -6.1768 | 15.4075
311007-Instantaneous Water Heaters (>= 200 MBTUH) | 0 | 0 | 0 | 0 | 0 | 599.04 | 8985.6 | 0 | 1.023 | 0 | 1.023 | 0 | 0.8233 | 0 | 0.8233 | -6.1768 | 15.4075 | -6.1768 | 15.4075
311007-Instantaneous Water Heaters (>= 200 MBTUH) | 0 | 0 | 0 | 0 | 0 | 218.4192 | 3276.288 | 0 | 1.023 | 0 | 1.023 | 0 | 0.8233 | 0 | 0.8233 | -6.1768 | 15.4075 | -6.1768 | 15.4075
311007-Instantaneous Water Heaters (>= 200 MBTUH) | 0 | 0 | 0 | 0 | 0 | 367.7184 | 5515.776 | 0 | 1.023 | 0 | 1.023 | 0 | 0.8233 | 0 | 0.8233 | -6.1768 | 15.4075 | -6.1768 | 15.4075
311007-Instantaneous Water Heaters (>= 200 MBTUH) | 0 | 0 | 0 | 0 | 0 | 486.6048 | 7299.072 | 0 | 1.023 | 0 | 1.023 | 0 | 0.8233 | 0 | 0.8233 | -6.1768 | 15.4075 | -6.1768 | 15.4075
311008-Instantaneous Water Heaters (< 200 MBTUH) | 0 | 0 | 0 | 0 | 0 | 307.5552 | 4613.328 | 0 | 1.3277 | 0 | 1.3277 | 0 | 0.75921 | 0 | 0.75921 | -1.9683 | 7.2624 | -1.9683 | 7.2624
311008-Instantaneous Water Heaters (< 200 MBTUH) | 0 | 0 | 0 | 0 | 0 | 694.6925 | 10420.3872 | 0 | 1.3277 | 0 | 1.3277 | 0 | 0.75921 | 0 | 0.75921 | -1.9683 | 7.2624 | -1.9683 | 7.2624
311008-Instantaneous Water Heaters (< 200 MBTUH) | 0 | 0 | 0 | 0 | 0 | 691.5648 | 10373.472 | 0 | 1.3277 | 0 | 1.3277 | 0 | 0.75921 | 0 | 0.75921 | -1.9683 | 7.2624 | -1.9683 | 7.2624
311008-Instantaneous Water Heaters (< 200 MBTUH) | 0 | 0 | 0 | 0 | 0 | 347.3462 | 5210.1936 | 0 | 1.3277 | 0 | 1.3277 | 0 | 0.75921 | 0 | 0.75921 | -1.9683 | 7.2624 | -1.9683 | 7.2624
311008-Instantaneous Water Heaters (< 200 MBTUH) | 0 | 0 | 0 | 0 | 0 | 691.5648 | 10373.472 | 0 | 1.3277 | 0 | 1.3277 | 0 | 0.75921 | 0 | 0.75921 | -1.9683 | 7.2624 | -1.9683 | 7.2624
311008-Instantaneous Water Heaters (< 200 MBTUH) | 0 | 0 | 0 | 0 | 0 | 203.2992 | 3049.488 | 0 | 1.3277 | 0 | 1.3277 | 0 | 0.75921 | 0 | 0.75921 | -1.9683 | 7.2624 | -1.9683 | 7.2624
311010-Infrared Film for Greenhouses | 0 | 0 | 0 | 1753.0794 | 8765.3972 | 12293.4492 | 61467.2459 | 0.10217 | 0.89406 | 0.10217 | 0.89406 | 0.10217 | 0.89406 | 0.10217 | 0.89406 | 9.3383 | 9.3383 | 9.3383 | 9.3383
311010-Infrared Film for Greenhouses | 0 | 0 | 0 | 1753.0794 | 8765.3972 | 4252.8689 | 21264.3445 | 0.10253 | 0.89721 | 0.10253 | 0.89721 | 0.10253 | 0.89721 | 0.10253 | 0.89721 | 9.6213 | 9.6213 | 9.6213 | 9.6213
311010-Infrared Film for Greenhouses | 0 | 0 | 0 | 1753.0794 | 8765.3972 | 455.6645 | 2278.3226 | 0.10577 | 0.92559 | 0.10577 | 0.92559 | 0.10577 | 0.92559 | 0.10577 | 0.92559 | 13.2281 | 13.2281 | 13.2281 | 13.2281
311010-Infrared Film for Greenhouses | 0 | 0 | 0 | 1753.0794 | 8765.3972 | 3341.5399 | 16707.6993 | 0.10267 | 0.89848 | 0.10267 | 0.89848 | 0.10267 | 0.89848 | 0.10267 | 0.89848 | 9.7394 | 9.7394 | 9.7394 | 9.7394
311010-Infrared Film for Greenhouses | 0 | 0 | 0 | 1753.0794 | 8765.3972 | 7328.6044 | 36643.0222 | 0.1023 | 0.89521 | 0.1023 | 0.89521 | 0.1023 | 0.89521 | 0.1023 | 0.89521 | 9.4397 | 9.4397 | 9.4397 | 9.4397
311010-Infrared Film for Greenhouses | 0 | 0 | 0 | 1753.0794 | 8765.3972 | 10662.5499 | 53312.7495 | 0.1022 | 0.89432 | 0.1022 | 0.89432 | 0.1022 | 0.89432 | 0.1022 | 0.89432 | 9.3612 | 9.3612 | 9.3612 | 9.3612
311010-Infrared Film for Greenhouses | 0 | 0 | 0 | 1753.0794 | 8765.3972 | 11214.4103 | 56072.0513 | 0.10218 | 0.89423 | 0.10218 | 0.89423 | 0.10218 | 0.89423 | 0.10218 | 0.89423 | 9.3527 | 9.3527 | 9.3527 | 9.3527
311010-Infrared Film for Greenhouses | 0 | 0 | 0 | 1753.0794 | 8765.3972 | 3779.4841 | 18897.4204 | 0.10259 | 0.8978 | 0.10259 | 0.8978 | 0.10259 | 0.8978 | 0.10259 | 0.8978 | 9.6755 | 9.6755 | 9.6755 | 9.6755
311040-Pipe Insulation -Hot Water Application >= 1" pipe | 0 | 0 | 0 | 0 | 0 | 2089.0602 | 41781.204 | 0 | -0.15344 | 0 | -0.15344 | 0 | 0.76549 | 0 | 0.76549 | 0.85706 | 5.9539 | 0.85706 | 5.9539
311040-Pipe Insulation -Hot Water Application >= 1" pipe | 0 | 0 | 0 | 0 | 0 | 166.4167 | 3328.3332 | 0 | -0.15344 | 0 | -0.15344 | 0 | 0.76549 | 0 | 0.76549 | 0.85706 | 5.9539 | 0.85706 | 5.9539
311040-Pipe Insulation -Hot Water Application >= 1" pipe | 0 | 0 | 0 | 0 | 0 | 74.3564 | 1487.1276 | 0 | -0.15344 | 0 | -0.15344 | 0 | 0.76549 | 0 | 0.76549 | 0.85706 | 5.9539 | 0.85706 | 5.9539
311040-Pipe Insulation -Hot Water Application >= 1" pipe | 0 | 0 | 0 | 0 | 0 | 118.026 | 2360.52 | 0 | -0.15344 | 0 | -0.15344 | 0 | 0.76549 | 0 | 0.76549 | 0.85706 | 5.9539 | 0.85706 | 5.9539
311040-Pipe Insulation -Hot Water Application >= 1" pipe | 0 | 0 | 0 | 0 | 0 | 118.026 | 2360.52 | 0 | -0.15344 | 0 | -0.15344 | 0 | 0.76549 | 0 | 0.76549 | 0.85706 | 5.9539 | 0.85706 | 5.9539
311040-Pipe Insulation -Hot Water Application >= 1" pipe | 0 | 0 | 0 | 0 | 0 | 106.2234 | 2124.468 | 0 | -0.15344 | 0 | -0.15344 | 0 | 0.76549 | 0 | 0.76549 | 0.85706 | 5.9539 | 0.85706 | 5.9539
311040-Pipe Insulation -Hot Water Application >= 1" pipe | 0 | 0 | 0 | 0 | 0 | 42.4894 | 849.7872 | 0 | -0.15344 | 0 | -0.15344 | 0 | 0.76549 | 0 | 0.76549 | 0.85706 | 5.9539 | 0.85706 | 5.9539
311040-Pipe Insulation -Hot Water Application >= 1" pipe | 0 | 0 | 0 | 0 | 0 | 368.2411 | 7364.8224 | 0 | -0.15344 | 0 | -0.15344 | 0 | 0.76549 | 0 | 0.76549 | 0.85706 | 5.9539 | 0.85706 | 5.9539
311040-Pipe Insulation -Hot Water Application >= 1" pipe | 0 | 0 | 0 | 0 | 0 | 474.4645 | 9489.2904 | 0 | -0.15344 | 0 | -0.15344 | 0 | 0.76549 | 0 | 0.76549 | 0.85706 | 5.9539 | 0.85706 | 5.9539
311040-Pipe Insulation -Hot Water Application >= 1" pipe | 0 | 0 | 0 | 0 | 0 | 259.6572 | 5193.144 | 0 | -0.15344 | 0 | -0.15344 | 0 | 0.76549 | 0 | 0.76549 | 0.85706 | 5.9539 | 0.85706 | 5.9539
311040-Pipe Insulation -Hot Water Application >= 1" pipe | 0 | 0 | 0 | 0 | 0 | 2962.4526 | 59249.052 | 0 | -0.15344 | 0 | -0.15344 | 0 | 0.76549 | 0 | 0.76549 | 0.85706 | 5.9539 | 0.85706 | 5.9539
311040-Pipe Insulation -Hot Water Application >= 1" pipe | 0 | 0 | 0 | 0 | 0 | 259.6572 | 5193.144 | 0 | -0.15344 | 0 | -0.15344 | 0 | 0.76549 | 0 | 0.76549 | 0.85706 | 5.9539 | 0.85706 | 5.9539
311040-Pipe Insulation -Hot Water Application >= 1" pipe | 0 | 0 | 0 | 0 | 0 | 283.2624 | 5665.248 | 0 | -0.15344 | 0 | -0.15344 | 0 | 0.76549 | 0 | 0.76549 | 0.85706 | 5.9539 | 0.85706 | 5.9539
311040-Pipe Insulation -Hot Water Application >= 1" pipe | 0 | 0 | 0 | 0 | 0 | 118.026 | 2360.52 | 0 | -0.15344 | 0 | -0.15344 | 0 | 0.76549 | 0 | 0.76549 | 0.85706 | 5.9539 | 0.85706 | 5.9539
311040-Pipe Insulation -Hot Water Application >= 1" pipe | 0 | 0 | 0 | 0 | 0 | 1003.221 | 20064.42 | 0 | -0.15344 | 0 | -0.15344 | 0 | 0.76549 | 0 | 0.76549 | 0.85706 | 5.9539 | 0.85706 | 5.9539
311040-Pipe Insulation -Hot Water Application >= 1" pipe | 0 | 0 | 0 | 0 | 0 | 295.065 | 5901.3 | 0 | -0.15344 | 0 | -0.15344 | 0 | 0.76549 | 0 | 0.76549 | 0.85706 | 5.9539 | 0.85706 | 5.9539
311040-Pipe Insulation -Hot Water Application >= 1" pipe | 0 | 0 | 0 | 0 | 0 | 295.065 | 5901.3 | 0 | -0.15344 | 0 | -0.15344 | 0 | 0.76549 | 0 | 0.76549 | 0.85706 | 5.9539 | 0.85706 | 5.9539
311040-Pipe Insulation -Hot Water Application >= 1" pipe | 0 | 0 | 0 | 0 | 0 | 88.5195 | 1770.39 | 0 | -0.15344 | 0 | -0.15344 | 0 | 0.76549 | 0 | 0.76549 | 0.85706 | 5.9539 | 0.85706 | 5.9539
311040-Pipe Insulation -Hot Water Application >= 1" pipe | 0 | 0 | 0 | 0 | 0 | 1586.2694 | 31725.3888 | 0 | -0.15344 | 0 | -0.15344 | 0 | 0.76549 | 0 | 0.76549 | 0.85706 | 5.9539 | 0.85706 | 5.9539
311040-Pipe Insulation -Hot Water Application >= 1" pipe | 0 | 0 | 0 | 0 | 0 | 42.4894 | 849.7872 | 0 | -0.15344 | 0 | -0.15344 | 0 | 0.76549 | 0 | 0.76549 | 0.85706 | 5.9539 | 0.85706 | 5.9539
311040-Pipe Insulation -Hot Water Application >= 1" pipe | 0 | 0 | 0 | 0 | 0 | 81.4379 | 1628.7588 | 0 | -0.15344 | 0 | -0.15344 | 0 | 0.76549 | 0 | 0.76549 | 0.85706 | 5.9539 | 0.85706 | 5.9539
311041-Pipe Insulation - Low pressure steam <=15 psi < 1" pipe | 0 | 0 | 0 | 0 | 0 | 24.9817 | 499.6339 | 0 | -1.8228 | 0 | -1.8228 | 0 | 0.32868 | 0 | 0.32868 | 0.33542 | 1.5558 | 0.33542 | 1.5558
311041-Pipe Insulation - Low pressure steam <=15 psi < 1" pipe | 0 | 0 | 0 | 0 | 0 | 78.6461 | 1572.9216 | 0 | -1.8228 | 0 | -1.8228 | 0 | 0.32868 | 0 | 0.32868 | 0.33542 | 1.5558 | 0.33542 | 1.5558
311041-Pipe Insulation - Low pressure steam <=15 psi < 1" pipe | 0 | 0 | 0 | 0 | 0 | 35.622 | 712.441 | 0 | -1.8228 | 0 | -1.8228 | 0 | 0.32868 | 0 | 0.32868 | 0.33542 | 1.5558 | 0.33542 | 1.5558
311041-Pipe Insulation - Low pressure steam <=15 psi < 1" pipe | 0 | 0 | 0 | 0 | 0 | 61.0664 | 1221.3274 | 0 | -1.8228 | 0 | -1.8228 | 0 | 0.32868 | 0 | 0.32868 | 0.33542 | 1.5558 | 0.33542 | 1.5558
311041-Pipe Insulation - Low pressure steam <=15 psi < 1" pipe | 0 | 0 | 0 | 0 | 0 | 131.8478 | 2636.9568 | 0 | -1.8072 | 0 | -1.8072 | 0 | 0.71939 | 0 | 0.71939 | 0.33735 | 4.5858 | 0.33735 | 4.5858
311041-Pipe Insulation - Low pressure steam <=15 psi < 1" pipe | 0 | 0 | 0 | 0 | 0 | 19.4302 | 388.6042 | 0 | -1.8115 | 0 | -1.8115 | 0 | 0.61087 | 0 | 0.61087 | 0.33681 | 2.9761 | 0.33681 | 2.9761
311042-Pipe Insulation - Low pressure steam >15 psi >= 1" pipe | 0 | 0 | 0 | 0 | 0 | 364.032 | 7280.64 | 0 | 0.44105 | 0 | 0.44105 | 0 | 0.90002 | 0 | 0.90002 | 1.9209 | 46.0248 | 1.9209 | 46.0248
311042-Pipe Insulation - Low pressure steam >15 psi >= 1" pipe | 0 | 0 | 0 | 0 | 0 | 182.016 | 3640.32 | 0 | 0.44025 | 0 | 0.44025 | 0 | 0.88003 | 0 | 0.88003 | 1.9177 | 23.0124 | 1.9177 | 23.0124
311042-Pipe Insulation - Low pressure steam >15 psi >= 1" pipe | 0 | 0 | 0 | 0 | 0 | 236.6208 | 4732.416 | 0 | 0.43824 | 0 | 0.43824 | 0 | 0.82983 | 0 | 0.82983 | 1.9097 | 10.2022 | 1.9097 | 10.2022
311042-Pipe Insulation - Low pressure steam >15 psi >= 1" pipe | 0 | 0 | 0 | 0 | 0 | 509.6448 | 10192.896 | 0 | 0.43824 | 0 | 0.43824 | 0 | 0.82983 | 0 | 0.82983 | 1.9097 | 10.2022 | 1.9097 | 10.2022
311042-Pipe Insulation - Low pressure steam >15 psi >= 1" pipe | 0 | 0 | 0 | 0 | 0 | 2790.912 | 55818.24 | 0 | 0.43824 | 0 | 0.43824 | 0 | 0.82983 | 0 | 0.82983 | 1.9097 | 10.2022 | 1.9097 | 10.2022
311042-Pipe Insulation - Low pressure steam >15 psi >= 1" pipe | 0 | 0 | 0 | 0 | 0 | 1365.12 | 27302.4 | 0 | 0.43824 | 0 | 0.43824 | 0 | 0.82983 | 0 | 0.82983 | 1.9097 | 10.2022 | 1.9097 | 10.2022
311042-Pipe Insulation - Low pressure steam >15 psi >= 1" pipe | 0 | 0 | 0 | 0 | 0 | 2002.176 | 40043.52 | 0 | 0.43824 | 0 | 0.43824 | 0 | 0.82983 | 0 | 0.82983 | 1.9097 | 10.2022 | 1.9097 | 10.2022
311042-Pipe Insulation - Low pressure steam >15 psi >= 1" pipe | 0 | 0 | 0 | 0 | 0 | 400.4352 | 8008.704 | 0 | 0.43931 | 0 | 0.43931 | 0 | 0.85643 | 0 | 0.85643 | 1.9139 | 14.4712 | 1.9139 | 14.4712
311042-Pipe Insulation - Low pressure steam >15 psi >= 1" pipe | 0 | 0 | 0 | 0 | 0 | 1759.488 | 35189.76 | 0 | 0.43843 | 0 | 0.43843 | 0 | 0.83449 | 0 | 0.83449 | 1.9104 | 10.7587 | 1.9104 | 10.7587
311042-Pipe Insulation - Low pressure steam >15 psi >= 1" pipe | 0 | 0 | 0 | 0 | 0 | 36.4032 | 728.064 | 0 | 0.43824 | 0 | 0.43824 | 0 | 0.82983 | 0 | 0.82983 | 1.9097 | 10.2022 | 1.9097 | 10.2022
311042-Pipe Insulation - Low pressure steam >15 psi >= 1" pipe | 0 | 0 | 0 | 0 | 0 | 436.8384 | 8736.768 | 0 | 0.43824 | 0 | 0.43824 | 0 | 0.82983 | 0 | 0.82983 | 1.9097 | 10.2022 | 1.9097 | 10.2022
311042-Pipe Insulation - Low pressure steam >15 psi >= 1" pipe | 0 | 0 | 0 | 0 | 0 | 1638.144 | 32762.88 | 0 | 0.43824 | 0 | 0.43824 | 0 | 0.82983 | 0 | 0.82983 | 1.9097 | 10.2022 | 1.9097 | 10.2022
311042-Pipe Insulation - Low pressure steam >15 psi >= 1" pipe | 0 | 0 | 0 | 0 | 0 | 646.1568 | 12923.136 | 0 | 0.43824 | 0 | 0.43824 | 0 | 0.82983 | 0 | 0.82983 | 1.9097 | 10.2022 | 1.9097 | 10.2022
311043-Pipe Insulation - Medium pressure steam <=15 psi < 1" pipe | 0 | 0 | 0 | 0 | 0 | 98.2886 | 1965.7728 | 0 | -0.82283 | 0 | -0.82283 | 0 | 0.54427 | 0 | 0.54427 | 0.52788 | 2.4485 | 0.52788 | 2.4485
311043-Pipe Insulation - Medium pressure steam <=15 psi < 1" pipe | 0 | 0 | 0 | 0 | 0 | 165.9986 | 3319.9718 | 0 | -0.82283 | 0 | -0.82283 | 0 | 0.54427 | 0 | 0.54427 | 0.52788 | 2.4485 | 0.52788 | 2.4485
311043-Pipe Insulation - Medium pressure steam <=15 psi < 1" pipe | 0 | 0 | 0 | 0 | 0 | 91.7361 | 1834.7213 | 0 | -0.82283 | 0 | -0.82283 | 0 | 0.54427 | 0 | 0.54427 | 0.52788 | 2.4485 | 0.52788 | 2.4485
311043-Pipe Insulation - Medium pressure steam <=15 psi < 1" pipe | 0 | 0 | 0 | 0 | 0 | 589.7318 | 11794.6368 | 0 | -0.81329 | 0 | -0.81329 | 0 | 0.7826 | 0 | 0.7826 | 0.53078 | 6.6954 | 0.53078 | 6.6954
311043-Pipe Insulation - Medium pressure steam <=15 psi < 1" pipe | 0 | 0 | 0 | 0 | 0 | 140.5164 | 2810.327 | 0 | -0.82283 | 0 | -0.82283 | 0 | 0.54427 | 0 | 0.54427 | 0.52788 | 2.4485 | 0.52788 | 2.4485
311043-Pipe Insulation - Medium pressure steam <=15 psi < 1" pipe | 0 | 0 | 0 | 0 | 0 | 128.8673 | 2577.3466 | 0 | -0.82283 | 0 | -0.82283 | 0 | 0.54427 | 0 | 0.54427 | 0.52788 | 2.4485 | 0.52788 | 2.4485
311043-Pipe Insulation - Medium pressure steam <=15 psi < 1" pipe | 0 | 0 | 0 | 0 | 0 | 144.1567 | 2883.1334 | 0 | -0.82283 | 0 | -0.82283 | 0 | 0.54427 | 0 | 0.54427 | 0.52788 | 2.4485 | 0.52788 | 2.4485
311043-Pipe Insulation - Medium pressure steam <=15 psi < 1" pipe | 0 | 0 | 0 | 0 | 0 | 240.9892 | 4819.7837 | 0 | -0.82283 | 0 | -0.82283 | 0 | 0.54427 | 0 | 0.54427 | 0.52788 | 2.4485 | 0.52788 | 2.4485
311043-Pipe Insulation - Medium pressure steam <=15 psi < 1" pipe | 0 | 0 | 0 | 0 | 0 | 104.8412 | 2096.8243 | 0 | -0.82283 | 0 | -0.82283 | 0 | 0.54427 | 0 | 0.54427 | 0.52788 | 2.4485 | 0.52788 | 2.4485
311043-Pipe Insulation - Medium pressure steam <=15 psi < 1" pipe | 0 | 0 | 0 | 0 | 0 | 85.1835 | 1703.6698 | 0 | -0.82283 | 0 | -0.82283 | 0 | 0.54427 | 0 | 0.54427 | 0.52788 | 2.4485 | 0.52788 | 2.4485
311043-Pipe Insulation - Medium pressure steam <=15 psi < 1" pipe | 0 | 0 | 0 | 0 | 0 | 183.4721 | 3669.4426 | 0 | -0.82283 | 0 | -0.82283 | 0 | 0.54427 | 0 | 0.54427 | 0.52788 | 2.4485 | 0.52788 | 2.4485
311043-Pipe Insulation - Medium pressure steam <=15 psi < 1" pipe | 0 | 0 | 0 | 0 | 0 | 146.3409 | 2926.8173 | 0 | -0.82283 | 0 | -0.82283 | 0 | 0.54427 | 0 | 0.54427 | 0.52788 | 2.4485 | 0.52788 | 2.4485
311043-Pipe Insulation - Medium pressure steam <=15 psi < 1" pipe | 0 | 0 | 0 | 0 | 0 | 107.0254 | 2140.5082 | 0 | -0.82283 | 0 | -0.82283 | 0 | 0.54427 | 0 | 0.54427 | 0.52788 | 2.4485 | 0.52788 | 2.4485
311043-Pipe Insulation - Medium pressure steam <=15 psi < 1" pipe | 0 | 0 | 0 | 0 | 0 | 127.4112 | 2548.224 | 0 | -0.82283 | 0 | -0.82283 | 0 | 0.54427 | 0 | 0.54427 | 0.52788 | 2.4485 | 0.52788 | 2.4485
311043-Pipe Insulation - Medium pressure steam <=15 psi < 1" pipe | 0 | 0 | 0 | 0 | 0 | 104.1132 | 2082.263 | 0 | -0.82283 | 0 | -0.82283 | 0 | 0.54427 | 0 | 0.54427 | 0.52788 | 2.4485 | 0.52788 | 2.4485
311043-Pipe Insulation - Medium pressure steam <=15 psi < 1" pipe | 0 | 0 | 0 | 0 | 0 | 150.7092 | 3014.185 | 0 | -0.82283 | 0 | -0.82283 | 0 | 0.54427 | 0 | 0.54427 | 0.52788 | 2.4485 | 0.52788 | 2.4485
311043-Pipe Insulation - Medium pressure steam <=15 psi < 1" pipe | 0 | 0 | 0 | 0 | 0 | 99.7448 | 1994.8954 | 0 | -0.82283 | 0 | -0.82283 | 0 | 0.54427 | 0 | 0.54427 | 0.52788 | 2.4485 | 0.52788 | 2.4485
311043-Pipe Insulation - Medium pressure steam <=15 psi < 1" pipe | 0 | 0 | 0 | 0 | 0 | 78.6309 | 1572.6182 | 0 | -0.82283 | 0 | -0.82283 | 0 | 0.54427 | 0 | 0.54427 | 0.52788 | 2.4485 | 0.52788 | 2.4485
311043-Pipe Insulation - Medium pressure steam <=15 psi < 1" pipe | 0 | 0 | 0 | 0 | 0 | 116.4902 | 2329.8048 | 0 | -0.82283 | 0 | -0.82283 | 0 | 0.54427 | 0 | 0.54427 | 0.52788 | 2.4485 | 0.52788 | 2.4485
311043-Pipe Insulation - Medium pressure steam <=15 psi < 1" pipe | 0 | 0 | 0 | 0 | 0 | 139.7883 | 2795.7658 | 0 | -0.82283 | 0 | -0.82283 | 0 | 0.54427 | 0 | 0.54427 | 0.52788 | 2.4485 | 0.52788 | 2.4485
311043-Pipe Insulation - Medium pressure steam <=15 psi < 1" pipe | 0 | 0 | 0 | 0 | 0 | 120.1306 | 2402.6112 | 0 | -0.82283 | 0 | -0.82283 | 0 | 0.54427 | 0 | 0.54427 | 0.52788 | 2.4485 | 0.52788 | 2.4485
311043-Pipe Insulation - Medium pressure steam <=15 psi < 1" pipe | 0 | 0 | 0 | 0 | 0 | 104.1132 | 2082.263 | 0 | -0.82283 | 0 | -0.82283 | 0 | 0.54427 | 0 | 0.54427 | 0.52788 | 2.4485 | 0.52788 | 2.4485
311043-Pipe Insulation - Medium pressure steam <=15 psi < 1" pipe | 0 | 0 | 0 | 0 | 0 | 75.7187 | 1514.3731 | 0 | -0.82283 | 0 | -0.82283 | 0 | 0.54427 | 0 | 0.54427 | 0.52788 | 2.4485 | 0.52788 | 2.4485
311043-Pipe Insulation - Medium pressure steam <=15 psi < 1" pipe | 0 | 0 | 0 | 0 | 0 | 10.921 | 218.4192 | 0 | -0.82283 | 0 | -0.82283 | 0 | 0.54427 | 0 | 0.54427 | 0.52788 | 2.4485 | 0.52788 | 2.4485
311043-Pipe Insulation - Medium pressure steam <=15 psi < 1" pipe | 0 | 0 | 0 | 0 | 0 | 45.868 | 917.3606 | 0 | -0.82283 | 0 | -0.82283 | 0 | 0.54427 | 0 | 0.54427 | 0.52788 | 2.4485 | 0.52788 | 2.4485
311043-Pipe Insulation - Medium pressure steam <=15 psi < 1" pipe | 0 | 0 | 0 | 0 | 0 | 93.9203 | 1878.4051 | 0 | -0.82283 | 0 | -0.82283 | 0 | 0.54427 | 0 | 0.54427 | 0.52788 | 2.4485 | 0.52788 | 2.4485
311043-Pipe Insulation - Medium pressure steam <=15 psi < 1" pipe | 0 | 0 | 0 | 0 | 0 | 133.2357 | 2664.7142 | 0 | -0.82283 | 0 | -0.82283 | 0 | 0.54427 | 0 | 0.54427 | 0.52788 | 2.4485 | 0.52788 | 2.4485
311043-Pipe Insulation - Medium pressure steam <=15 psi < 1" pipe | 0 | 0 | 0 | 0 | 0 | 10.921 | 218.4192 | 0 | -0.82283 | 0 | -0.82283 | 0 | 0.54427 | 0 | 0.54427 | 0.52788 | 2.4485 | 0.52788 | 2.4485
311043-Pipe Insulation - Medium pressure steam <=15 psi < 1" pipe | 0 | 0 | 0 | 0 | 0 | 107.0254 | 2140.5082 | 0 | -0.82283 | 0 | -0.82283 | 0 | 0.54427 | 0 | 0.54427 | 0.52788 | 2.4485 | 0.52788 | 2.4485
311043-Pipe Insulation - Medium pressure steam <=15 psi < 1" pipe | 0 | 0 | 0 | 0 | 0 | 231.5244 | 4630.487 | 0 | -0.82283 | 0 | -0.82283 | 0 | 0.54427 | 0 | 0.54427 | 0.52788 | 2.4485 | 0.52788 | 2.4485
311043-Pipe Insulation - Medium pressure steam <=15 psi < 1" pipe | 0 | 0 | 0 | 0 | 0 | 26.2103 | 524.2061 | 0 | -0.82283 | 0 | -0.82283 | 0 | 0.54427 | 0 | 0.54427 | 0.52788 | 2.4485 | 0.52788 | 2.4485
311043-Pipe Insulation - Medium pressure steam <=15 psi < 1" pipe | 0 | 0 | 0 | 0 | 0 | 247.5418 | 4950.8352 | 0 | -0.82283 | 0 | -0.82283 | 0 | 0.54427 | 0 | 0.54427 | 0.52788 | 2.4485 | 0.52788 | 2.4485
311043-Pipe Insulation - Medium pressure steam <=15 psi < 1" pipe | 0 | 0 | 0 | 0 | 0 | 207.4982 | 4149.9648 | 0 | -0.82283 | 0 | -0.82283 | 0 | 0.54427 | 0 | 0.54427 | 0.52788 | 2.4485 | 0.52788 | 2.4485
311043-Pipe Insulation - Medium pressure steam <=15 psi < 1" pipe | 0 | 0 | 0 | 0 | 0 | 131.0515 | 2621.0304 | 0 | -0.82283 | 0 | -0.82283 | 0 | 0.54427 | 0 | 0.54427 | 0.52788 | 2.4485 | 0.52788 | 2.4485
311043-Pipe Insulation - Medium pressure steam <=15 psi < 1" pipe | 0 | 0 | 0 | 0 | 0 | 76.4467 | 1528.9344 | 0 | -0.82283 | 0 | -0.82283 | 0 | 0.54427 | 0 | 0.54427 | 0.52788 | 2.4485 | 0.52788 | 2.4485
311043-Pipe Insulation - Medium pressure steam <=15 psi < 1" pipe | 0 | 0 | 0 | 0 | 0 | 19.6577 | 393.1546 | 0 | -0.82283 | 0 | -0.82283 | 0 | 0.54427 | 0 | 0.54427 | 0.52788 | 2.4485 | 0.52788 | 2.4485
311043-Pipe Insulation - Medium pressure steam <=15 psi < 1" pipe | 0 | 0 | 0 | 0 | 0 | 78.6309 | 1572.6182 | 0 | -0.82283 | 0 | -0.82283 | 0 | 0.54427 | 0 | 0.54427 | 0.52788 | 2.4485 | 0.52788 | 2.4485
311043-Pipe Insulation - Medium pressure steam <=15 psi < 1" pipe | 0 | 0 | 0 | 0 | 0 | 98.2886 | 1965.7728 | 0 | -0.82283 | 0 | -0.82283 | 0 | 0.54427 | 0 | 0.54427 | 0.52788 | 2.4485 | 0.52788 | 2.4485
311043-Pipe Insulation - Medium pressure steam <=15 psi < 1" pipe | 0 | 0 | 0 | 0 | 0 | 125.9551 | 2519.1014 | 0 | -0.82283 | 0 | -0.82283 | 0 | 0.54427 | 0 | 0.54427 | 0.52788 | 2.4485 | 0.52788 | 2.4485
311043-Pipe Insulation - Medium pressure steam <=15 psi < 1" pipe | 0 | 0 | 0 | 0 | 0 | 126.6831 | 2533.6627 | 0 | -0.82283 | 0 | -0.82283 | 0 | 0.54427 | 0 | 0.54427 | 0.52788 | 2.4485 | 0.52788 | 2.4485
311043-Pipe Insulation - Medium pressure steam <=15 psi < 1" pipe | 0 | 0 | 0 | 0 | 0 | 87.3677 | 1747.3536 | 0 | -0.8134 | 0 | -0.8134 | 0 | 0.77994 | 0 | 0.77994 | 0.53075 | 6.5683 | 0.53075 | 6.5683
311043-Pipe Insulation - Medium pressure steam <=15 psi < 1" pipe | 0 | 0 | 0 | 0 | 0 | 170.367 | 3407.3395 | 0 | -0.82283 | 0 | -0.82283 | 0 | 0.54427 | 0 | 0.54427 | 0.52788 | 2.4485 | 0.52788 | 2.4485
311043-Pipe Insulation - Medium pressure steam <=15 psi < 1" pipe | 0 | 0 | 0 | 0 | 0 | 43.6838 | 873.6768 | 0 | -0.82283 | 0 | -0.82283 | 0 | 0.54427 | 0 | 0.54427 | 0.52788 | 2.4485 | 0.52788 | 2.4485
311043-Pipe Insulation - Medium pressure steam <=15 psi < 1" pipe | 0 | 0 | 0 | 0 | 0 | 28.3945 | 567.8899 | 0 | -0.82283 | 0 | -0.82283 | 0 | 0.54427 | 0 | 0.54427 | 0.52788 | 2.4485 | 0.52788 | 2.4485
311043-Pipe Insulation - Medium pressure steam <=15 psi < 1" pipe | 0 | 0 | 0 | 0 | 0 | 152.1654 | 3043.3075 | 0 | -0.82283 | 0 | -0.82283 | 0 | 0.54427 | 0 | 0.54427 | 0.52788 | 2.4485 | 0.52788 | 2.4485
311043-Pipe Insulation - Medium pressure steam <=15 psi < 1" pipe | 0 | 0 | 0 | 0 | 0 | 85.1835 | 1703.6698 | 0 | -0.82283 | 0 | -0.82283 | 0 | 0.54427 | 0 | 0.54427 | 0.52788 | 2.4485 | 0.52788 | 2.4485
311043-Pipe Insulation - Medium pressure steam <=15 psi < 1" pipe | 0 | 0 | 0 | 0 | 0 | 144.1567 | 2883.1334 | 0 | -0.82283 | 0 | -0.82283 | 0 | 0.54427 | 0 | 0.54427 | 0.52788 | 2.4485 | 0.52788 | 2.4485
311043-Pipe Insulation - Medium pressure steam <=15 psi < 1" pipe | 0 | 0 | 0 | 0 | 0 | 96.1044 | 1922.089 | 0 | -0.82283 | 0 | -0.82283 | 0 | 0.54427 | 0 | 0.54427 | 0.52788 | 2.4485 | 0.52788 | 2.4485
311043-Pipe Insulation - Medium pressure steam <=15 psi < 1" pipe | 0 | 0 | 0 | 0 | 0 | 131.7796 | 2635.5917 | 0 | -0.82283 | 0 | -0.82283 | 0 | 0.54427 | 0 | 0.54427 | 0.52788 | 2.4485 | 0.52788 | 2.4485
311043-Pipe Insulation - Medium pressure steam <=15 psi < 1" pipe | 0 | 0 | 0 | 0 | 0 | 174.7354 | 3494.7072 | 0 | -0.82283 | 0 | -0.82283 | 0 | 0.54427 | 0 | 0.54427 | 0.52788 | 2.4485 | 0.52788 | 2.4485
311043-Pipe Insulation - Medium pressure steam <=15 psi < 1" pipe | 0 | 0 | 0 | 0 | 0 | 155.0776 | 3101.5526 | 0 | -0.82283 | 0 | -0.82283 | 0 | 0.54427 | 0 | 0.54427 | 0.52788 | 2.4485 | 0.52788 | 2.4485
311043-Pipe Insulation - Medium pressure steam <=15 psi < 1" pipe | 0 | 0 | 0 | 0 | 0 | 126.6831 | 2533.6627 | 0 | -0.82283 | 0 | -0.82283 | 0 | 0.54427 | 0 | 0.54427 | 0.52788 | 2.4485 | 0.52788 | 2.4485
311043-Pipe Insulation - Medium pressure steam <=15 psi < 1" pipe | 0 | 0 | 0 | 0 | 0 | 128.8673 | 2577.3466 | 0 | -0.82283 | 0 | -0.82283 | 0 | 0.54427 | 0 | 0.54427 | 0.52788 | 2.4485 | 0.52788 | 2.4485
311043-Pipe Insulation - Medium pressure steam <=15 psi < 1" pipe | 0 | 0 | 0 | 0 | 0 | 139.7883 | 2795.7658 | 0 | -0.82283 | 0 | -0.82283 | 0 | 0.54427 | 0 | 0.54427 | 0.52788 | 2.4485 | 0.52788 | 2.4485
311043-Pipe Insulation - Medium pressure steam <=15 psi < 1" pipe | 0 | 0 | 0 | 0 | 0 | 74.2625 | 1485.2506 | 0 | -0.82283 | 0 | -0.82283 | 0 | 0.54427 | 0 | 0.54427 | 0.52788 | 2.4485 | 0.52788 | 2.4485
311043-Pipe Insulation - Medium pressure steam <=15 psi < 1" pipe | 0 | 0 | 0 | 0 | 0 | 107.0254 | 2140.5082 | 0 | -0.82283 | 0 | -0.82283 | 0 | 0.54427 | 0 | 0.54427 | 0.52788 | 2.4485 | 0.52788 | 2.4485
311043-Pipe Insulation - Medium pressure steam <=15 psi < 1" pipe | 0 | 0 | 0 | 0 | 0 | 107.0254 | 2140.5082 | 0 | -0.82283 | 0 | -0.82283 | 0 | 0.54427 | 0 | 0.54427 | 0.52788 | 2.4485 | 0.52788 | 2.4485
311043-Pipe Insulation - Medium pressure steam <=15 psi < 1" pipe | 0 | 0 | 0 | 0 | 0 | 80.8151 | 1616.3021 | 0 | -0.82283 | 0 | -0.82283 | 0 | 0.54427 | 0 | 0.54427 | 0.52788 | 2.4485 | 0.52788 | 2.4485
311043-Pipe Insulation - Medium pressure steam <=15 psi < 1" pipe | 0 | 0 | 0 | 0 | 0 | 176.9196 | 3538.391 | 0 | -0.82283 | 0 | -0.82283 | 0 | 0.54427 | 0 | 0.54427 | 0.52788 | 2.4485 | 0.52788 | 2.4485
311043-Pipe Insulation - Medium pressure steam <=15 psi < 1" pipe | 0 | 0 | 0 | 0 | 0 | 91.7361 | 1834.7213 | 0 | -0.82283 | 0 | -0.82283 | 0 | 0.54427 | 0 | 0.54427 | 0.52788 | 2.4485 | 0.52788 | 2.4485
311043-Pipe Insulation - Medium pressure steam <=15 psi < 1" pipe | 0 | 0 | 0 | 0 | 0 | 148.5251 | 2970.5011 | 0 | -0.82283 | 0 | -0.82283 | 0 | 0.54427 | 0 | 0.54427 | 0.52788 | 2.4485 | 0.52788 | 2.4485
311043-Pipe Insulation - Medium pressure steam <=15 psi < 1" pipe | 0 | 0 | 0 | 0 | 0 | 87.3677 | 1747.3536 | 0 | -0.82283 | 0 | -0.82283 | 0 | 0.54427 | 0 | 0.54427 | 0.52788 | 2.4485 | 0.52788 | 2.4485
311043-Pipe Insulation - Medium pressure steam <=15 psi < 1" pipe | 0 | 0 | 0 | 0 | 0 | 74.2625 | 1485.2506 | 0 | -0.82283 | 0 | -0.82283 | 0 | 0.54427 | 0 | 0.54427 | 0.52788 | 2.4485 | 0.52788 | 2.4485
311043-Pipe Insulation - Medium pressure steam <=15 psi < 1" pipe | 0 | 0 | 0 | 0 | 0 | 74.2625 | 1485.2506 | 0 | -0.82283 | 0 | -0.82283 | 0 | 0.54427 | 0 | 0.54427 | 0.52788 | 2.4485 | 0.52788 | 2.4485
311043-Pipe Insulation - Medium pressure steam <=15 psi < 1" pipe | 0 | 0 | 0 | 0 | 0 | 194.3931 | 3887.8618 | 0 | -0.82283 | 0 | -0.82283 | 0 | 0.54427 | 0 | 0.54427 | 0.52788 | 2.4485 | 0.52788 | 2.4485
311043-Pipe Insulation - Medium pressure steam <=15 psi < 1" pipe | 0 | 0 | 0 | 0 | 0 | 91.7361 | 1834.7213 | 0 | -0.82283 | 0 | -0.82283 | 0 | 0.54427 | 0 | 0.54427 | 0.52788 | 2.4485 | 0.52788 | 2.4485
311043-Pipe Insulation - Medium pressure steam <=15 psi < 1" pipe | 0 | 0 | 0 | 0 | 0 | 45.868 | 917.3606 | 0 | -0.82283 | 0 | -0.82283 | 0 | 0.54427 | 0 | 0.54427 | 0.52788 | 2.4485 | 0.52788 | 2.4485
311043-Pipe Insulation - Medium pressure steam <=15 psi < 1" pipe | 0 | 0 | 0 | 0 | 0 | 115.7622 | 2315.2435 | 0 | -0.82283 | 0 | -0.82283 | 0 | 0.54427 | 0 | 0.54427 | 0.52788 | 2.4485 | 0.52788 | 2.4485
311043-Pipe Insulation - Medium pressure steam <=15 psi < 1" pipe | 0 | 0 | 0 | 0 | 0 | 52.4206 | 1048.4122 | 0 | -0.82283 | 0 | -0.82283 | 0 | 0.54427 | 0 | 0.54427 | 0.52788 | 2.4485 | 0.52788 | 2.4485
311043-Pipe Insulation - Medium pressure steam <=15 psi < 1" pipe | 0 | 0 | 0 | 0 | 0 | 146.3409 | 2926.8173 | 0 | -0.82283 | 0 | -0.82283 | 0 | 0.54427 | 0 | 0.54427 | 0.52788 | 2.4485 | 0.52788 | 2.4485
311043-Pipe Insulation - Medium pressure steam <=15 psi < 1" pipe | 0 | 0 | 0 | 0 | 0 | 176.9196 | 3538.391 | 0 | -0.82283 | 0 | -0.82283 | 0 | 0.54427 | 0 | 0.54427 | 0.52788 | 2.4485 | 0.52788 | 2.4485
311043-Pipe Insulation - Medium pressure steam <=15 psi < 1" pipe | 0 | 0 | 0 | 0 | 0 | 137.6041 | 2752.0819 | 0 | -0.82283 | 0 | -0.82283 | 0 | 0.54427 | 0 | 0.54427 | 0.52788 | 2.4485 | 0.52788 | 2.4485
311043-Pipe Insulation - Medium pressure steam <=15 psi < 1" pipe | 0 | 0 | 0 | 0 | 0 | 137.6041 | 2752.0819 | 0 | -0.82283 | 0 | -0.82283 | 0 | 0.54427 | 0 | 0.54427 | 0.52788 | 2.4485 | 0.52788 | 2.4485
311043-Pipe Insulation - Medium pressure steam <=15 psi < 1" pipe | 0 | 0 | 0 | 0 | 0 | 115.7622 | 2315.2435 | 0 | -0.82283 | 0 | -0.82283 | 0 | 0.54427 | 0 | 0.54427 | 0.52788 | 2.4485 | 0.52788 | 2.4485
311043-Pipe Insulation - Medium pressure steam <=15 psi < 1" pipe | 0 | 0 | 0 | 0 | 0 | 104.8412 | 2096.8243 | 0 | -0.82283 | 0 | -0.82283 | 0 | 0.54427 | 0 | 0.54427 | 0.52788 | 2.4485 | 0.52788 | 2.4485
311043-Pipe Insulation - Medium pressure steam <=15 psi < 1" pipe | 0 | 0 | 0 | 0 | 0 | 164.5425 | 3290.8493 | 0 | -0.82283 | 0 | -0.82283 | 0 | 0.54427 | 0 | 0.54427 | 0.52788 | 2.4485 | 0.52788 | 2.4485
311043-Pipe Insulation - Medium pressure steam <=15 psi < 1" pipe | 0 | 0 | 0 | 0 | 0 | 130.3235 | 2606.4691 | 0 | -0.82283 | 0 | -0.82283 | 0 | 0.54427 | 0 | 0.54427 | 0.52788 | 2.4485 | 0.52788 | 2.4485
311043-Pipe Insulation - Medium pressure steam <=15 psi < 1" pipe | 0 | 0 | 0 | 0 | 0 | 150.7092 | 3014.185 | 0 | -0.82283 | 0 | -0.82283 | 0 | 0.54427 | 0 | 0.54427 | 0.52788 | 2.4485 | 0.52788 | 2.4485
311043-Pipe Insulation - Medium pressure steam <=15 psi < 1" pipe | 0 | 0 | 0 | 0 | 0 | 128.8673 | 2577.3466 | 0 | -0.82283 | 0 | -0.82283 | 0 | 0.54427 | 0 | 0.54427 | 0.52788 | 2.4485 | 0.52788 | 2.4485
311043-Pipe Insulation - Medium pressure steam <=15 psi < 1" pipe | 0 | 0 | 0 | 0 | 0 | 179.1037 | 3582.0749 | 0 | -0.82283 | 0 | -0.82283 | 0 | 0.54427 | 0 | 0.54427 | 0.52788 | 2.4485 | 0.52788 | 2.4485
311043-Pipe Insulation - Medium pressure steam <=15 psi < 1" pipe | 0 | 0 | 0 | 0 | 0 | 43.6838 | 873.6768 | 0 | -0.82283 | 0 | -0.82283 | 0 | 0.54427 | 0 | 0.54427 | 0.52788 | 2.4485 | 0.52788 | 2.4485
311043-Pipe Insulation - Medium pressure steam <=15 psi < 1" pipe | 0 | 0 | 0 | 0 | 0 | 45.868 | 917.3606 | 0 | -0.82283 | 0 | -0.82283 | 0 | 0.54427 | 0 | 0.54427 | 0.52788 | 2.4485 | 0.52788 | 2.4485
311043-Pipe Insulation - Medium pressure steam <=15 psi < 1" pipe | 0 | 0 | 0 | 0 | 0 | 139.7883 | 2795.7658 | 0 | -0.82283 | 0 | -0.82283 | 0 | 0.54427 | 0 | 0.54427 | 0.52788 | 2.4485 | 0.52788 | 2.4485
311043-Pipe Insulation - Medium pressure steam <=15 psi < 1" pipe | 0 | 0 | 0 | 0 | 0 | 87.3677 | 1747.3536 | 0 | -0.82283 | 0 | -0.82283 | 0 | 0.54427 | 0 | 0.54427 | 0.52788 | 2.4485 | 0.52788 | 2.4485
311043-Pipe Insulation - Medium pressure steam <=15 psi < 1" pipe | 0 | 0 | 0 | 0 | 0 | 148.5251 | 2970.5011 | 0 | -0.82283 | 0 | -0.82283 | 0 | 0.54427 | 0 | 0.54427 | 0.52788 | 2.4485 | 0.52788 | 2.4485
311043-Pipe Insulation - Medium pressure steam <=15 psi < 1" pipe | 0 | 0 | 0 | 0 | 0 | 131.7796 | 2635.5917 | 0 | -0.82283 | 0 | -0.82283 | 0 | 0.54427 | 0 | 0.54427 | 0.52788 | 2.4485 | 0.52788 | 2.4485
311043-Pipe Insulation - Medium pressure steam <=15 psi < 1" pipe | 0 | 0 | 0 | 0 | 0 | 65.5258 | 1310.5152 | 0 | -0.82283 | 0 | -0.82283 | 0 | 0.54427 | 0 | 0.54427 | 0.52788 | 2.4485 | 0.52788 | 2.4485
311043-Pipe Insulation - Medium pressure steam <=15 psi < 1" pipe | 0 | 0 | 0 | 0 | 0 | 222.7876 | 4455.7517 | 0 | -0.82283 | 0 | -0.82283 | 0 | 0.54427 | 0 | 0.54427 | 0.52788 | 2.4485 | 0.52788 | 2.4485
311043-Pipe Insulation - Medium pressure steam <=15 psi < 1" pipe | 0 | 0 | 0 | 0 | 0 | 54.6048 | 1092.096 | 0 | -0.82283 | 0 | -0.82283 | 0 | 0.54427 | 0 | 0.54427 | 0.52788 | 2.4485 | 0.52788 | 2.4485
311043-Pipe Insulation - Medium pressure steam <=15 psi < 1" pipe | 0 | 0 | 0 | 0 | 0 | 58.9732 | 1179.4637 | 0 | -0.82283 | 0 | -0.82283 | 0 | 0.54427 | 0 | 0.54427 | 0.52788 | 2.4485 | 0.52788 | 2.4485
311043-Pipe Insulation - Medium pressure steam <=15 psi < 1" pipe | 0 | 0 | 0 | 0 | 0 | 96.1044 | 1922.089 | 0 | -0.82283 | 0 | -0.82283 | 0 | 0.54427 | 0 | 0.54427 | 0.52788 | 2.4485 | 0.52788 | 2.4485
311043-Pipe Insulation - Medium pressure steam <=15 psi < 1" pipe | 0 | 0 | 0 | 0 | 0 | 131.0515 | 2621.0304 | 0 | -0.82283 | 0 | -0.82283 | 0 | 0.54427 | 0 | 0.54427 | 0.52788 | 2.4485 | 0.52788 | 2.4485
311043-Pipe Insulation - Medium pressure steam <=15 psi < 1" pipe | 0 | 0 | 0 | 0 | 0 | 89.5519 | 1791.0374 | 0 | -0.82283 | 0 | -0.82283 | 0 | 0.54427 | 0 | 0.54427 | 0.52788 | 2.4485 | 0.52788 | 2.4485
311043-Pipe Insulation - Medium pressure steam <=15 psi < 1" pipe | 0 | 0 | 0 | 0 | 0 | 118.6744 | 2373.4886 | 0 | -0.82283 | 0 | -0.82283 | 0 | 0.54427 | 0 | 0.54427 | 0.52788 | 2.4485 | 0.52788 | 2.4485
311043-Pipe Insulation - Medium pressure steam <=15 psi < 1" pipe | 0 | 0 | 0 | 0 | 0 | 109.2096 | 2184.192 | 0 | -0.82283 | 0 | -0.82283 | 0 | 0.54427 | 0 | 0.54427 | 0.52788 | 2.4485 | 0.52788 | 2.4485
311043-Pipe Insulation - Medium pressure steam <=15 psi < 1" pipe | 0 | 0 | 0 | 0 | 0 | 98.2886 | 1965.7728 | 0 | -0.82283 | 0 | -0.82283 | 0 | 0.54427 | 0 | 0.54427 | 0.52788 | 2.4485 | 0.52788 | 2.4485
311043-Pipe Insulation - Medium pressure steam <=15 psi < 1" pipe | 0 | 0 | 0 | 0 | 0 | 122.3148 | 2446.295 | 0 | -0.82283 | 0 | -0.82283 | 0 | 0.54427 | 0 | 0.54427 | 0.52788 | 2.4485 | 0.52788 | 2.4485
311043-Pipe Insulation - Medium pressure steam <=15 psi < 1" pipe | 0 | 0 | 0 | 0 | 0 | 91.7361 | 1834.7213 | 0 | -0.82283 | 0 | -0.82283 | 0 | 0.54427 | 0 | 0.54427 | 0.52788 | 2.4485 | 0.52788 | 2.4485
311043-Pipe Insulation - Medium pressure steam <=15 psi < 1" pipe | 0 | 0 | 0 | 0 | 0 | 220.6034 | 4412.0678 | 0 | -0.82283 | 0 | -0.82283 | 0 | 0.54427 | 0 | 0.54427 | 0.52788 | 2.4485 | 0.52788 | 2.4485
311043-Pipe Insulation - Medium pressure steam <=15 psi < 1" pipe | 0 | 0 | 0 | 0 | 0 | 172.5512 | 3451.0234 | 0 | -0.82283 | 0 | -0.82283 | 0 | 0.54427 | 0 | 0.54427 | 0.52788 | 2.4485 | 0.52788 | 2.4485
311043-Pipe Insulation - Medium pressure steam <=15 psi < 1" pipe | 0 | 0 | 0 | 0 | 0 | 157.2618 | 3145.2365 | 0 | -0.82283 | 0 | -0.82283 | 0 | 0.54427 | 0 | 0.54427 | 0.52788 | 2.4485 | 0.52788 | 2.4485
311043-Pipe Insulation - Medium pressure steam <=15 psi < 1" pipe | 0 | 0 | 0 | 0 | 0 | 87.3677 | 1747.3536 | 0 | -0.82283 | 0 | -0.82283 | 0 | 0.54427 | 0 | 0.54427 | 0.52788 | 2.4485 | 0.52788 | 2.4485
311043-Pipe Insulation - Medium pressure steam <=15 psi < 1" pipe | 0 | 0 | 0 | 0 | 0 | 104.8412 | 2096.8243 | 0 | -0.82283 | 0 | -0.82283 | 0 | 0.54427 | 0 | 0.54427 | 0.52788 | 2.4485 | 0.52788 | 2.4485
311043-Pipe Insulation - Medium pressure steam <=15 psi < 1" pipe | 0 | 0 | 0 | 0 | 0 | 124.4989 | 2489.9789 | 0 | -0.82283 | 0 | -0.82283 | 0 | 0.54427 | 0 | 0.54427 | 0.52788 | 2.4485 | 0.52788 | 2.4485
311043-Pipe Insulation - Medium pressure steam <=15 psi < 1" pipe | 0 | 0 | 0 | 0 | 0 | 174.0073 | 3480.1459 | 0 | -0.82283 | 0 | -0.82283 | 0 | 0.54427 | 0 | 0.54427 | 0.52788 | 2.4485 | 0.52788 | 2.4485
311043-Pipe Insulation - Medium pressure steam <=15 psi < 1" pipe | 0 | 0 | 0 | 0 | 0 | 63.3416 | 1266.8314 | 0 | -0.82283 | 0 | -0.82283 | 0 | 0.54427 | 0 | 0.54427 | 0.52788 | 2.4485 | 0.52788 | 2.4485
311043-Pipe Insulation - Medium pressure steam <=15 psi < 1" pipe | 0 | 0 | 0 | 0 | 0 | 163.8144 | 3276.288 | 0 | -0.82283 | 0 | -0.82283 | 0 | 0.54427 | 0 | 0.54427 | 0.52788 | 2.4485 | 0.52788 | 2.4485
311043-Pipe Insulation - Medium pressure steam <=15 psi < 1" pipe | 0 | 0 | 0 | 0 | 0 | 80.8151 | 1616.3021 | 0 | -0.82283 | 0 | -0.82283 | 0 | 0.54427 | 0 | 0.54427 | 0.52788 | 2.4485 | 0.52788 | 2.4485
311043-Pipe Insulation - Medium pressure steam <=15 psi < 1" pipe | 0 | 0 | 0 | 0 | 0 | 159.446 | 3188.9203 | 0 | -0.82283 | 0 | -0.82283 | 0 | 0.54427 | 0 | 0.54427 | 0.52788 | 2.4485 | 0.52788 | 2.4485
311043-Pipe Insulation - Medium pressure steam <=15 psi < 1" pipe | 0 | 0 | 0 | 0 | 0 | 117.9464 | 2358.9274 | 0 | -0.82283 | 0 | -0.82283 | 0 | 0.54427 | 0 | 0.54427 | 0.52788 | 2.4485 | 0.52788 | 2.4485
311043-Pipe Insulation - Medium pressure steam <=15 psi < 1" pipe | 0 | 0 | 0 | 0 | 0 | 124.4989 | 2489.9789 | 0 | -0.82283 | 0 | -0.82283 | 0 | 0.54427 | 0 | 0.54427 | 0.52788 | 2.4485 | 0.52788 | 2.4485
311043-Pipe Insulation - Medium pressure steam <=15 psi < 1" pipe | 0 | 0 | 0 | 0 | 0 | 96.1044 | 1922.089 | 0 | -0.82283 | 0 | -0.82283 | 0 | 0.54427 | 0 | 0.54427 | 0.52788 | 2.4485 | 0.52788 | 2.4485
311043-Pipe Insulation - Medium pressure steam <=15 psi < 1" pipe | 0 | 0 | 0 | 0 | 0 | 21.8419 | 436.8384 | 0 | -0.82283 | 0 | -0.82283 | 0 | 0.54427 | 0 | 0.54427 | 0.52788 | 2.4485 | 0.52788 | 2.4485
311043-Pipe Insulation - Medium pressure steam <=15 psi < 1" pipe | 0 | 0 | 0 | 0 | 0 | 163.8144 | 3276.288 | 0 | -0.82283 | 0 | -0.82283 | 0 | 0.54427 | 0 | 0.54427 | 0.52788 | 2.4485 | 0.52788 | 2.4485
311043-Pipe Insulation - Medium pressure steam <=15 psi < 1" pipe | 0 | 0 | 0 | 0 | 0 | 146.3409 | 2926.8173 | 0 | -0.82283 | 0 | -0.82283 | 0 | 0.54427 | 0 | 0.54427 | 0.52788 | 2.4485 | 0.52788 | 2.4485
311043-Pipe Insulation - Medium pressure steam <=15 psi < 1" pipe | 0 | 0 | 0 | 0 | 0 | 100.4728 | 2009.4566 | 0 | -0.82283 | 0 | -0.82283 | 0 | 0.54427 | 0 | 0.54427 | 0.52788 | 2.4485 | 0.52788 | 2.4485
311043-Pipe Insulation - Medium pressure steam <=15 psi < 1" pipe | 0 | 0 | 0 | 0 | 0 | 146.3409 | 2926.8173 | 0 | -0.82283 | 0 | -0.82283 | 0 | 0.54427 | 0 | 0.54427 | 0.52788 | 2.4485 | 0.52788 | 2.4485
311043-Pipe Insulation - Medium pressure steam <=15 psi < 1" pipe | 0 | 0 | 0 | 0 | 0 | 210.4105 | 4208.2099 | 0 | -0.82283 | 0 | -0.82283 | 0 | 0.54427 | 0 | 0.54427 | 0.52788 | 2.4485 | 0.52788 | 2.4485
311043-Pipe Insulation - Medium pressure steam <=15 psi < 1" pipe | 0 | 0 | 0 | 0 | 0 | 126.6831 | 2533.6627 | 0 | -0.82283 | 0 | -0.82283 | 0 | 0.54427 | 0 | 0.54427 | 0.52788 | 2.4485 | 0.52788 | 2.4485
311043-Pipe Insulation - Medium pressure steam <=15 psi < 1" pipe | 0 | 0 | 0 | 0 | 0 | 85.1835 | 1703.6698 | 0 | -0.82283 | 0 | -0.82283 | 0 | 0.54427 | 0 | 0.54427 | 0.52788 | 2.4485 | 0.52788 | 2.4485
311043-Pipe Insulation - Medium pressure steam <=15 psi < 1" pipe | 0 | 0 | 0 | 0 | 0 | 113.578 | 2271.5597 | 0 | -0.82283 | 0 | -0.82283 | 0 | 0.54427 | 0 | 0.54427 | 0.52788 | 2.4485 | 0.52788 | 2.4485
311043-Pipe Insulation - Medium pressure steam <=15 psi < 1" pipe | 0 | 0 | 0 | 0 | 0 | 152.8934 | 3057.8688 | 0 | -0.82283 | 0 | -0.82283 | 0 | 0.54427 | 0 | 0.54427 | 0.52788 | 2.4485 | 0.52788 | 2.4485
311043-Pipe Insulation - Medium pressure steam <=15 psi < 1" pipe | 0 | 0 | 0 | 0 | 0 | 76.4467 | 1528.9344 | 0 | -0.82283 | 0 | -0.82283 | 0 | 0.54427 | 0 | 0.54427 | 0.52788 | 2.4485 | 0.52788 | 2.4485
311043-Pipe Insulation - Medium pressure steam <=15 psi < 1" pipe | 0 | 0 | 0 | 0 | 0 | 30.5787 | 611.5738 | 0 | -0.82283 | 0 | -0.82283 | 0 | 0.54427 | 0 | 0.54427 | 0.52788 | 2.4485 | 0.52788 | 2.4485
311043-Pipe Insulation - Medium pressure steam <=15 psi < 1" pipe | 0 | 0 | 0 | 0 | 0 | 131.0515 | 2621.0304 | 0 | -0.82283 | 0 | -0.82283 | 0 | 0.54427 | 0 | 0.54427 | 0.52788 | 2.4485 | 0.52788 | 2.4485
311043-Pipe Insulation - Medium pressure steam <=15 psi < 1" pipe | 0 | 0 | 0 | 0 | 0 | 72.0783 | 1441.5667 | 0 | -0.82283 | 0 | -0.82283 | 0 | 0.54427 | 0 | 0.54427 | 0.52788 | 2.4485 | 0.52788 | 2.4485
311043-Pipe Insulation - Medium pressure steam <=15 psi < 1" pipe | 0 | 0 | 0 | 0 | 0 | 74.2625 | 1485.2506 | 0 | -0.82283 | 0 | -0.82283 | 0 | 0.54427 | 0 | 0.54427 | 0.52788 | 2.4485 | 0.52788 | 2.4485
311043-Pipe Insulation - Medium pressure steam <=15 psi < 1" pipe | 0 | 0 | 0 | 0 | 0 | 141.9725 | 2839.4496 | 0 | -0.82283 | 0 | -0.82283 | 0 | 0.54427 | 0 | 0.54427 | 0.52788 | 2.4485 | 0.52788 | 2.4485
311043-Pipe Insulation - Medium pressure steam <=15 psi < 1" pipe | 0 | 0 | 0 | 0 | 0 | 164.5425 | 3290.8493 | 0 | -0.82283 | 0 | -0.82283 | 0 | 0.54427 | 0 | 0.54427 | 0.52788 | 2.4485 | 0.52788 | 2.4485
311043-Pipe Insulation - Medium pressure steam <=15 psi < 1" pipe | 0 | 0 | 0 | 0 | 0 | 137.6041 | 2752.0819 | 0 | -0.82283 | 0 | -0.82283 | 0 | 0.54427 | 0 | 0.54427 | 0.52788 | 2.4485 | 0.52788 | 2.4485
311043-Pipe Insulation - Medium pressure steam <=15 psi < 1" pipe | 0 | 0 | 0 | 0 | 0 | 117.9464 | 2358.9274 | 0 | -0.82283 | 0 | -0.82283 | 0 | 0.54427 | 0 | 0.54427 | 0.52788 | 2.4485 | 0.52788 | 2.4485
311043-Pipe Insulation - Medium pressure steam <=15 psi < 1" pipe | 0 | 0 | 0 | 0 | 0 | 168.1828 | 3363.6557 | 0 | -0.82283 | 0 | -0.82283 | 0 | 0.54427 | 0 | 0.54427 | 0.52788 | 2.4485 | 0.52788 | 2.4485
311043-Pipe Insulation - Medium pressure steam <=15 psi < 1" pipe | 0 | 0 | 0 | 0 | 0 | 128.8673 | 2577.3466 | 0 | -0.82283 | 0 | -0.82283 | 0 | 0.54427 | 0 | 0.54427 | 0.52788 | 2.4485 | 0.52788 | 2.4485
311043-Pipe Insulation - Medium pressure steam <=15 psi < 1" pipe | 0 | 0 | 0 | 0 | 0 | 111.3938 | 2227.8758 | 0 | -0.82283 | 0 | -0.82283 | 0 | 0.54427 | 0 | 0.54427 | 0.52788 | 2.4485 | 0.52788 | 2.4485
311043-Pipe Insulation - Medium pressure steam <=15 psi < 1" pipe | 0 | 0 | 0 | 0 | 0 | 89.5519 | 1791.0374 | 0 | -0.82283 | 0 | -0.82283 | 0 | 0.54427 | 0 | 0.54427 | 0.52788 | 2.4485 | 0.52788 | 2.4485
311043-Pipe Insulation - Medium pressure steam <=15 psi < 1" pipe | 0 | 0 | 0 | 0 | 0 | 203.1299 | 4062.5971 | 0 | -0.82283 | 0 | -0.82283 | 0 | 0.54427 | 0 | 0.54427 | 0.52788 | 2.4485 | 0.52788 | 2.4485
311043-Pipe Insulation - Medium pressure steam <=15 psi < 1" pipe | 0 | 0 | 0 | 0 | 0 | 54.6048 | 1092.096 | 0 | -0.82283 | 0 | -0.82283 | 0 | 0.54427 | 0 | 0.54427 | 0.52788 | 2.4485 | 0.52788 | 2.4485
311043-Pipe Insulation - Medium pressure steam <=15 psi < 1" pipe | 0 | 0 | 0 | 0 | 0 | 33.4909 | 669.8189 | 0 | -0.82283 | 0 | -0.82283 | 0 | 0.54427 | 0 | 0.54427 | 0.52788 | 2.4485 | 0.52788 | 2.4485
311043-Pipe Insulation - Medium pressure steam <=15 psi < 1" pipe | 0 | 0 | 0 | 0 | 0 | 69.1661 | 1383.3216 | 0 | -0.82283 | 0 | -0.82283 | 0 | 0.54427 | 0 | 0.54427 | 0.52788 | 2.4485 | 0.52788 | 2.4485
311043-Pipe Insulation - Medium pressure steam <=15 psi < 1" pipe | 0 | 0 | 0 | 0 | 0 | 116.4902 | 2329.8048 | 0 | -0.82283 | 0 | -0.82283 | 0 | 0.54427 | 0 | 0.54427 | 0.52788 | 2.4485 | 0.52788 | 2.4485
311043-Pipe Insulation - Medium pressure steam <=15 psi < 1" pipe | 0 | 0 | 0 | 0 | 0 | 85.9116 | 1718.231 | 0 | -0.82283 | 0 | -0.82283 | 0 | 0.54427 | 0 | 0.54427 | 0.52788 | 2.4485 | 0.52788 | 2.4485
311043-Pipe Insulation - Medium pressure steam <=15 psi < 1" pipe | 0 | 0 | 0 | 0 | 0 | 87.3677 | 1747.3536 | 0 | -0.82283 | 0 | -0.82283 | 0 | 0.54427 | 0 | 0.54427 | 0.52788 | 2.4485 | 0.52788 | 2.4485
311043-Pipe Insulation - Medium pressure steam <=15 psi < 1" pipe | 0 | 0 | 0 | 0 | 0 | 159.446 | 3188.9203 | 0 | -0.82283 | 0 | -0.82283 | 0 | 0.54427 | 0 | 0.54427 | 0.52788 | 2.4485 | 0.52788 | 2.4485
311043-Pipe Insulation - Medium pressure steam <=15 psi < 1" pipe | 0 | 0 | 0 | 0 | 0 | 279.5766 | 5591.5315 | 0 | -0.82283 | 0 | -0.82283 | 0 | 0.54427 | 0 | 0.54427 | 0.52788 | 2.4485 | 0.52788 | 2.4485
311043-Pipe Insulation - Medium pressure steam <=15 psi < 1" pipe | 0 | 0 | 0 | 0 | 0 | 124.4989 | 2489.9789 | 0 | -0.82283 | 0 | -0.82283 | 0 | 0.54427 | 0 | 0.54427 | 0.52788 | 2.4485 | 0.52788 | 2.4485
311043-Pipe Insulation - Medium pressure steam <=15 psi < 1" pipe | 0 | 0 | 0 | 0 | 0 | 56.789 | 1135.7798 | 0 | -0.82283 | 0 | -0.82283 | 0 | 0.54427 | 0 | 0.54427 | 0.52788 | 2.4485 | 0.52788 | 2.4485
311043-Pipe Insulation - Medium pressure steam <=15 psi < 1" pipe | 0 | 0 | 0 | 0 | 0 | 111.3938 | 2227.8758 | 0 | -0.82283 | 0 | -0.82283 | 0 | 0.54427 | 0 | 0.54427 | 0.52788 | 2.4485 | 0.52788 | 2.4485
311043-Pipe Insulation - Medium pressure steam <=15 psi < 1" pipe | 0 | 0 | 0 | 0 | 0 | 91.7361 | 1834.7213 | 0 | -0.82283 | 0 | -0.82283 | 0 | 0.54427 | 0 | 0.54427 | 0.52788 | 2.4485 | 0.52788 | 2.4485
311043-Pipe Insulation - Medium pressure steam <=15 psi < 1" pipe | 0 | 0 | 0 | 0 | 0 | 165.9986 | 3319.9718 | 0 | -0.82283 | 0 | -0.82283 | 0 | 0.54427 | 0 | 0.54427 | 0.52788 | 2.4485 | 0.52788 | 2.4485
311043-Pipe Insulation - Medium pressure steam <=15 psi < 1" pipe | 0 | 0 | 0 | 0 | 0 | 105.5693 | 2111.3856 | 0 | -0.82283 | 0 | -0.82283 | 0 | 0.54427 | 0 | 0.54427 | 0.52788 | 2.4485 | 0.52788 | 2.4485
311043-Pipe Insulation - Medium pressure steam <=15 psi < 1" pipe | 0 | 0 | 0 | 0 | 0 | 88.0957 | 1761.9149 | 0 | -0.82283 | 0 | -0.82283 | 0 | 0.54427 | 0 | 0.54427 | 0.52788 | 2.4485 | 0.52788 | 2.4485
311043-Pipe Insulation - Medium pressure steam <=15 psi < 1" pipe | 0 | 0 | 0 | 0 | 0 | 85.1835 | 1703.6698 | 0 | -0.82283 | 0 | -0.82283 | 0 | 0.54427 | 0 | 0.54427 | 0.52788 | 2.4485 | 0.52788 | 2.4485
311043-Pipe Insulation - Medium pressure steam <=15 psi < 1" pipe | 0 | 0 | 0 | 0 | 0 | 439.0226 | 8780.4518 | 0 | -0.81281 | 0 | -0.81281 | 0 | 0.79476 | 0 | 0.79476 | 0.53093 | 7.3456 | 0.53093 | 7.3456
311043-Pipe Insulation - Medium pressure steam <=15 psi < 1" pipe | 0 | 0 | 0 | 0 | 0 | 56.0609 | 1121.2186 | 0 | -0.82283 | 0 | -0.82283 | 0 | 0.54427 | 0 | 0.54427 | 0.52788 | 2.4485 | 0.52788 | 2.4485
311043-Pipe Insulation - Medium pressure steam <=15 psi < 1" pipe | 0 | 0 | 0 | 0 | 0 | 137.6041 | 2752.0819 | 0 | -0.82283 | 0 | -0.82283 | 0 | 0.54427 | 0 | 0.54427 | 0.52788 | 2.4485 | 0.52788 | 2.4485
311043-Pipe Insulation - Medium pressure steam <=15 psi < 1" pipe | 0 | 0 | 0 | 0 | 0 | 102.657 | 2053.1405 | 0 | -0.82283 | 0 | -0.82283 | 0 | 0.54427 | 0 | 0.54427 | 0.52788 | 2.4485 | 0.52788 | 2.4485
311043-Pipe Insulation - Medium pressure steam <=15 psi < 1" pipe | 0 | 0 | 0 | 0 | 0 | 216.9631 | 4339.2614 | 0 | -0.82283 | 0 | -0.82283 | 0 | 0.54427 | 0 | 0.54427 | 0.52788 | 2.4485 | 0.52788 | 2.4485
311043-Pipe Insulation - Medium pressure steam <=15 psi < 1" pipe | 0 | 0 | 0 | 0 | 0 | 43.6838 | 873.6768 | 0 | -0.81256 | 0 | -0.81256 | 0 | 0.80102 | 0 | 0.80102 | 0.53101 | 7.7322 | 0.53101 | 7.7322
311043-Pipe Insulation - Medium pressure steam <=15 psi < 1" pipe | 0 | 0 | 0 | 0 | 0 | 61.1574 | 1223.1475 | 0 | -0.82283 | 0 | -0.82283 | 0 | 0.54427 | 0 | 0.54427 | 0.52788 | 2.4485 | 0.52788 | 2.4485
311043-Pipe Insulation - Medium pressure steam <=15 psi < 1" pipe | 0 | 0 | 0 | 0 | 0 | 82.9993 | 1659.9859 | 0 | -0.82283 | 0 | -0.82283 | 0 | 0.54427 | 0 | 0.54427 | 0.52788 | 2.4485 | 0.52788 | 2.4485
311043-Pipe Insulation - Medium pressure steam <=15 psi < 1" pipe | 0 | 0 | 0 | 0 | 0 | 140.5164 | 2810.327 | 0 | -0.82283 | 0 | -0.82283 | 0 | 0.54427 | 0 | 0.54427 | 0.52788 | 2.4485 | 0.52788 | 2.4485
311043-Pipe Insulation - Medium pressure steam <=15 psi < 1" pipe | 0 | 0 | 0 | 0 | 0 | 139.7883 | 2795.7658 | 0 | -0.82283 | 0 | -0.82283 | 0 | 0.54427 | 0 | 0.54427 | 0.52788 | 2.4485 | 0.52788 | 2.4485
311043-Pipe Insulation - Medium pressure steam <=15 psi < 1" pipe | 0 | 0 | 0 | 0 | 0 | 253.3663 | 5067.3254 | 0 | -0.82283 | 0 | -0.82283 | 0 | 0.54427 | 0 | 0.54427 | 0.52788 | 2.4485 | 0.52788 | 2.4485
311043-Pipe Insulation - Medium pressure steam <=15 psi < 1" pipe | 0 | 0 | 0 | 0 | 0 | 146.3409 | 2926.8173 | 0 | -0.82283 | 0 | -0.82283 | 0 | 0.54427 | 0 | 0.54427 | 0.52788 | 2.4485 | 0.52788 | 2.4485
311043-Pipe Insulation - Medium pressure steam <=15 psi < 1" pipe | 0 | 0 | 0 | 0 | 0 | 45.868 | 917.3606 | 0 | -0.82283 | 0 | -0.82283 | 0 | 0.54427 | 0 | 0.54427 | 0.52788 | 2.4485 | 0.52788 | 2.4485
311043-Pipe Insulation - Medium pressure steam <=15 psi < 1" pipe | 0 | 0 | 0 | 0 | 0 | 76.4467 | 1528.9344 | 0 | -0.82283 | 0 | -0.82283 | 0 | 0.54427 | 0 | 0.54427 | 0.52788 | 2.4485 | 0.52788 | 2.4485
311043-Pipe Insulation - Medium pressure steam <=15 psi < 1" pipe | 0 | 0 | 0 | 0 | 0 | 89.5519 | 1791.0374 | 0 | -0.82283 | 0 | -0.82283 | 0 | 0.54427 | 0 | 0.54427 | 0.52788 | 2.4485 | 0.52788 | 2.4485
311043-Pipe Insulation - Medium pressure steam <=15 psi < 1" pipe | 0 | 0 | 0 | 0 | 0 | 117.9464 | 2358.9274 | 0 | -0.82283 | 0 | -0.82283 | 0 | 0.54427 | 0 | 0.54427 | 0.52788 | 2.4485 | 0.52788 | 2.4485
311043-Pipe Insulation - Medium pressure steam <=15 psi < 1" pipe | 0 | 0 | 0 | 0 | 0 | 168.1828 | 3363.6557 | 0 | -0.82283 | 0 | -0.82283 | 0 | 0.54427 | 0 | 0.54427 | 0.52788 | 2.4485 | 0.52788 | 2.4485
311043-Pipe Insulation - Medium pressure steam <=15 psi < 1" pipe | 0 | 0 | 0 | 0 | 0 | 87.3677 | 1747.3536 | 0 | -0.82283 | 0 | -0.82283 | 0 | 0.54427 | 0 | 0.54427 | 0.52788 | 2.4485 | 0.52788 | 2.4485
311043-Pipe Insulation - Medium pressure steam <=15 psi < 1" pipe | 0 | 0 | 0 | 0 | 0 | 43.6838 | 873.6768 | 0 | -0.82072 | 0 | -0.82072 | 0 | 0.597 | 0 | 0.597 | 0.52852 | 2.8482 | 0.52852 | 2.8482
311043-Pipe Insulation - Medium pressure steam <=15 psi < 1" pipe | 0 | 0 | 0 | 0 | 0 | 69.8941 | 1397.8829 | 0 | -0.82283 | 0 | -0.82283 | 0 | 0.54427 | 0 | 0.54427 | 0.52788 | 2.4485 | 0.52788 | 2.4485
311043-Pipe Insulation - Medium pressure steam <=15 psi < 1" pipe | 0 | 0 | 0 | 0 | 0 | 366.9443 | 7338.8851 | 0 | -0.82283 | 0 | -0.82283 | 0 | 0.54427 | 0 | 0.54427 | 0.52788 | 2.4485 | 0.52788 | 2.4485
311043-Pipe Insulation - Medium pressure steam <=15 psi < 1" pipe | 0 | 0 | 0 | 0 | 0 | 117.9464 | 2358.9274 | 0 | -0.82283 | 0 | -0.82283 | 0 | 0.54427 | 0 | 0.54427 | 0.52788 | 2.4485 | 0.52788 | 2.4485
311043-Pipe Insulation - Medium pressure steam <=15 psi < 1" pipe | 0 | 0 | 0 | 0 | 0 | 82.2712 | 1645.4246 | 0 | -0.82283 | 0 | -0.82283 | 0 | 0.54427 | 0 | 0.54427 | 0.52788 | 2.4485 | 0.52788 | 2.4485
311043-Pipe Insulation - Medium pressure steam <=15 psi < 1" pipe | 0 | 0 | 0 | 0 | 0 | 48.0522 | 961.0445 | 0 | -0.82283 | 0 | -0.82283 | 0 | 0.54427 | 0 | 0.54427 | 0.52788 | 2.4485 | 0.52788 | 2.4485
311043-Pipe Insulation - Medium pressure steam <=15 psi < 1" pipe | 0 | 0 | 0 | 0 | 0 | 185.6563 | 3713.1264 | 0 | -0.82283 | 0 | -0.82283 | 0 | 0.54427 | 0 | 0.54427 | 0.52788 | 2.4485 | 0.52788 | 2.4485
311043-Pipe Insulation - Medium pressure steam <=15 psi < 1" pipe | 0 | 0 | 0 | 0 | 0 | 155.0776 | 3101.5526 | 0 | -0.82283 | 0 | -0.82283 | 0 | 0.54427 | 0 | 0.54427 | 0.52788 | 2.4485 | 0.52788 | 2.4485
311043-Pipe Insulation - Medium pressure steam <=15 psi < 1" pipe | 0 | 0 | 0 | 0 | 0 | 194.3931 | 3887.8618 | 0 | -0.82283 | 0 | -0.82283 | 0 | 0.54427 | 0 | 0.54427 | 0.52788 | 2.4485 | 0.52788 | 2.4485
311043-Pipe Insulation - Medium pressure steam <=15 psi < 1" pipe | 0 | 0 | 0 | 0 | 0 | 259.9188 | 5198.377 | 0 | -0.82283 | 0 | -0.82283 | 0 | 0.54427 | 0 | 0.54427 | 0.52788 | 2.4485 | 0.52788 | 2.4485
311043-Pipe Insulation - Medium pressure steam <=15 psi < 1" pipe | 0 | 0 | 0 | 0 | 0 | 141.9725 | 2839.4496 | 0 | -0.82283 | 0 | -0.82283 | 0 | 0.54427 | 0 | 0.54427 | 0.52788 | 2.4485 | 0.52788 | 2.4485
311043-Pipe Insulation - Medium pressure steam <=15 psi < 1" pipe | 0 | 0 | 0 | 0 | 0 | 189.2966 | 3785.9328 | 0 | -0.82283 | 0 | -0.82283 | 0 | 0.54427 | 0 | 0.54427 | 0.52788 | 2.4485 | 0.52788 | 2.4485
311043-Pipe Insulation - Medium pressure steam <=15 psi < 1" pipe | 0 | 0 | 0 | 0 | 0 | 65.5258 | 1310.5152 | 0 | -0.82283 | 0 | -0.82283 | 0 | 0.54427 | 0 | 0.54427 | 0.52788 | 2.4485 | 0.52788 | 2.4485
311043-Pipe Insulation - Medium pressure steam <=15 psi < 1" pipe | 0 | 0 | 0 | 0 | 0 | 124.4989 | 2489.9789 | 0 | -0.82283 | 0 | -0.82283 | 0 | 0.54427 | 0 | 0.54427 | 0.52788 | 2.4485 | 0.52788 | 2.4485
311043-Pipe Insulation - Medium pressure steam <=15 psi < 1" pipe | 0 | 0 | 0 | 0 | 0 | 218.4192 | 4368.384 | 0 | -0.81519 | 0 | -0.81519 | 0 | 0.73527 | 0 | 0.73527 | 0.5302 | 4.98 | 0.5302 | 4.98
311043-Pipe Insulation - Medium pressure steam <=15 psi < 1" pipe | 0 | 0 | 0 | 0 | 0 | 152.8934 | 3057.8688 | 0 | -0.82283 | 0 | -0.82283 | 0 | 0.54427 | 0 | 0.54427 | 0.52788 | 2.4485 | 0.52788 | 2.4485
311043-Pipe Insulation - Medium pressure steam <=15 psi < 1" pipe | 0 | 0 | 0 | 0 | 0 | 115.7622 | 2315.2435 | 0 | -0.82283 | 0 | -0.82283 | 0 | 0.54427 | 0 | 0.54427 | 0.52788 | 2.4485 | 0.52788 | 2.4485
311043-Pipe Insulation - Medium pressure steam <=15 psi < 1" pipe | 0 | 0 | 0 | 0 | 0 | 100.4728 | 2009.4566 | 0 | -0.82283 | 0 | -0.82283 | 0 | 0.54427 | 0 | 0.54427 | 0.52788 | 2.4485 | 0.52788 | 2.4485
311043-Pipe Insulation - Medium pressure steam <=15 psi < 1" pipe | 0 | 0 | 0 | 0 | 0 | 91.7361 | 1834.7213 | 0 | -0.82283 | 0 | -0.82283 | 0 | 0.54427 | 0 | 0.54427 | 0.52788 | 2.4485 | 0.52788 | 2.4485
311043-Pipe Insulation - Medium pressure steam <=15 psi < 1" pipe | 0 | 0 | 0 | 0 | 0 | 174.7354 | 3494.7072 | 0 | -0.82283 | 0 | -0.82283 | 0 | 0.54427 | 0 | 0.54427 | 0.52788 | 2.4485 | 0.52788 | 2.4485
311043-Pipe Insulation - Medium pressure steam <=15 psi < 1" pipe | 0 | 0 | 0 | 0 | 0 | 137.6041 | 2752.0819 | 0 | -0.82283 | 0 | -0.82283 | 0 | 0.54427 | 0 | 0.54427 | 0.52788 | 2.4485 | 0.52788 | 2.4485
311043-Pipe Insulation - Medium pressure steam <=15 psi < 1" pipe | 0 | 0 | 0 | 0 | 0 | 109.2096 | 2184.192 | 0 | -0.82283 | 0 | -0.82283 | 0 | 0.54427 | 0 | 0.54427 | 0.52788 | 2.4485 | 0.52788 | 2.4485
311044-Pipe Insulation - Medium pressure steam >15 psi >= 1" pipe | 0 | 0 | 0 | 0 | 0 | 1433.376 | 28667.52 | 0 | 0.61413 | 0 | 0.61413 | 0 | 0.86275 | 0 | 0.86275 | 3.0077 | 16.0684 | 3.0077 | 16.0684
311044-Pipe Insulation - Medium pressure steam >15 psi >= 1" pipe | 0 | 0 | 0 | 0 | 0 | 645.0192 | 12900.384 | 0 | 0.61413 | 0 | 0.61413 | 0 | 0.86275 | 0 | 0.86275 | 3.0077 | 16.0684 | 3.0077 | 16.0684
311044-Pipe Insulation - Medium pressure steam >15 psi >= 1" pipe | 0 | 0 | 0 | 0 | 0 | 86.0026 | 1720.0512 | 0 | 0.61413 | 0 | 0.61413 | 0 | 0.86275 | 0 | 0.86275 | 3.0077 | 16.0684 | 3.0077 | 16.0684
311044-Pipe Insulation - Medium pressure steam >15 psi >= 1" pipe | 0 | 0 | 0 | 0 | 0 | 272.3414 | 5446.8288 | 0 | 0.61413 | 0 | 0.61413 | 0 | 0.86275 | 0 | 0.86275 | 3.0077 | 16.0684 | 3.0077 | 16.0684
311044-Pipe Insulation - Medium pressure steam >15 psi >= 1" pipe | 0 | 0 | 0 | 0 | 0 | 243.6739 | 4873.4784 | 0 | 0.61413 | 0 | 0.61413 | 0 | 0.86275 | 0 | 0.86275 | 3.0077 | 16.0684 | 3.0077 | 16.0684
311044-Pipe Insulation - Medium pressure steam >15 psi >= 1" pipe | 0 | 0 | 0 | 0 | 0 | 1720.0512 | 34401.024 | 0 | 0.61413 | 0 | 0.61413 | 0 | 0.86275 | 0 | 0.86275 | 3.0077 | 16.0684 | 3.0077 | 16.0684
311044-Pipe Insulation - Medium pressure steam >15 psi >= 1" pipe | 0 | 0 | 0 | 0 | 0 | 501.6816 | 10033.632 | 0 | 0.61413 | 0 | 0.61413 | 0 | 0.86275 | 0 | 0.86275 | 3.0077 | 16.0684 | 3.0077 | 16.0684
311044-Pipe Insulation - Medium pressure steam >15 psi >= 1" pipe | 0 | 0 | 0 | 0 | 0 | 955.584 | 19111.68 | 0 | 0.61413 | 0 | 0.61413 | 0 | 0.86275 | 0 | 0.86275 | 3.0077 | 16.0684 | 3.0077 | 16.0684
311044-Pipe Insulation - Medium pressure steam >15 psi >= 1" pipe | 0 | 0 | 0 | 0 | 0 | 2537.0755 | 50741.5104 | 0 | 0.61413 | 0 | 0.61413 | 0 | 0.86275 | 0 | 0.86275 | 3.0077 | 16.0684 | 3.0077 | 16.0684
311044-Pipe Insulation - Medium pressure steam >15 psi >= 1" pipe | 0 | 0 | 0 | 0 | 0 | 272.3414 | 5446.8288 | 0 | 0.61413 | 0 | 0.61413 | 0 | 0.86275 | 0 | 0.86275 | 3.0077 | 16.0684 | 3.0077 | 16.0684
311044-Pipe Insulation - Medium pressure steam >15 psi >= 1" pipe | 0 | 0 | 0 | 0 | 0 | 630.6854 | 12613.7088 | 0 | 0.61462 | 0 | 0.61462 | 0 | 0.87515 | 0 | 0.87515 | 3.0126 | 20.5109 | 3.0126 | 20.5109
311044-Pipe Insulation - Medium pressure steam >15 psi >= 1" pipe | 0 | 0 | 0 | 0 | 0 | 229.3402 | 4586.8032 | 0 | 0.61413 | 0 | 0.61413 | 0 | 0.86275 | 0 | 0.86275 | 3.0077 | 16.0684 | 3.0077 | 16.0684
311044-Pipe Insulation - Medium pressure steam >15 psi >= 1" pipe | 0 | 0 | 0 | 0 | 0 | 573.3504 | 11467.008 | 0 | 0.61413 | 0 | 0.61413 | 0 | 0.86275 | 0 | 0.86275 | 3.0077 | 16.0684 | 3.0077 | 16.0684
311044-Pipe Insulation - Medium pressure steam >15 psi >= 1" pipe | 0 | 0 | 0 | 0 | 0 | 14.3338 | 286.6752 | 0 | 0.61413 | 0 | 0.61413 | 0 | 0.86275 | 0 | 0.86275 | 3.0077 | 16.0684 | 3.0077 | 16.0684
311044-Pipe Insulation - Medium pressure steam >15 psi >= 1" pipe | 0 | 0 | 0 | 0 | 0 | 286.6752 | 5733.504 | 0 | 0.61413 | 0 | 0.61413 | 0 | 0.86275 | 0 | 0.86275 | 3.0077 | 16.0684 | 3.0077 | 16.0684
311044-Pipe Insulation - Medium pressure steam >15 psi >= 1" pipe | 0 | 0 | 0 | 0 | 0 | 358.344 | 7166.88 | 0 | 0.61413 | 0 | 0.61413 | 0 | 0.86275 | 0 | 0.86275 | 3.0077 | 16.0684 | 3.0077 | 16.0684
311044-Pipe Insulation - Medium pressure steam >15 psi >= 1" pipe | 0 | 0 | 0 | 0 | 0 | 401.3453 | 8026.9056 | 0 | 0.61413 | 0 | 0.61413 | 0 | 0.86275 | 0 | 0.86275 | 3.0077 | 16.0684 | 3.0077 | 16.0684
311044-Pipe Insulation - Medium pressure steam >15 psi >= 1" pipe | 0 | 0 | 0 | 0 | 0 | 401.3453 | 8026.9056 | 0 | 0.61413 | 0 | 0.61413 | 0 | 0.86275 | 0 | 0.86275 | 3.0077 | 16.0684 | 3.0077 | 16.0684
311044-Pipe Insulation - Medium pressure steam >15 psi >= 1" pipe | 0 | 0 | 0 | 0 | 0 | 630.6854 | 12613.7088 | 0 | 0.61413 | 0 | 0.61413 | 0 | 0.86275 | 0 | 0.86275 | 3.0077 | 16.0684 | 3.0077 | 16.0684
311044-Pipe Insulation - Medium pressure steam >15 psi >= 1" pipe | 0 | 0 | 0 | 0 | 0 | 387.0115 | 7740.2304 | 0 | 0.61413 | 0 | 0.61413 | 0 | 0.86275 | 0 | 0.86275 | 3.0077 | 16.0684 | 3.0077 | 16.0684
311044-Pipe Insulation - Medium pressure steam >15 psi >= 1" pipe | 0 | 0 | 0 | 0 | 0 | 731.0218 | 14620.4352 | 0 | 0.61413 | 0 | 0.61413 | 0 | 0.86275 | 0 | 0.86275 | 3.0077 | 16.0684 | 3.0077 | 16.0684
311044-Pipe Insulation - Medium pressure steam >15 psi >= 1" pipe | 0 | 0 | 0 | 0 | 0 | 444.3466 | 8886.9312 | 0 | 0.61413 | 0 | 0.61413 | 0 | 0.86275 | 0 | 0.86275 | 3.0077 | 16.0684 | 3.0077 | 16.0684
311044-Pipe Insulation - Medium pressure steam >15 psi >= 1" pipe | 0 | 0 | 0 | 0 | 0 | 788.3568 | 15767.136 | 0 | 0.61413 | 0 | 0.61413 | 0 | 0.86275 | 0 | 0.86275 | 3.0077 | 16.0684 | 3.0077 | 16.0684
311044-Pipe Insulation - Medium pressure steam >15 psi >= 1" pipe | 0 | 0 | 0 | 0 | 0 | 845.6918 | 16913.8368 | 0 | 0.61413 | 0 | 0.61413 | 0 | 0.86275 | 0 | 0.86275 | 3.0077 | 16.0684 | 3.0077 | 16.0684
311044-Pipe Insulation - Medium pressure steam >15 psi >= 1" pipe | 0 | 0 | 0 | 0 | 0 | 243.6739 | 4873.4784 | 0 | 0.61413 | 0 | 0.61413 | 0 | 0.86275 | 0 | 0.86275 | 3.0077 | 16.0684 | 3.0077 | 16.0684
311044-Pipe Insulation - Medium pressure steam >15 psi >= 1" pipe | 0 | 0 | 0 | 0 | 0 | 630.6854 | 12613.7088 | 0 | 0.61413 | 0 | 0.61413 | 0 | 0.86275 | 0 | 0.86275 | 3.0077 | 16.0684 | 3.0077 | 16.0684
311044-Pipe Insulation - Medium pressure steam >15 psi >= 1" pipe | 0 | 0 | 0 | 0 | 0 | 200.6726 | 4013.4528 | 0 | 0.61413 | 0 | 0.61413 | 0 | 0.86275 | 0 | 0.86275 | 3.0077 | 16.0684 | 3.0077 | 16.0684
311044-Pipe Insulation - Medium pressure steam >15 psi >= 1" pipe | 0 | 0 | 0 | 0 | 0 | 157.6714 | 3153.4272 | 0 | 0.61413 | 0 | 0.61413 | 0 | 0.86275 | 0 | 0.86275 | 3.0077 | 16.0684 | 3.0077 | 16.0684
311044-Pipe Insulation - Medium pressure steam >15 psi >= 1" pipe | 0 | 0 | 0 | 0 | 0 | 344.0102 | 6880.2048 | 0 | 0.61413 | 0 | 0.61413 | 0 | 0.86275 | 0 | 0.86275 | 3.0077 | 16.0684 | 3.0077 | 16.0684
311044-Pipe Insulation - Medium pressure steam >15 psi >= 1" pipe | 0 | 0 | 0 | 0 | 0 | 315.3427 | 6306.8544 | 0 | 0.61413 | 0 | 0.61413 | 0 | 0.86275 | 0 | 0.86275 | 3.0077 | 16.0684 | 3.0077 | 16.0684
311044-Pipe Insulation - Medium pressure steam >15 psi >= 1" pipe | 0 | 0 | 0 | 0 | 0 | 243.6739 | 4873.4784 | 0 | 0.61413 | 0 | 0.61413 | 0 | 0.86275 | 0 | 0.86275 | 3.0077 | 16.0684 | 3.0077 | 16.0684
311044-Pipe Insulation - Medium pressure steam >15 psi >= 1" pipe | 0 | 0 | 0 | 0 | 0 | 186.3389 | 3726.7776 | 0 | 0.61413 | 0 | 0.61413 | 0 | 0.86275 | 0 | 0.86275 | 3.0077 | 16.0684 | 3.0077 | 16.0684
311044-Pipe Insulation - Medium pressure steam >15 psi >= 1" pipe | 0 | 0 | 0 | 0 | 0 | 114.6701 | 2293.4016 | 0 | 0.61413 | 0 | 0.61413 | 0 | 0.86275 | 0 | 0.86275 | 3.0077 | 16.0684 | 3.0077 | 16.0684
311044-Pipe Insulation - Medium pressure steam >15 psi >= 1" pipe | 0 | 0 | 0 | 0 | 0 | 186.3389 | 3726.7776 | 0 | 0.61413 | 0 | 0.61413 | 0 | 0.86275 | 0 | 0.86275 | 3.0077 | 16.0684 | 3.0077 | 16.0684
311044-Pipe Insulation - Medium pressure steam >15 psi >= 1" pipe | 0 | 0 | 0 | 0 | 0 | 430.0128 | 8600.256 | 0 | 0.61413 | 0 | 0.61413 | 0 | 0.86275 | 0 | 0.86275 | 3.0077 | 16.0684 | 3.0077 | 16.0684
311044-Pipe Insulation - Medium pressure steam >15 psi >= 1" pipe | 0 | 0 | 0 | 0 | 0 | 71.6688 | 1433.376 | 0 | 0.61413 | 0 | 0.61413 | 0 | 0.86275 | 0 | 0.86275 | 3.0077 | 16.0684 | 3.0077 | 16.0684
311044-Pipe Insulation - Medium pressure steam >15 psi >= 1" pipe | 0 | 0 | 0 | 0 | 0 | 114.6701 | 2293.4016 | 0 | 0.61413 | 0 | 0.61413 | 0 | 0.86275 | 0 | 0.86275 | 3.0077 | 16.0684 | 3.0077 | 16.0684
311044-Pipe Insulation - Medium pressure steam >15 psi >= 1" pipe | 0 | 0 | 0 | 0 | 0 | 28.6675 | 573.3504 | 0 | 0.61413 | 0 | 0.61413 | 0 | 0.86275 | 0 | 0.86275 | 3.0077 | 16.0684 | 3.0077 | 16.0684
311044-Pipe Insulation - Medium pressure steam >15 psi >= 1" pipe | 0 | 0 | 0 | 0 | 0 | 960.3619 | 19207.2384 | 0 | 0.61413 | 0 | 0.61413 | 0 | 0.86275 | 0 | 0.86275 | 3.0077 | 16.0684 | 3.0077 | 16.0684
311044-Pipe Insulation - Medium pressure steam >15 psi >= 1" pipe | 0 | 0 | 0 | 0 | 0 | 215.0064 | 4300.128 | 0 | 0.61413 | 0 | 0.61413 | 0 | 0.86275 | 0 | 0.86275 | 3.0077 | 16.0684 | 3.0077 | 16.0684
311044-Pipe Insulation - Medium pressure steam >15 psi >= 1" pipe | 0 | 0 | 0 | 0 | 0 | 186.3389 | 3726.7776 | 0 | 0.61413 | 0 | 0.61413 | 0 | 0.86275 | 0 | 0.86275 | 3.0077 | 16.0684 | 3.0077 | 16.0684
311044-Pipe Insulation - Medium pressure steam >15 psi >= 1" pipe | 0 | 0 | 0 | 0 | 0 | 344.0102 | 6880.2048 | 0 | 0.61413 | 0 | 0.61413 | 0 | 0.86275 | 0 | 0.86275 | 3.0077 | 16.0684 | 3.0077 | 16.0684
311044-Pipe Insulation - Medium pressure steam >15 psi >= 1" pipe | 0 | 0 | 0 | 0 | 0 | 86.0026 | 1720.0512 | 0 | 0.61413 | 0 | 0.61413 | 0 | 0.86275 | 0 | 0.86275 | 3.0077 | 16.0684 | 3.0077 | 16.0684
311044-Pipe Insulation - Medium pressure steam >15 psi >= 1" pipe | 0 | 0 | 0 | 0 | 0 | 243.6739 | 4873.4784 | 0 | 0.61413 | 0 | 0.61413 | 0 | 0.86275 | 0 | 0.86275 | 3.0077 | 16.0684 | 3.0077 | 16.0684
311044-Pipe Insulation - Medium pressure steam >15 psi >= 1" pipe | 0 | 0 | 0 | 0 | 0 | 1318.7059 | 26374.1184 | 0 | 0.61413 | 0 | 0.61413 | 0 | 0.86275 | 0 | 0.86275 | 3.0077 | 16.0684 | 3.0077 | 16.0684
311044-Pipe Insulation - Medium pressure steam >15 psi >= 1" pipe | 0 | 0 | 0 | 0 | 0 | 879.1373 | 17582.7456 | 0 | 0.61413 | 0 | 0.61413 | 0 | 0.86275 | 0 | 0.86275 | 3.0077 | 16.0684 | 3.0077 | 16.0684
311044-Pipe Insulation - Medium pressure steam >15 psi >= 1" pipe | 0 | 0 | 0 | 0 | 0 | 7166.88 | 143337.6 | 0 | 0.61481 | 0 | 0.61481 | 0 | 0.87993 | 0 | 0.87993 | 3.0145 | 22.9549 | 3.0145 | 22.9549
311044-Pipe Insulation - Medium pressure steam >15 psi >= 1" pipe | 0 | 0 | 0 | 0 | 0 | 215.0064 | 4300.128 | 0 | 0.61413 | 0 | 0.61413 | 0 | 0.86275 | 0 | 0.86275 | 3.0077 | 16.0684 | 3.0077 | 16.0684
311044-Pipe Insulation - Medium pressure steam >15 psi >= 1" pipe | 0 | 0 | 0 | 0 | 0 | 516.0154 | 10320.3072 | 0 | 0.61413 | 0 | 0.61413 | 0 | 0.86275 | 0 | 0.86275 | 3.0077 | 16.0684 | 3.0077 | 16.0684
311044-Pipe Insulation - Medium pressure steam >15 psi >= 1" pipe | 0 | 0 | 0 | 0 | 0 | 659.353 | 13187.0592 | 0 | 0.61413 | 0 | 0.61413 | 0 | 0.86275 | 0 | 0.86275 | 3.0077 | 16.0684 | 3.0077 | 16.0684
311044-Pipe Insulation - Medium pressure steam >15 psi >= 1" pipe | 0 | 0 | 0 | 0 | 0 | 315.3427 | 6306.8544 | 0 | 0.61413 | 0 | 0.61413 | 0 | 0.86275 | 0 | 0.86275 | 3.0077 | 16.0684 | 3.0077 | 16.0684
311044-Pipe Insulation - Medium pressure steam >15 psi >= 1" pipe | 0 | 0 | 0 | 0 | 0 | 100.3363 | 2006.7264 | 0 | 0.61413 | 0 | 0.61413 | 0 | 0.86275 | 0 | 0.86275 | 3.0077 | 16.0684 | 3.0077 | 16.0684
311044-Pipe Insulation - Medium pressure steam >15 psi >= 1" pipe | 0 | 0 | 0 | 0 | 0 | 258.0077 | 5160.1536 | 0 | 0.61413 | 0 | 0.61413 | 0 | 0.86275 | 0 | 0.86275 | 3.0077 | 16.0684 | 3.0077 | 16.0684
311044-Pipe Insulation - Medium pressure steam >15 psi >= 1" pipe | 0 | 0 | 0 | 0 | 0 | 1232.7034 | 24654.0672 | 0 | 0.61413 | 0 | 0.61413 | 0 | 0.86275 | 0 | 0.86275 | 3.0077 | 16.0684 | 3.0077 | 16.0684
311044-Pipe Insulation - Medium pressure steam >15 psi >= 1" pipe | 0 | 0 | 0 | 0 | 0 | 329.6765 | 6593.5296 | 0 | 0.61413 | 0 | 0.61413 | 0 | 0.86275 | 0 | 0.86275 | 3.0077 | 16.0684 | 3.0077 | 16.0684
311044-Pipe Insulation - Medium pressure steam >15 psi >= 1" pipe | 0 | 0 | 0 | 0 | 0 | 258.0077 | 5160.1536 | 0 | 0.61413 | 0 | 0.61413 | 0 | 0.86275 | 0 | 0.86275 | 3.0077 | 16.0684 | 3.0077 | 16.0684
311044-Pipe Insulation - Medium pressure steam >15 psi >= 1" pipe | 0 | 0 | 0 | 0 | 0 | 358.344 | 7166.88 | 0 | 0.61413 | 0 | 0.61413 | 0 | 0.86275 | 0 | 0.86275 | 3.0077 | 16.0684 | 3.0077 | 16.0684
311044-Pipe Insulation - Medium pressure steam >15 psi >= 1" pipe | 0 | 0 | 0 | 0 | 0 | 745.3555 | 14907.1104 | 0 | 0.61413 | 0 | 0.61413 | 0 | 0.86275 | 0 | 0.86275 | 3.0077 | 16.0684 | 3.0077 | 16.0684
311044-Pipe Insulation - Medium pressure steam >15 psi >= 1" pipe | 0 | 0 | 0 | 0 | 0 | 272.3414 | 5446.8288 | 0 | 0.61413 | 0 | 0.61413 | 0 | 0.86275 | 0 | 0.86275 | 3.0077 | 16.0684 | 3.0077 | 16.0684
311044-Pipe Insulation - Medium pressure steam >15 psi >= 1" pipe | 0 | 0 | 0 | 0 | 0 | 797.9126 | 15958.2528 | 0 | 0.61413 | 0 | 0.61413 | 0 | 0.86275 | 0 | 0.86275 | 3.0077 | 16.0684 | 3.0077 | 16.0684
311044-Pipe Insulation - Medium pressure steam >15 psi >= 1" pipe | 0 | 0 | 0 | 0 | 0 | 903.0269 | 18060.5376 | 0 | 0.61413 | 0 | 0.61413 | 0 | 0.86275 | 0 | 0.86275 | 3.0077 | 16.0684 | 3.0077 | 16.0684
311044-Pipe Insulation - Medium pressure steam >15 psi >= 1" pipe | 0 | 0 | 0 | 0 | 0 | 568.5725 | 11371.4496 | 0 | 0.61413 | 0 | 0.61413 | 0 | 0.86275 | 0 | 0.86275 | 3.0077 | 16.0684 | 3.0077 | 16.0684
311044-Pipe Insulation - Medium pressure steam >15 psi >= 1" pipe | 0 | 0 | 0 | 0 | 0 | 645.0192 | 12900.384 | 0 | 0.61413 | 0 | 0.61413 | 0 | 0.86275 | 0 | 0.86275 | 3.0077 | 16.0684 | 3.0077 | 16.0684
311044-Pipe Insulation - Medium pressure steam >15 psi >= 1" pipe | 0 | 0 | 0 | 0 | 0 | 1003.3632 | 20067.264 | 0 | 0.61413 | 0 | 0.61413 | 0 | 0.86275 | 0 | 0.86275 | 3.0077 | 16.0684 | 3.0077 | 16.0684
311044-Pipe Insulation - Medium pressure steam >15 psi >= 1" pipe | 0 | 0 | 0 | 0 | 0 | 86.0026 | 1720.0512 | 0 | 0.61413 | 0 | 0.61413 | 0 | 0.86275 | 0 | 0.86275 | 3.0077 | 16.0684 | 3.0077 | 16.0684
311044-Pipe Insulation - Medium pressure steam >15 psi >= 1" pipe | 0 | 0 | 0 | 0 | 0 | 1815.6096 | 36312.192 | 0 | 0.61413 | 0 | 0.61413 | 0 | 0.86275 | 0 | 0.86275 | 3.0077 | 16.0684 | 3.0077 | 16.0684
311044-Pipe Insulation - Medium pressure steam >15 psi >= 1" pipe | 0 | 0 | 0 | 0 | 0 | 329.6765 | 6593.5296 | 0 | 0.61413 | 0 | 0.61413 | 0 | 0.86275 | 0 | 0.86275 | 3.0077 | 16.0684 | 3.0077 | 16.0684
311044-Pipe Insulation - Medium pressure steam >15 psi >= 1" pipe | 0 | 0 | 0 | 0 | 0 | 616.3517 | 12327.0336 | 0 | 0.61413 | 0 | 0.61413 | 0 | 0.86275 | 0 | 0.86275 | 3.0077 | 16.0684 | 3.0077 | 16.0684
311044-Pipe Insulation - Medium pressure steam >15 psi >= 1" pipe | 0 | 0 | 0 | 0 | 0 | 38.2234 | 764.4672 | 0 | 0.61413 | 0 | 0.61413 | 0 | 0.86275 | 0 | 0.86275 | 3.0077 | 16.0684 | 3.0077 | 16.0684
311044-Pipe Insulation - Medium pressure steam >15 psi >= 1" pipe | 0 | 0 | 0 | 0 | 0 | 172.0051 | 3440.1024 | 0 | 0.61413 | 0 | 0.61413 | 0 | 0.86275 | 0 | 0.86275 | 3.0077 | 16.0684 | 3.0077 | 16.0684
311044-Pipe Insulation - Medium pressure steam >15 psi >= 1" pipe | 0 | 0 | 0 | 0 | 0 | 415.679 | 8313.5808 | 0 | 0.61413 | 0 | 0.61413 | 0 | 0.86275 | 0 | 0.86275 | 3.0077 | 16.0684 | 3.0077 | 16.0684
311044-Pipe Insulation - Medium pressure steam >15 psi >= 1" pipe | 0 | 0 | 0 | 0 | 0 | 1204.0358 | 24080.7168 | 0 | 0.61481 | 0 | 0.61481 | 0 | 0.87993 | 0 | 0.87993 | 3.0145 | 22.9549 | 3.0145 | 22.9549
311044-Pipe Insulation - Medium pressure steam >15 psi >= 1" pipe | 0 | 0 | 0 | 0 | 0 | 559.0166 | 11180.3328 | 0 | 0.61413 | 0 | 0.61413 | 0 | 0.86275 | 0 | 0.86275 | 3.0077 | 16.0684 | 3.0077 | 16.0684
311044-Pipe Insulation - Medium pressure steam >15 psi >= 1" pipe | 0 | 0 | 0 | 0 | 0 | 745.3555 | 14907.1104 | 0 | 0.61413 | 0 | 0.61413 | 0 | 0.86275 | 0 | 0.86275 | 3.0077 | 16.0684 | 3.0077 | 16.0684
311044-Pipe Insulation - Medium pressure steam >15 psi >= 1" pipe | 0 | 0 | 0 | 0 | 0 | 258.0077 | 5160.1536 | 0 | 0.61413 | 0 | 0.61413 | 0 | 0.86275 | 0 | 0.86275 | 3.0077 | 16.0684 | 3.0077 | 16.0684
311044-Pipe Insulation - Medium pressure steam >15 psi >= 1" pipe | 0 | 0 | 0 | 0 | 0 | 401.3453 | 8026.9056 | 0 | 0.61413 | 0 | 0.61413 | 0 | 0.86275 | 0 | 0.86275 | 3.0077 | 16.0684 | 3.0077 | 16.0684
311044-Pipe Insulation - Medium pressure steam >15 psi >= 1" pipe | 0 | 0 | 0 | 0 | 0 | 200.6726 | 4013.4528 | 0 | 0.61413 | 0 | 0.61413 | 0 | 0.86275 | 0 | 0.86275 | 3.0077 | 16.0684 | 3.0077 | 16.0684
311044-Pipe Insulation - Medium pressure steam >15 psi >= 1" pipe | 0 | 0 | 0 | 0 | 0 | 501.6816 | 10033.632 | 0 | 0.61413 | 0 | 0.61413 | 0 | 0.86275 | 0 | 0.86275 | 3.0077 | 16.0684 | 3.0077 | 16.0684
311044-Pipe Insulation - Medium pressure steam >15 psi >= 1" pipe | 0 | 0 | 0 | 0 | 0 | 286.6752 | 5733.504 | 0 | 0.61413 | 0 | 0.61413 | 0 | 0.86275 | 0 | 0.86275 | 3.0077 | 16.0684 | 3.0077 | 16.0684
311044-Pipe Insulation - Medium pressure steam >15 psi >= 1" pipe | 0 | 0 | 0 | 0 | 0 | 673.6867 | 13473.7344 | 0 | 0.61413 | 0 | 0.61413 | 0 | 0.86275 | 0 | 0.86275 | 3.0077 | 16.0684 | 3.0077 | 16.0684
311044-Pipe Insulation - Medium pressure steam >15 psi >= 1" pipe | 0 | 0 | 0 | 0 | 0 | 344.0102 | 6880.2048 | 0 | 0.61413 | 0 | 0.61413 | 0 | 0.86275 | 0 | 0.86275 | 3.0077 | 16.0684 | 3.0077 | 16.0684
311044-Pipe Insulation - Medium pressure steam >15 psi >= 1" pipe | 0 | 0 | 0 | 0 | 0 | 458.6803 | 9173.6064 | 0 | 0.61413 | 0 | 0.61413 | 0 | 0.86275 | 0 | 0.86275 | 3.0077 | 16.0684 | 3.0077 | 16.0684
311044-Pipe Insulation - Medium pressure steam >15 psi >= 1" pipe | 0 | 0 | 0 | 0 | 0 | 473.0141 | 9460.2816 | 0 | 0.61413 | 0 | 0.61413 | 0 | 0.86275 | 0 | 0.86275 | 3.0077 | 16.0684 | 3.0077 | 16.0684
311044-Pipe Insulation - Medium pressure steam >15 psi >= 1" pipe | 0 | 0 | 0 | 0 | 0 | 401.3453 | 8026.9056 | 0 | 0.61413 | 0 | 0.61413 | 0 | 0.86275 | 0 | 0.86275 | 3.0077 | 16.0684 | 3.0077 | 16.0684
311044-Pipe Insulation - Medium pressure steam >15 psi >= 1" pipe | 0 | 0 | 0 | 0 | 0 | 172.0051 | 3440.1024 | 0 | 0.61413 | 0 | 0.61413 | 0 | 0.86275 | 0 | 0.86275 | 3.0077 | 16.0684 | 3.0077 | 16.0684
311044-Pipe Insulation - Medium pressure steam >15 psi >= 1" pipe | 0 | 0 | 0 | 0 | 0 | 334.4544 | 6689.088 | 0 | 0.61413 | 0 | 0.61413 | 0 | 0.86275 | 0 | 0.86275 | 3.0077 | 16.0684 | 3.0077 | 16.0684
311044-Pipe Insulation - Medium pressure steam >15 psi >= 1" pipe | 0 | 0 | 0 | 0 | 0 | 487.3478 | 9746.9568 | 0 | 0.61446 | 0 | 0.61446 | 0 | 0.87115 | 0 | 0.87115 | 3.011 | 18.8302 | 3.011 | 18.8302
311044-Pipe Insulation - Medium pressure steam >15 psi >= 1" pipe | 0 | 0 | 0 | 0 | 0 | 286.6752 | 5733.504 | 0 | 0.61546 | 0 | 0.61546 | 0 | 0.89622 | 0 | 0.89622 | 3.0209 | 38.6673 | 3.0209 | 38.6673
311044-Pipe Insulation - Medium pressure steam >15 psi >= 1" pipe | 0 | 0 | 0 | 0 | 0 | 1743.9408 | 34878.816 | 0 | 0.61413 | 0 | 0.61413 | 0 | 0.86275 | 0 | 0.86275 | 3.0077 | 16.0684 | 3.0077 | 16.0684
311044-Pipe Insulation - Medium pressure steam >15 psi >= 1" pipe | 0 | 0 | 0 | 0 | 0 | 229.3402 | 4586.8032 | 0 | 0.61413 | 0 | 0.61413 | 0 | 0.86275 | 0 | 0.86275 | 3.0077 | 16.0684 | 3.0077 | 16.0684
311044-Pipe Insulation - Medium pressure steam >15 psi >= 1" pipe | 0 | 0 | 0 | 0 | 0 | 501.6816 | 10033.632 | 0 | 0.61413 | 0 | 0.61413 | 0 | 0.86275 | 0 | 0.86275 | 3.0077 | 16.0684 | 3.0077 | 16.0684
311044-Pipe Insulation - Medium pressure steam >15 psi >= 1" pipe | 0 | 0 | 0 | 0 | 0 | 324.8986 | 6497.9712 | 0 | 0.61413 | 0 | 0.61413 | 0 | 0.86275 | 0 | 0.86275 | 3.0077 | 16.0684 | 3.0077 | 16.0684
311044-Pipe Insulation - Medium pressure steam >15 psi >= 1" pipe | 0 | 0 | 0 | 0 | 0 | 57.335 | 1146.7008 | 0 | 0.61413 | 0 | 0.61413 | 0 | 0.86275 | 0 | 0.86275 | 3.0077 | 16.0684 | 3.0077 | 16.0684
311044-Pipe Insulation - Medium pressure steam >15 psi >= 1" pipe | 0 | 0 | 0 | 0 | 0 | 444.3466 | 8886.9312 | 0 | 0.61413 | 0 | 0.61413 | 0 | 0.86275 | 0 | 0.86275 | 3.0077 | 16.0684 | 3.0077 | 16.0684
311044-Pipe Insulation - Medium pressure steam >15 psi >= 1" pipe | 0 | 0 | 0 | 0 | 0 | 482.5699 | 9651.3984 | 0 | 0.61413 | 0 | 0.61413 | 0 | 0.86275 | 0 | 0.86275 | 3.0077 | 16.0684 | 3.0077 | 16.0684
311044-Pipe Insulation - Medium pressure steam >15 psi >= 1" pipe | 0 | 0 | 0 | 0 | 0 | 47.7792 | 955.584 | 0 | 0.61413 | 0 | 0.61413 | 0 | 0.86275 | 0 | 0.86275 | 3.0077 | 16.0684 | 3.0077 | 16.0684
311044-Pipe Insulation - Medium pressure steam >15 psi >= 1" pipe | 0 | 0 | 0 | 0 | 0 | 391.7894 | 7835.7888 | 0 | 0.61413 | 0 | 0.61413 | 0 | 0.86275 | 0 | 0.86275 | 3.0077 | 16.0684 | 3.0077 | 16.0684
311044-Pipe Insulation - Medium pressure steam >15 psi >= 1" pipe | 0 | 0 | 0 | 0 | 0 | 286.6752 | 5733.504 | 0 | 0.61413 | 0 | 0.61413 | 0 | 0.86275 | 0 | 0.86275 | 3.0077 | 16.0684 | 3.0077 | 16.0684
311044-Pipe Insulation - Medium pressure steam >15 psi >= 1" pipe | 0 | 0 | 0 | 0 | 0 | 888.6931 | 17773.8624 | 0 | 0.61413 | 0 | 0.61413 | 0 | 0.86275 | 0 | 0.86275 | 3.0077 | 16.0684 | 3.0077 | 16.0684
311044-Pipe Insulation - Medium pressure steam >15 psi >= 1" pipe | 0 | 0 | 0 | 0 | 0 | 535.127 | 10702.5408 | 0 | 0.61413 | 0 | 0.61413 | 0 | 0.86275 | 0 | 0.86275 | 3.0077 | 16.0684 | 3.0077 | 16.0684
311044-Pipe Insulation - Medium pressure steam >15 psi >= 1" pipe | 0 | 0 | 0 | 0 | 0 | 554.2387 | 11084.7744 | 0 | 0.61413 | 0 | 0.61413 | 0 | 0.86275 | 0 | 0.86275 | 3.0077 | 16.0684 | 3.0077 | 16.0684
311044-Pipe Insulation - Medium pressure steam >15 psi >= 1" pipe | 0 | 0 | 0 | 0 | 0 | 114.6701 | 2293.4016 | 0 | 0.61413 | 0 | 0.61413 | 0 | 0.86275 | 0 | 0.86275 | 3.0077 | 16.0684 | 3.0077 | 16.0684
311044-Pipe Insulation - Medium pressure steam >15 psi >= 1" pipe | 0 | 0 | 0 | 0 | 0 | 296.231 | 5924.6208 | 0 | 0.61413 | 0 | 0.61413 | 0 | 0.86275 | 0 | 0.86275 | 3.0077 | 16.0684 | 3.0077 | 16.0684
311044-Pipe Insulation - Medium pressure steam >15 psi >= 1" pipe | 0 | 0 | 0 | 0 | 0 | 468.2362 | 9364.7232 | 0 | 0.61413 | 0 | 0.61413 | 0 | 0.86275 | 0 | 0.86275 | 3.0077 | 16.0684 | 3.0077 | 16.0684
311044-Pipe Insulation - Medium pressure steam >15 psi >= 1" pipe | 0 | 0 | 0 | 0 | 0 | 358.344 | 7166.88 | 0 | 0.61413 | 0 | 0.61413 | 0 | 0.86275 | 0 | 0.86275 | 3.0077 | 16.0684 | 3.0077 | 16.0684
311044-Pipe Insulation - Medium pressure steam >15 psi >= 1" pipe | 0 | 0 | 0 | 0 | 0 | 1290.0384 | 25800.768 | 0 | 0.61413 | 0 | 0.61413 | 0 | 0.86275 | 0 | 0.86275 | 3.0077 | 16.0684 | 3.0077 | 16.0684
311044-Pipe Insulation - Medium pressure steam >15 psi >= 1" pipe | 0 | 0 | 0 | 0 | 0 | 387.0115 | 7740.2304 | 0 | 0.61413 | 0 | 0.61413 | 0 | 0.86275 | 0 | 0.86275 | 3.0077 | 16.0684 | 3.0077 | 16.0684

## Output
Program Summary |  | Nominal | Present Value | [5 empty] | Avoided Cost Version
Proposer Name |  | 0 | [6 empty] | 2006-06-01
Program Name |  | 0 | [6 empty] | 2006-06-05
Total Program Budget ($) |  | 1064800.1 | 919439.5362 | [5 empty] | Base Year
2006
Net Participant Cost ($) |  | 1871977.3837 | 1618114.9272 | [5 empty] | SoCalGas Tool NTG 4f2 (800).xls
2010-07-13 14:36
Program Impacts
| Annual Net kWh | Lifecycle Net kWh | Annual Net Therms | Lifecycle Net Therms | Net Jul-Sept Pk (kW) | Net Dec-Feb Pk (kW) | Net CEC (kW) | User Entered kW
2006-2008 | 42675.0691 | 213375.3457 | 4813014.3206 | 35777281.8749 | 0 | 0 | 0 | 0
2009-2012 | 0 | 0 | 0 | 0 | 0 | 0 | 0 | 0
2013-2016 | 0 | 0 | 0 | 0 | 0 | 0 | 0 | 0
Cost Effectiveness (Lifecycle Present Value Dollars)
|  | Benefits |  |  | Benefit - Cost
| Cost | Electric | Gas | Incentives | NPV | B/C Ratio | Notes
Program TRC ($) | 2537554.4634 | 18310.9904 | 20985704.3739 | NA | 18466460.9009 | 8.2773 | *1
Program PAC ($) | 919439.5362 | 18310.9904 | 20985704.3739 | NA | 20084575.8281 | 22.8444 | *1,2
Program RIM ($) | 919439.5362 | 18310.9904 | 20985704.3739 | NA | 20084575.8281 | 22.8444 | *1
*1 B/C Ratio is an approximation because any supply cost increases are treated as negative benefits rather than as a cost as in the Standard Practice Manual
*2 PAC benefits include environmental costs. This is to be consistent with the TRC benefits, but is not strictly consistent with the Standard Practice Manual.
Levelized Cost and Benefit (All Measures Installed through 2016)
| Discounted Savings |  |  |  | Benefit - Cost
| kWh | Therms | Cost | Benefits | NPV
TRC ($/kWh ) | 160035.1881 |  | 0.046982 | 0.11442 | 0.067436
PAC ($/kWh) | 160035.1881 |  | 0.021863 | 0.11442 | 0.092555
RIM ($/kWh) | 160035.1881 |  | 0.0050086 | 0.11442 | 0.10941
TRC ($/therm) |  | 23423433.1063 | 0.10801 | 0.89593 | 0.78791
PAC ($/therm) |  | 23423433.1063 | 0.039104 | 0.89593 | 0.85682
RIM ($/therm) |  | 23423433.1063 | 0.039219 | 0.89593 | 0.85671
Emissions Reductions
| Electric Reductions |  |  | Gas Reductions
Annual Reductions | CO2 (tons) | NOX (lbs) | PM-10 (lbs) | CO2 (tons) | NOX (lbs)
2006 | 0 | 0 | 0 | 0 | 0 | * annual reductions are the units
2007 | 27.4408 | 8.0722 | 3.4426 | 28156.1338 | 44279.7317 | implemented in the year, times
2008 | 0 | 0 | 0 | 0 | 0 | the annual emission reduction
2009 | 0 | 0 | 0 | 0 | 0 | for the measure.
2010 | 0 | 0 | 0 | 0 | 0
2011 | 0 | 0 | 0 | 0 | 0
2012 | 0 | 0 | 0 | 0 | 0
2013 | 0 | 0 | 0 | 0 | 0
2014 | 0 | 0 | 0 | 0 | 0
2015 | 0 | 0 | 0 | 0 | 0
2016 | 0 | 0 | 0 | 0 | 0
Total Annual | 27.4408 | 8.0722 | 3.4426 | 28156.1338 | 44279.7317
Lifecycle Reductions
2006 | 0 | 0 | 0 | 0 | 0
2007 | 137.2039 | 40.3612 | 17.2128 | 209297.099 | 329150.9932
2008 | 0 | 0 | 0 | 0 | 0
2009 | 0 | 0 | 0 | 0 | 0
2010 | 0 | 0 | 0 | 0 | 0
2011 | 0 | 0 | 0 | 0 | 0
2012 | 0 | 0 | 0 | 0 | 0
2013 | 0 | 0 | 0 | 0 | 0
2014 | 0 | 0 | 0 | 0 | 0
2015 | 0 | 0 | 0 | 0 | 0
2016 | 0 | 0 | 0 | 0 | 0
Total Lifecycle | 137.2039 | 40.3612 | 17.2128 | 209297.099 | 329150.9932
Reductions based on total annual installations
| Annual Net kWh | Lifecycle Net kWh | Annual Net Therms | Lifecycle Net Therms | Net July-Sept Peak (kW) | Net Dec-Feb (kW) |  | User Entered kW | Net Annual NCP (kW)
2006 | 0 | 0 | 0 | 0 | 0 | 0 |  | 0 | 0
2007 | 42675.0691 | 213375.3457 | 4813014.3206 | 35777281.8749 | 0 | 0 |  | 0 | 0
2008 | 0 | 0 | 0 | 0 | 0 | 0 |  | 0 | 0
2009 | 0 | 0 | 0 | 0 | 0 | 0 |  | 0 | 0
2010 | 0 | 0 | 0 | 0 | 0 | 0 |  | 0 | 0
2011 | 0 | 0 | 0 | 0 | 0 | 0 |  | 0 | 0
2012 | 0 | 0 | 0 | 0 | 0 | 0 |  | 0 | 0
2013 | 0 | 0 | 0 | 0 | 0 | 0 |  | 0 | 0
2014 | 0 | 0 | 0 | 0 | 0 | 0 |  | 0 | 0
2015 | 0 | 0 | 0 | 0 | 0 | 0 |  | 0 | 0
2016 | 0 | 0 | 0 | 0 | 0 | 0 |  | 0 | 0
Total | 42675.0691 | 213375.3457 | 4813014.3206 | 35777281.8749 | 0 | 0 |  | 0 | 0
Net Impacts by Sector (All Measures Installed through 2016)
| Annual Net kWh | Lifecycle Net kWh | Annual Net Therms | Lifecycle Net Therms | Net July-Sept Peak (kW) | Net Dec-Feb (kW) |  | User Entered kW | TRC Lifecycle Net Benefits* ($)
Total | 42675.0691 | 213375.3457 | 4813014.3206 | 35777281.8749 | 0 | 0 |  | 0 | 18466460.9009
Residential | 0 | 0 | 0 | 0 | 0 | 0 |  | 0 | 0
Retail | 0 | 0 | 0 | 0 | 0 | 0 |  | 0 | 0
Office | 0 | 0 | 0 | 0 | 0 | 0 |  | 0 | 0
Misc._Commercial | 42675.0691 | 213375.3457 | 4813014.3206 | 35777281.8749 | 0 | 0 |  | 0 | 18466460.9009
Not Used | 0 | 0 | 0 | 0 | 0 | 0 |  | 0 | 0
Not Used | 0 | 0 | 0 | 0 | 0 | 0 |  | 0 | 0
Not Used | 0 | 0 | 0 | 0 | 0 | 0 |  | 0 | 0
0 | 0 | 0 | 0 | 0 | 0 | 0 |  | 0 | 0
0 | 0 | 0 | 0 | 0 | 0 | 0 |  | 0 | 0
0 | 0 | 0 | 0 | 0 | 0 | 0 |  | 0 | 0
0 | 0 | 0 | 0 | 0 | 0 | 0 |  | 0 | 0
0 | 0 | 0 | 0 | 0 | 0 | 0 |  | 0 | 0
0 | 0 | 0 | 0 | 0 | 0 | 0 |  | 0 | 0
0 | 0 | 0 | 0 | 0 | 0 | 0 |  | 0 | 0
0 | 0 | 0 | 0 | 0 | 0 | 0 |  | 0 | 0
0 | 0 | 0 | 0 | 0 | 0 | 0 |  | 0 | 0
0 | 0 | 0 | 0 | 0 | 0 | 0 |  | 0 | 0
0 | 0 | 0 | 0 | 0 | 0 | 0 |  | 0 | 0
0 | 0 | 0 | 0 | 0 | 0 | 0 |  | 0 | 0
0 | 0 | 0 | 0 | 0 | 0 | 0 |  | 0 | 0
0 | 0 | 0 | 0 | 0 | 0 | 0 |  | 0 | 0
0 | 0 | 0 | 0 | 0 | 0 | 0 |  | 0 | 0
0 | 0 | 0 | 0 | 0 | 0 | 0 |  | 0 | 0
0 | 0 | 0 | 0 | 0 | 0 | 0 |  | 0 | 0
* Include program-level and admin costs allocated based to total gas and electric programs at the measure level.
Net Impacts by CPUC End Use Categories (All Measures Installed through 2016)
| Annual Net kWh | Lifecycle Net kWh | Annual Net Therms | Lifecycle Net Therms | Net July-Sept Peak (kW) | Net Dec-Feb Pk (kW) |  | User Entered kW | TRC Lifecycle Net Benefits* ($)
Total | 42675.0691 | 213375.3457 | 4813014.3206 | 35777281.8749 | 0 | 0 |  | 0 | 18466460.9009
Clothes Dryer | 0 | 0 | 0 | 0 | 0 | 0 |  | 0 | 0
Clothes Washer | 0 | 0 | 0 | 0 | 0 | 0 |  | 0 | 0
Consumer Electronics | 0 | 0 | 0 | 0 | 0 | 0 |  | 0 | 0
Cooking | 0 | 0 | 0 | 0 | 0 | 0 |  | 0 | 0
Dishwasher | 0 | 0 | 0 | 0 | 0 | 0 |  | 0 | 0
Other Appliance | 0 | 0 | 0 | 0 | 0 | 0 |  | 0 | 0
Office Equipment | 0 | 0 | 0 | 0 | 0 | 0 |  | 0 | 0
Building shell | 42675.0691 | 213375.3457 | 357235.0344 | 1786175.1718 | 0 | 0 |  | 0 | 686682.9709
Space Cooling | 0 | 0 | 3909356.6016 | 23868172.224 | 0 | 0 |  | 0 | 14905798.391
Space Heating | 0 | 0 | 0 | 0 | 0 | 0 |  | 0 | 0
Ventilation | 0 | 0 | 0 | 0 | 0 | 0 |  | 0 | 0
Interior Lighting | 0 | 0 | 0 | 0 | 0 | 0 |  | 0 | 0
Exterior Lighting | 0 | 0 | 0 | 0 | 0 | 0 |  | 0 | 0
Daylighting | 0 | 0 | 0 | 0 | 0 | 0 |  | 0 | 0
Motors | 0 | 0 | 0 | 0 | 0 | 0 |  | 0 | 0
Process | 0 | 0 | 0 | 0 | 0 | 0 |  | 0 | 0
Compressed Air | 0 | 0 | 0 | 0 | 0 | 0 |  | 0 | 0
Food Processor | 0 | 0 | 0 | 0 | 0 | 0 |  | 0 | 0
Refrigeration | 0 | 0 | 0 | 0 | 0 | 0 |  | 0 | 0
Freezers | 0 | 0 | 0 | 0 | 0 | 0 |  | 0 | 0
Pumps | 0 | 0 | 0 | 0 | 0 | 0 |  | 0 | 0
Pool Pump | 0 | 0 | 0 | 0 | 0 | 0 |  | 0 | 0
Domestic Hot Water | 0 | 0 | 546422.6847 | 10122934.4791 | 0 | 0 |  | 0 | 2873979.539
Water Heating | 0 | 0 | 0 | 0 | 0 | 0 |  | 0 | 0
Other or unspecified | 0 | 0 | 0 | 9.6858e-08 | 0 | 0 |  | 0 | 0
* Include program-level and admin costs allocated based to total gas and electric programs at the measure level.
Net Impacts by Climate Zone (All Measures Installed through 2016)
| Annual Net kWh | Lifecycle Net kWh | Annual Net Therms | Lifecycle Net Therms | Net July-Sept Peak (kW) | Net dec-Feb Pk (kW) |  | User Entered kW | TRC Lifecycle Net Benefits* ($)
Total | 42675.0691 | 213375.3457 | 4813014.3206 | 35777281.8749 | 0 | 0 |  | 0 | 18466460.9009
6 | 30403.5131 | 152017.5653 | 1648307.7013 | 10115555.4631 | 0 | 0 |  | 0 | 5494127.3192
8 | 1753.0794 | 8765.3972 | 577986.8293 | 4786123.0482 | 0 | 0 |  | 0 | 2013176.9023
9 | 3506.1589 | 17530.7944 | 1104622.5945 | 8017623.4108 | 0 | 0 |  | 0 | 4198607.2278
10 | 3506.1589 | 17530.7944 | 476474.9681 | 3510204.9663 | 0 | 0 |  | 0 | 1889248.6583
13 | 0 | 0 | 763342.5504 | 7747655.664 | 0 | 0 |  | 0 | 3938352.0565
14 | 0 | 0 | 13713.2116 | 134065.1117 | 0 | 0 |  | 0 | 54028.5558
15 | 0 | 0 | 211988.6715 | 1360545.5962 | 0 | 0 |  | 0 | 820773.284
16 | 0 | 0 | 1642.32 | 27914.4576 | 0 | 0 |  | 0 | 7363.7625
System | 3506.1589 | 17530.7944 | 14935.474 | 77594.1571 | 0 | 0 |  | 0 | 50783.1346
0 | 0 | 0 | 0 | 0 | 0 | 0 | 0 | 0 | 0
0 | 0 | 0 | 0 | 0 | 0 | 0 | 0 | 0 | 0
* Include program-level and admin costs allocated based to total gas and electric programs at the measure level.
Persistent reductions in the summer (3rd Qtr) or winter (4th Qtr) of each year
| Net July-Sept Peak (kW) | Net Annual Dec-Feb (kW)
2006 | 0 | 0
2007 | 0 | 0
2008 | 0 | 0
2009 | 0 | 0
2010 | 0 | 0
2011 | 0 | 0
2012 | 0 | 0
2013 | 0 | 0
2014 | 0 | 0
2015 | 0 | 0
2016 | 0 | 0
2017 | 0 | 0
Monthly Impacts
First Year for Impact Table: | 2006
| Quarter | Monthly Five Hour Avg or TOU Peak | Net Monthly NCP (kW) |  | Monthly Net kWh | Monthly Net Therms
2006-01-01 | 1 | 0 | 0 |  | 0 | 0
2006-02-01 | 1 | 0 | 0 |  | 0 | 0
2006-03-01 | 1 | 0 | 0 |  | 0 | 0
2006-04-01 | 2 | 0 | 0 |  | 0 | 0
2006-05-01 | 2 | 0 | 0 |  | 0 | 0
2006-06-01 | 2 | 0 | 0 |  | 0 | 0
2006-07-01 | 3 | 0 | 0 |  | 0 | 0
2006-08-01 | 3 | 0 | 0 |  | 0 | 0
2006-09-01 | 3 | 0 | 0 |  | 0 | 0
2006-10-01 | 4 | 0 | 0 |  | 0 | 0
2006-11-01 | 4 | 0 | 0 |  | 0 | 0
2006-12-01 | 4 | 0 | 0 |  | 0 | 0
2007-01-01 | 5 | 0 | 0 |  | 0 | 0
2007-02-01 | 5 | 0 | 0 |  | 0 | 0
2007-03-01 | 5 | 0 | 0 |  | 0 | 0
2007-04-01 | 6 | 0 | 0 |  | 0 | 0
2007-05-01 | 6 | 0 | 0 |  | 0 | 0
2007-06-01 | 6 | 0 | 0 |  | 0 | 0
2007-07-01 | 7 | 0 | 0 |  | 0 | 0
2007-08-01 | 7 | 0 | 0 |  | 0 | 0
2007-09-01 | 7 | 0 | 0 |  | 0 | 0
2007-10-01 | 8 | 0 | 0 |  | 0 | 7188.1531
2007-11-01 | 8 | 0 | 0 |  | 0 | 7188.1531
2007-12-01 | 8 | 0 | 0 |  | 0 | 7188.1531
2008-01-01 | 9 | 0 | 0 |  | 2240.4411 | 430854.1129
2008-02-01 | 9 | 0 | 0 |  | 2240.4411 | 430854.1129
2008-03-01 | 9 | 0 | 0 |  | 2240.4411 | 430854.1129
2008-04-01 | 10 | 0 | 0 |  | 2240.4411 | 371314.9405
2008-05-01 | 10 | 0 | 0 |  | 2240.4411 | 371314.9405
2008-06-01 | 10 | 0 | 0 |  | 6187.885 | 371314.9405
2008-07-01 | 11 | 0 | 0 |  | 6187.885 | 371314.9405
2008-08-01 | 11 | 0 | 0 |  | 6187.885 | 371314.9405
2008-09-01 | 11 | 0 | 0 |  | 6187.885 | 371314.9405
2008-10-01 | 12 | 0 | 0 |  | 2240.4411 | 430854.1129
2008-11-01 | 12 | 0 | 0 |  | 2240.4411 | 430854.1129
2008-12-01 | 12 | 0 | 0 |  | 2240.4411 | 430854.1129
2009-01-01 | 13 | 0 | 0 |  | 2240.4411 | 430854.1129
2009-02-01 | 13 | 0 | 0 |  | 2240.4411 | 430854.1129
2009-03-01 | 13 | 0 | 0 |  | 2240.4411 | 430854.1129
2009-04-01 | 14 | 0 | 0 |  | 2240.4411 | 371314.9405
2009-05-01 | 14 | 0 | 0 |  | 2240.4411 | 371314.9405
2009-06-01 | 14 | 0 | 0 |  | 6187.885 | 371314.9405
2009-07-01 | 15 | 0 | 0 |  | 6187.885 | 371314.9405
2009-08-01 | 15 | 0 | 0 |  | 6187.885 | 371314.9405
2009-09-01 | 15 | 0 | 0 |  | 6187.885 | 371314.9405
2009-10-01 | 16 | 0 | 0 |  | 2240.4411 | 430854.1129
2009-11-01 | 16 | 0 | 0 |  | 2240.4411 | 430854.1129
2009-12-01 | 16 | 0 | 0 |  | 2240.4411 | 430854.1129
2010-01-01 | 17 | 0 | 0 |  | 2240.4411 | 430854.1129
2010-02-01 | 17 | 0 | 0 |  | 2240.4411 | 430854.1129
2010-03-01 | 17 | 0 | 0 |  | 2240.4411 | 430854.1129
2010-04-01 | 18 | 0 | 0 |  | 2240.4411 | 371314.9405
2010-05-01 | 18 | 0 | 0 |  | 2240.4411 | 371314.9405
2010-06-01 | 18 | 0 | 0 |  | 6187.885 | 371314.9405
2010-07-01 | 19 | 0 | 0 |  | 6187.885 | 371314.9405
2010-08-01 | 19 | 0 | 0 |  | 6187.885 | 371314.9405
2010-09-01 | 19 | 0 | 0 |  | 6187.885 | 371314.9405
2010-10-01 | 20 | 0 | 0 |  | 2240.4411 | 430854.1129
2010-11-01 | 20 | 0 | 0 |  | 2240.4411 | 430854.1129
2010-12-01 | 20 | 0 | 0 |  | 2240.4411 | 430854.1129
2011-01-01 | 21 | 0 | 0 |  | 2240.4411 | 430854.1129
2011-02-01 | 21 | 0 | 0 |  | 2240.4411 | 430854.1129
2011-03-01 | 21 | 0 | 0 |  | 2240.4411 | 430854.1129
2011-04-01 | 22 | 0 | 0 |  | 2240.4411 | 371314.9405
2011-05-01 | 22 | 0 | 0 |  | 2240.4411 | 371314.9405
2011-06-01 | 22 | 0 | 0 |  | 6187.885 | 371314.9405
2011-07-01 | 23 | 0 | 0 |  | 6187.885 | 371314.9405
2011-08-01 | 23 | 0 | 0 |  | 6187.885 | 371314.9405
2011-09-01 | 23 | 0 | 0 |  | 6187.885 | 371314.9405
2011-10-01 | 24 | 0 | 0 |  | 2240.4411 | 430854.1129
2011-11-01 | 24 | 0 | 0 |  | 2240.4411 | 430854.1129
2011-12-01 | 24 | 0 | 0 |  | 2240.4411 | 430854.1129
2012-01-01 | 25 | 0 | 0 |  | 2240.4411 | 430854.1129
2012-02-01 | 25 | 0 | 0 |  | 2240.4411 | 430854.1129
2012-03-01 | 25 | 0 | 0 |  | 2240.4411 | 430854.1129
2012-04-01 | 26 | 0 | 0 |  | 2240.4411 | 371314.9405
2012-05-01 | 26 | 0 | 0 |  | 2240.4411 | 371314.9405
2012-06-01 | 26 | 0 | 0 |  | 6187.885 | 371314.9405
2012-07-01 | 27 | 0 | 0 |  | 6187.885 | 371314.9405
2012-08-01 | 27 | 0 | 0 |  | 6187.885 | 371314.9405
2012-09-01 | 27 | 0 | 0 |  | 6187.885 | 371314.9405
2012-10-01 | 28 | 0 | 0 |  | 2240.4411 | 429842.1443
2012-11-01 | 28 | 0 | 0 |  | 2240.4411 | 429842.1443
2012-12-01 | 28 | 0 | 0 |  | 2240.4411 | 429842.1443
2013-01-01 | 29 | 0 | 0 |  | 0 | 367989.9503
2013-02-01 | 29 | 0 | 0 |  | 0 | 367989.9503
2013-03-01 | 29 | 0 | 0 |  | 0 | 367989.9503
2013-04-01 | 30 | 0 | 0 |  | 0 | 367989.9503
2013-05-01 | 30 | 0 | 0 |  | 0 | 367989.9503
2013-06-01 | 30 | 0 | 0 |  | 0 | 367989.9503
2013-07-01 | 31 | 0 | 0 |  | 0 | 367989.9503
2013-08-01 | 31 | 0 | 0 |  | 0 | 367989.9503
2013-09-01 | 31 | 0 | 0 |  | 0 | 367989.9503
2013-10-01 | 32 | 0 | 0 |  | 0 | 367989.9503
2013-11-01 | 32 | 0 | 0 |  | 0 | 367989.9503
2013-12-01 | 32 | 0 | 0 |  | 0 | 367989.9503
2014-01-01 | 33 | 0 | 0 |  | 0 | 46025.3503
2014-02-01 | 33 | 0 | 0 |  | 0 | 46025.3503
2014-03-01 | 33 | 0 | 0 |  | 0 | 46025.3503
2014-04-01 | 34 | 0 | 0 |  | 0 | 46025.3503
2014-05-01 | 34 | 0 | 0 |  | 0 | 46025.3503
2014-06-01 | 34 | 0 | 0 |  | 0 | 46025.3503
2014-07-01 | 35 | 0 | 0 |  | 0 | 46025.3503
2014-08-01 | 35 | 0 | 0 |  | 0 | 46025.3503
2014-09-01 | 35 | 0 | 0 |  | 0 | 46025.3503
2014-10-01 | 36 | 0 | 0 |  | 0 | 46025.3503
2014-11-01 | 36 | 0 | 0 |  | 0 | 46025.3503
2014-12-01 | 36 | 0 | 0 |  | 0 | 46025.3503
2015-01-01 | 37 | 0 | 0 |  | 0 | 46025.3503
2015-02-01 | 37 | 0 | 0 |  | 0 | 46025.3503
2015-03-01 | 37 | 0 | 0 |  | 0 | 46025.3503
2015-04-01 | 38 | 0 | 0 |  | 0 | 46025.3503
2015-05-01 | 38 | 0 | 0 |  | 0 | 46025.3503
2015-06-01 | 38 | 0 | 0 |  | 0 | 46025.3503
2015-07-01 | 39 | 0 | 0 |  | 0 | 46025.3503
2015-08-01 | 39 | 0 | 0 |  | 0 | 46025.3503
2015-09-01 | 39 | 0 | 0 |  | 0 | 46025.3503
2015-10-01 | 40 | 0 | 0 |  | 0 | 46025.3503
2015-11-01 | 40 | 0 | 0 |  | 0 | 46025.3503
2015-12-01 | 40 | 0 | 0 |  | 0 | 46025.3503
2016-01-01 | 41 | 0 | 0 |  | 0 | 46025.3503
2016-02-01 | 41 | 0 | 0 |  | 0 | 46025.3503
2016-03-01 | 41 | 0 | 0 |  | 0 | 46025.3503
2016-04-01 | 42 | 0 | 0 |  | 0 | 46025.3503
2016-05-01 | 42 | 0 | 0 |  | 0 | 46025.3503
2016-06-01 | 42 | 0 | 0 |  | 0 | 46025.3503
2016-07-01 | 43 | 0 | 0 |  | 0 | 46025.3503
2016-08-01 | 43 | 0 | 0 |  | 0 | 46025.3503
2016-09-01 | 43 | 0 | 0 |  | 0 | 46025.3503
2016-10-01 | 44 | 0 | 0 |  | 0 | 46025.3503
2016-11-01 | 44 | 0 | 0 |  | 0 | 46025.3503
2016-12-01 | 44 | 0 | 0 |  | 0 | 46025.3503

## Input
| SoCalGas Tool NTG 4f2 (800).xls |  |  |  | Program Budget ($) |  |  | NPV Factor for lump-sum admin costs: | 100%
a. Administrative Costs
| Proposer General Information |  |  |  | a.i. Overhead and G&A |  | d. Incentives and Rebates ($) | Nominal | NPV
| Proposer Name |  |  |  | a.ii. Other Admin costs |  | d.i. User Input Incentive |  | 0 | Note: User Input Incentives are treated like Admin costs and are NOT adjusted by the net to gross ratio in the TRC test.
| Program Name |  |  |  | b. Marketing/Outreach |  | d.ii. Rebate | 1064800.1 | 919439.5362
| Service Territory |  | SoCal Gas |  | c. Direct Implementation (non incentive) |  | d.iii. Direct Install Labor | 0 | 0
| First Year of Program Implementation |  |  | 2006 | c.i. Activity |  | d.iv. Direct Install Materials | 0 | 0
| Contact Information |  |  |  | c.ii. Installation |  | d.v. Upstream payments | 0 | 0
| Name |  |  |  | c.iii. Hardware & Materials |  | Subtotal Direct Install | 1064800.1 | 919439.5362
| Address |  |  |  | c.iv. Rebate Processing and Inspection
| ZIP code |  |  |  | d. Total Incentives and Rebates | 1064800.1
| Telephone |  |  |  | e. EM&V |  | f. Costs recovered from other sources |  | 0
| Email |  |  |  | Total | 1064800.1 | Program Budget w/ Other Costs (a to f) | 1064800.1 | 919439.5362
Quarterly Installation Schedule
| Program Inputs | [10 empty] | Transfer | Admin | Admin | Admin | Participant | [8 empty] | Placeholders, not currently used | [10 empty] | Annual Installation Schedule | [10 empty] | 2006 |  |  |  | 2007 |  |  |  | 2008 |  |  |  | 2009 |  |  |  | 2010 |  |  |  | 2011 |  |  |  | 2012 |  |  |  | 2013 |  |  |  | 2014 |  |  |  | 2015 |  |  |  | 2016
| Measure Name | DEER RunID | Climate Zone | Target sector | Measure Electric End Use Shape | CZ, Sector, Measure combination found? | Measure Type (To Look up Measure Life) | Program Type (To look up Net-to-gross Ratio) | Unit Definition (e.g. homes) | Program Type (NEW/ROB or Early Repl(RET)) | Gross Measure Cost ($/unit) | Rebate to end use customer or its assignee ($/unit) | Incentives to entities other than the end use customer or its assignee($/unit) | Direct Install Labor ($/unit) | Direct Install Material ($/unit) | Participant Cost ($/unit) | Gross Unit Annual Electricity Savings (kwh/unit) | Electric Rate Schedule | Demand Scaler | User Entered kW Savings per unit (kW/unit) | Gross Unit Annual Gas Savings (therm/unit) | Gas Sector | Gas Rate Schedule | Gas Savings Profile | Avg remaining life on replaced units (yrs) | Early retrofit incremental kWh savings (kWh/unit) | Early retrofit incremental kW savings (kW/unit) | Early retrofit incremental Th savings (Th/unit) | Combustion Type | Effective Useful Life (years) | Net-to-Gross Ratio - kWh | Net-to-Gross Ratio - kW | Net-to-Gross Ratio - Therms | Net-to-Gross Ratio - Costs | % Eligible for TOU AC adjustment | 2006 | 2007 | 2008 | 2009 | 2010 | 2011 | 2012 | 2013 | 2014 | 2015 | 2016 | Qtr 1 | Qtr 2 | Qtr 3 | Qtr 4 | Qtr 1 | Qtr 2 | Qtr 3 | Qtr 4 | Qtr 1 | Qtr 2 | Qtr 3 | Qtr 4 | Qtr 1 | Qtr 2 | Qtr 3 | Qtr 4 | Qtr 1 | Qtr 2 | Qtr 3 | Qtr 4 | Qtr 1 | Qtr 2 | Qtr 3 | Qtr 4 | Qtr 1 | Qtr 2 | Qtr 3 | Qtr 4 | Qtr 1 | Qtr 2 | Qtr 3 | Qtr 4 | Qtr 1 | Qtr 2 | Qtr 3 | Qtr 4 | Qtr 1 | Qtr 2 | Qtr 3 | Qtr 4 | Qtr 1 | Qtr 2 | Qtr 3 | Qtr 4 | Total Number of Units | Comments
0 | 311015-Commercial Boiler (Non-Space Heat, Non-Process) |  | 9 | Misc._Commercial | DHW HtPmp | 0 |  |  |  |  | 3.57 | 0.5 | 0 | 0 | 0 | 3.07 | 0 |  | kW | 0 | 0.46 | Commercial |  | Annual | [5 empty] | 20 | 0.96 |  |  |  | 0 | 0 | 3998 | 0 | 0 | 0 | 0 | 0 | 0 | 0 | 0 | 0 | 0 | 0 | 0 | 0 | 0 | 0 | 3998 | 0 | 0 | 0 | 0 | 0 | 0 | 0 | 0 | 0 | 0 | 0 | 0 | 0 | 0 | 0 | 0 | 0 | 0 | 0 | 0 | 0 | [16 empty] | 3998
0 | 311015-Commercial Boiler (Non-Space Heat, Non-Process) |  | 8 | Misc._Commercial | DHW HtPmp | 0 |  |  |  |  | 3.57 | 0.5 | 0 | 0 | 0 | 3.07 | 0 |  | kW | 0 | 0.46 | Commercial |  | Annual | [5 empty] | 20 | 0.96 |  |  |  | 0 | 0 | 750 | 0 | 0 | 0 | 0 | 0 | 0 | 0 | 0 | 0 | 0 | 0 | 0 | 0 | 0 | 0 | 750 | 0 | 0 | 0 | 0 | 0 | 0 | 0 | 0 | 0 | 0 | 0 | 0 | 0 | 0 | 0 | 0 | 0 | 0 | 0 | 0 | 0 | [16 empty] | 750
0 | 311015-Commercial Boiler (Non-Space Heat, Non-Process) |  | 8 | Misc._Commercial | DHW HtPmp | 0 |  |  |  |  | 3.57 | 0.5 | 0 | 0 | 0 | 3.07 | 0 |  | kW | 0 | 0.46 | Commercial |  | Annual | [5 empty] | 20 | 0.96 |  |  |  | 0 | 0 | 1999 | 0 | 0 | 0 | 0 | 0 | 0 | 0 | 0 | 0 | 0 | 0 | 0 | 0 | 0 | 0 | 1999 | 0 | 0 | 0 | 0 | 0 | 0 | 0 | 0 | 0 | 0 | 0 | 0 | 0 | 0 | 0 | 0 | 0 | 0 | 0 | 0 | 0 | [16 empty] | 1999
0 | 311015-Commercial Boiler (Non-Space Heat, Non-Process) |  | 9 | Misc._Commercial | DHW HtPmp | 0 |  |  |  |  | 3.57 | 0.5 | 0 | 0 | 0 | 3.07 | 0 |  | kW | 0 | 0.46 | Commercial |  | Annual | [5 empty] | 20 | 0.96 |  |  |  | 0 | 0 | 3000 | 0 | 0 | 0 | 0 | 0 | 0 | 0 | 0 | 0 | 0 | 0 | 0 | 0 | 0 | 0 | 3000 | 0 | 0 | 0 | 0 | 0 | 0 | 0 | 0 | 0 | 0 | 0 | 0 | 0 | 0 | 0 | 0 | 0 | 0 | 0 | 0 | 0 | [16 empty] | 3000
0 | 311015-Commercial Boiler (Non-Space Heat, Non-Process) |  | 14 | Misc._Commercial | DHW HtPmp | 0 |  |  |  |  | 3.57 | 0.5 | 0 | 0 | 0 | 3.07 | 0 |  | kW | 0 | 0.46 | Commercial |  | Annual | [5 empty] | 20 | 0.96 |  |  |  | 0 | 0 | 630 | 0 | 0 | 0 | 0 | 0 | 0 | 0 | 0 | 0 | 0 | 0 | 0 | 0 | 0 | 0 | 630 | 0 | 0 | 0 | 0 | 0 | 0 | 0 | 0 | 0 | 0 | 0 | 0 | 0 | 0 | 0 | 0 | 0 | 0 | 0 | 0 | 0 | [16 empty] | 630
0 | 311015-Commercial Boiler (Non-Space Heat, Non-Process) |  | 14 | Misc._Commercial | DHW HtPmp | 0 |  |  |  |  | 3.57 | 0.5 | 0 | 0 | 0 | 3.07 | 0 |  | kW | 0 | 0.46 | Commercial |  | Annual | [5 empty] | 20 | 0.96 |  |  |  | 0 | 0 | 399 | 0 | 0 | 0 | 0 | 0 | 0 | 0 | 0 | 0 | 0 | 0 | 0 | 0 | 0 | 0 | 399 | 0 | 0 | 0 | 0 | 0 | 0 | 0 | 0 | 0 | 0 | 0 | 0 | 0 | 0 | 0 | 0 | 0 | 0 | 0 | 0 | 0 | [16 empty] | 399
0 | 311015-Commercial Boiler (Non-Space Heat, Non-Process) |  | 9 | Misc._Commercial | DHW HtPmp | 0 |  |  |  |  | 3.57 | 0.5 | 0 | 0 | 0 | 3.07 | 0 |  | kW | 0 | 0.46 | Commercial |  | Annual | [5 empty] | 20 | 0.96 |  |  |  | 0 | 0 | 500 | 0 | 0 | 0 | 0 | 0 | 0 | 0 | 0 | 0 | 0 | 0 | 0 | 0 | 0 | 0 | 500 | 0 | 0 | 0 | 0 | 0 | 0 | 0 | 0 | 0 | 0 | 0 | 0 | 0 | 0 | 0 | 0 | 0 | 0 | 0 | 0 | 0 | [16 empty] | 500
0 | 311015-Commercial Boiler (Non-Space Heat, Non-Process) |  | 8 | Misc._Commercial | DHW HtPmp | 0 |  |  |  |  | 3.57 | 0.5 | 0 | 0 | 0 | 3.07 | 0 |  | kW | 0 | 0.46 | Commercial |  | Annual | [5 empty] | 20 | 0.96 |  |  |  | 0 | 0 | 2450 | 0 | 0 | 0 | 0 | 0 | 0 | 0 | 0 | 0 | 0 | 0 | 0 | 0 | 0 | 0 | 2450 | 0 | 0 | 0 | 0 | 0 | 0 | 0 | 0 | 0 | 0 | 0 | 0 | 0 | 0 | 0 | 0 | 0 | 0 | 0 | 0 | 0 | [16 empty] | 2450
0 | 311015-Commercial Boiler (Non-Space Heat, Non-Process) |  | 8 | Misc._Commercial | DHW HtPmp | 0 |  |  |  |  | 3.57 | 0.5 | 0 | 0 | 0 | 3.07 | 0 |  | kW | 0 | 0.46 | Commercial |  | Annual | [5 empty] | 20 | 0.96 |  |  |  | 0 | 0 | 395 | 0 | 0 | 0 | 0 | 0 | 0 | 0 | 0 | 0 | 0 | 0 | 0 | 0 | 0 | 0 | 395 | 0 | 0 | 0 | 0 | 0 | 0 | 0 | 0 | 0 | 0 | 0 | 0 | 0 | 0 | 0 | 0 | 0 | 0 | 0 | 0 | 0 | [16 empty] | 395
0 | 311015-Commercial Boiler (Non-Space Heat, Non-Process) |  | 8 | Misc._Commercial | DHW HtPmp | 0 |  |  |  |  | 3.57 | 0.5 | 0 | 0 | 0 | 3.07 | 0 |  | kW | 0 | 0.46 | Commercial |  | Annual | [5 empty] | 20 | 0.96 |  |  |  | 0 | 0 | 500 | 0 | 0 | 0 | 0 | 0 | 0 | 0 | 0 | 0 | 0 | 0 | 0 | 0 | 0 | 0 | 500 | 0 | 0 | 0 | 0 | 0 | 0 | 0 | 0 | 0 | 0 | 0 | 0 | 0 | 0 | 0 | 0 | 0 | 0 | 0 | 0 | 0 | [16 empty] | 500
0 | 311016-Process Boiler - Steam |  | 8 | Misc._Commercial | DHW HtPmp | 0 |  |  |  |  | 3.57 | 0.5 | 0 | 0 | 0 | 3.07 | 0 |  | kW | 0 | 0.37 | Commercial |  | Annual | [5 empty] | 20 | 0.96 |  |  |  | 0 | 0 | 1995 | 0 | 0 | 0 | 0 | 0 | 0 | 0 | 0 | 0 | 0 | 0 | 0 | 0 | 0 | 0 | 1995 | 0 | 0 | 0 | 0 | 0 | 0 | 0 | 0 | 0 | 0 | 0 | 0 | 0 | 0 | 0 | 0 | 0 | 0 | 0 | 0 | 0 | [16 empty] | 1995
0 | 311016-Process Boiler - Steam |  | 8 | Misc._Commercial | DHW HtPmp | 0 |  |  |  |  | 3.57 | 0.5 | 0 | 0 | 0 | 3.07 | 0 |  | kW | 0 | 0.37 | Commercial |  | Annual | [5 empty] | 20 | 0.96 |  |  |  | 0 | 0 | 2000 | 0 | 0 | 0 | 0 | 0 | 0 | 0 | 0 | 0 | 0 | 0 | 0 | 0 | 0 | 0 | 2000 | 0 | 0 | 0 | 0 | 0 | 0 | 0 | 0 | 0 | 0 | 0 | 0 | 0 | 0 | 0 | 0 | 0 | 0 | 0 | 0 | 0 | [16 empty] | 2000
0 | 311016-Process Boiler - Steam |  | 8 | Misc._Commercial | DHW HtPmp | 0 |  |  |  |  | 3.57 | 0.5 | 0 | 0 | 0 | 3.07 | 0 |  | kW | 0 | 0.37 | Commercial |  | Annual | [5 empty] | 20 | 0.96 |  |  |  | 0 | 0 | 2000 | 0 | 0 | 0 | 0 | 0 | 0 | 0 | 0 | 0 | 0 | 0 | 0 | 0 | 0 | 0 | 2000 | 0 | 0 | 0 | 0 | 0 | 0 | 0 | 0 | 0 | 0 | 0 | 0 | 0 | 0 | 0 | 0 | 0 | 0 | 0 | 0 | 0 | [16 empty] | 2000
0 | 311016-Process Boiler - Steam |  | 6 | Misc._Commercial | DHW HtPmp | 0 |  |  |  |  | 3.57 | 0.5 | 0 | 0 | 0 | 3.07 | 0 |  | kW | 0 | 0.37 | Commercial |  | Annual | [5 empty] | 20 | 0.96 |  |  |  | 0 | 0 | 28576.2 | 0 | 0 | 0 | 0 | 0 | 0 | 0 | 0 | 0 | 0 | 0 | 0 | 0 | 0 | 0 | 28576.2 | 0 | 0 | 0 | 0 | 0 | 0 | 0 | 0 | 0 | 0 | 0 | 0 | 0 | 0 | 0 | 0 | 0 | 0 | 0 | 0 | 0 | [16 empty] | 28576.2
0 | 311017-Water Heating -Commercial Pool Heater |  | 9 | Misc._Commercial | DHW HtPmp | 0 |  |  |  |  | 2 | 2 | 0 | 0 | 0 | 0 | 0 |  | kW | 0 | 2.41 | Commercial |  | Annual | [5 empty] | 5 | 0.96 |  |  |  | 0 | 0 | 1999 | 0 | 0 | 0 | 0 | 0 | 0 | 0 | 0 | 0 | 0 | 0 | 0 | 0 | 0 | 0 | 1999 | 0 | 0 | 0 | 0 | 0 | 0 | 0 | 0 | 0 | 0 | 0 | 0 | 0 | 0 | 0 | 0 | 0 | 0 | 0 | 0 | 0 | [16 empty] | 1999
0 | 311017-Water Heating -Commercial Pool Heater |  | 15 | Misc._Commercial | DHW HtPmp | 0 |  |  |  |  | 2 | 2 | 0 | 0 | 0 | 0 | 0 |  | kW | 0 | 2.41 | Commercial |  | Annual | [5 empty] | 5 | 0.96 |  |  |  | 0 | 0 | 749.9 | 0 | 0 | 0 | 0 | 0 | 0 | 0 | 0 | 0 | 0 | 0 | 0 | 0 | 0 | 0 | 749.9 | 0 | 0 | 0 | 0 | 0 | 0 | 0 | 0 | 0 | 0 | 0 | 0 | 0 | 0 | 0 | 0 | 0 | 0 | 0 | 0 | 0 | [16 empty] | 749.9
0 | 311017-Water Heating -Commercial Pool Heater |  | 15 | Misc._Commercial | DHW HtPmp | 0 |  |  |  |  | 2 | 2 | 0 | 0 | 0 | 0 | 0 |  | kW | 0 | 2.41 | Commercial |  | Annual | [5 empty] | 5 | 0.96 |  |  |  | 0 | 0 | 1749.9 | 0 | 0 | 0 | 0 | 0 | 0 | 0 | 0 | 0 | 0 | 0 | 0 | 0 | 0 | 0 | 1749.9 | 0 | 0 | 0 | 0 | 0 | 0 | 0 | 0 | 0 | 0 | 0 | 0 | 0 | 0 | 0 | 0 | 0 | 0 | 0 | 0 | 0 | [16 empty] | 1749.9
0 | 311017-Water Heating -Commercial Pool Heater |  | 9 | Misc._Commercial | DHW HtPmp | 0 |  |  |  |  | 2 | 2 | 0 | 0 | 0 | 0 | 0 |  | kW | 0 | 2.41 | Commercial |  | Annual | [5 empty] | 5 | 0.96 |  |  |  | 0 | 0 | 750 | 0 | 0 | 0 | 0 | 0 | 0 | 0 | 0 | 0 | 0 | 0 | 0 | 0 | 0 | 0 | 750 | 0 | 0 | 0 | 0 | 0 | 0 | 0 | 0 | 0 | 0 | 0 | 0 | 0 | 0 | 0 | 0 | 0 | 0 | 0 | 0 | 0 | [16 empty] | 750
0 | 311005-Storage Water Heaters (LRG >75 MBTUH) |  | 9 | Misc._Commercial | DHW HtPmp | 0 |  |  |  |  | 6.78 | 2 | 0 | 0 | 0 | 4.78 | 0 |  | kW | 0 | 1.753 | Commercial |  | Annual | [5 empty] | 15 | 0.96 |  |  |  | 0 | 0 | 270 | 0 | 0 | 0 | 0 | 0 | 0 | 0 | 0 | 0 | 0 | 0 | 0 | 0 | 0 | 0 | 270 | 0 | 0 | 0 | 0 | 0 | 0 | 0 | 0 | 0 | 0 | 0 | 0 | 0 | 0 | 0 | 0 | 0 | 0 | 0 | 0 | 0 | [16 empty] | 270
0 | 311005-Storage Water Heaters (LRG >75 MBTUH) |  | 9 | Misc._Commercial | DHW HtPmp | 0 |  |  |  |  | 6.78 | 2 | 0 | 0 | 0 | 4.78 | 0 |  | kW | 0 | 1.753 | Commercial |  | Annual | [5 empty] | 15 | 0.96 |  |  |  | 0 | 0 | 83 | 0 | 0 | 0 | 0 | 0 | 0 | 0 | 0 | 0 | 0 | 0 | 0 | 0 | 0 | 0 | 83 | 0 | 0 | 0 | 0 | 0 | 0 | 0 | 0 | 0 | 0 | 0 | 0 | 0 | 0 | 0 | 0 | 0 | 0 | 0 | 0 | 0 | [16 empty] | 83
0 | 311005-Storage Water Heaters (LRG >75 MBTUH) |  | 9 | Misc._Commercial | DHW HtPmp | 0 |  |  |  |  | 6.78 | 2 | 0 | 0 | 0 | 4.78 | 0 |  | kW | 0 | 1.753 | Commercial |  | Annual | [5 empty] | 15 | 0.96 |  |  |  | 0 | 0 | 399 | 0 | 0 | 0 | 0 | 0 | 0 | 0 | 0 | 0 | 0 | 0 | 0 | 0 | 0 | 0 | 399 | 0 | 0 | 0 | 0 | 0 | 0 | 0 | 0 | 0 | 0 | 0 | 0 | 0 | 0 | 0 | 0 | 0 | 0 | 0 | 0 | 0 | [16 empty] | 399
0 | 311007-Instantaneous Water Heaters (>= 200 MBTUH) |  | 15 | Misc._Commercial | DHW HtPmp | 0 |  |  |  |  | -1.32 | 0.5 | 0 | 0 | 0 | -1.82 | 0 |  | kW | 0 | 0.96 | Commercial |  | Annual | [5 empty] | 15 | 0.96 |  |  |  | 0 | 0 | 1530 | 0 | 0 | 0 | 0 | 0 | 0 | 0 | 0 | 0 | 0 | 0 | 0 | 0 | 0 | 0 | 1530 | 0 | 0 | 0 | 0 | 0 | 0 | 0 | 0 | 0 | 0 | 0 | 0 | 0 | 0 | 0 | 0 | 0 | 0 | 0 | 0 | 0 | [16 empty] | 1530
0 | 311007-Instantaneous Water Heaters (>= 200 MBTUH) |  | 8 | Misc._Commercial | DHW HtPmp | 0 |  |  |  |  | -1.32 | 0.5 | 0 | 0 | 0 | -1.82 | 0 |  | kW | 0 | 0.96 | Commercial |  | Annual | [5 empty] | 15 | 0.96 |  |  |  | 0 | 0 | 500 | 0 | 0 | 0 | 0 | 0 | 0 | 0 | 0 | 0 | 0 | 0 | 0 | 0 | 0 | 0 | 500 | 0 | 0 | 0 | 0 | 0 | 0 | 0 | 0 | 0 | 0 | 0 | 0 | 0 | 0 | 0 | 0 | 0 | 0 | 0 | 0 | 0 | [16 empty] | 500
0 | 311007-Instantaneous Water Heaters (>= 200 MBTUH) |  | 8 | Misc._Commercial | DHW HtPmp | 0 |  |  |  |  | -1.32 | 0.5 | 0 | 0 | 0 | -1.82 | 0 |  | kW | 0 | 0.96 | Commercial |  | Annual | [5 empty] | 15 | 0.96 |  |  |  | 0 | 0 | 1500 | 0 | 0 | 0 | 0 | 0 | 0 | 0 | 0 | 0 | 0 | 0 | 0 | 0 | 0 | 0 | 1500 | 0 | 0 | 0 | 0 | 0 | 0 | 0 | 0 | 0 | 0 | 0 | 0 | 0 | 0 | 0 | 0 | 0 | 0 | 0 | 0 | 0 | [16 empty] | 1500
0 | 311007-Instantaneous Water Heaters (>= 200 MBTUH) |  | 9 | Misc._Commercial | DHW HtPmp | 0 |  |  |  |  | -1.32 | 0.5 | 0 | 0 | 0 | -1.82 | 0 |  | kW | 0 | 0.96 | Commercial |  | Annual | [5 empty] | 15 | 0.96 |  |  |  | 0 | 0 | 650 | 0 | 0 | 0 | 0 | 0 | 0 | 0 | 0 | 0 | 0 | 0 | 0 | 0 | 0 | 0 | 650 | 0 | 0 | 0 | 0 | 0 | 0 | 0 | 0 | 0 | 0 | 0 | 0 | 0 | 0 | 0 | 0 | 0 | 0 | 0 | 0 | 0 | [16 empty] | 650
0 | 311007-Instantaneous Water Heaters (>= 200 MBTUH) |  | 9 | Misc._Commercial | DHW HtPmp | 0 |  |  |  |  | -1.32 | 0.5 | 0 | 0 | 0 | -1.82 | 0 |  | kW | 0 | 0.96 | Commercial |  | Annual | [5 empty] | 15 | 0.96 |  |  |  | 0 | 0 | 1000 | 0 | 0 | 0 | 0 | 0 | 0 | 0 | 0 | 0 | 0 | 0 | 0 | 0 | 0 | 0 | 1000 | 0 | 0 | 0 | 0 | 0 | 0 | 0 | 0 | 0 | 0 | 0 | 0 | 0 | 0 | 0 | 0 | 0 | 0 | 0 | 0 | 0 | [16 empty] | 1000
0 | 311008-Instantaneous Water Heaters (< 200 MBTUH) |  | 9 | Misc._Commercial | DHW HtPmp | 0 |  |  |  |  | -7.77 | 2 | 0 | 0 | 0 | -9.77 | 0 |  | kW | 0 | 1.81 | Commercial |  | Annual | [5 empty] | 15 | 0.96 |  |  |  | 0 | 0 | 5600 | 0 | 0 | 0 | 0 | 0 | 0 | 0 | 0 | 0 | 0 | 0 | 0 | 0 | 0 | 0 | 5600 | 0 | 0 | 0 | 0 | 0 | 0 | 0 | 0 | 0 | 0 | 0 | 0 | 0 | 0 | 0 | 0 | 0 | 0 | 0 | 0 | 0 | [16 empty] | 5600
0 | 311008-Instantaneous Water Heaters (< 200 MBTUH) |  | 15 | Misc._Commercial | DHW HtPmp | 0 |  |  |  |  | -7.77 | 2 | 0 | 0 | 0 | -9.77 | 0 |  | kW | 0 | 1.81 | Commercial |  | Annual | [5 empty] | 15 | 0.96 |  |  |  | 0 | 0 | 398 | 0 | 0 | 0 | 0 | 0 | 0 | 0 | 0 | 0 | 0 | 0 | 0 | 0 | 0 | 0 | 398 | 0 | 0 | 0 | 0 | 0 | 0 | 0 | 0 | 0 | 0 | 0 | 0 | 0 | 0 | 0 | 0 | 0 | 0 | 0 | 0 | 0 | [16 empty] | 398
0 | 311008-Instantaneous Water Heaters (< 200 MBTUH) |  | 13 | Misc._Commercial | DHW HtPmp | 0 |  |  |  |  | -7.77 | 2 | 0 | 0 | 0 | -9.77 | 0 |  | kW | 0 | 1.81 | Commercial |  | Annual | [5 empty] | 15 | 0.96 |  |  |  | 0 | 0 | 199 | 0 | 0 | 0 | 0 | 0 | 0 | 0 | 0 | 0 | 0 | 0 | 0 | 0 | 0 | 0 | 199 | 0 | 0 | 0 | 0 | 0 | 0 | 0 | 0 | 0 | 0 | 0 | 0 | 0 | 0 | 0 | 0 | 0 | 0 | 0 | 0 | 0 | [16 empty] | 199
0 | 311008-Instantaneous Water Heaters (< 200 MBTUH) |  | 8 | Misc._Commercial | DHW HtPmp | 0 |  |  |  |  | -7.77 | 2 | 0 | 0 | 0 | -9.77 | 0 |  | kW | 0 | 1.81 | Commercial |  | Annual | [5 empty] | 15 | 0.96 |  |  |  | 0 | 0 | 140 | 0 | 0 | 0 | 0 | 0 | 0 | 0 | 0 | 0 | 0 | 0 | 0 | 0 | 0 | 0 | 140 | 0 | 0 | 0 | 0 | 0 | 0 | 0 | 0 | 0 | 0 | 0 | 0 | 0 | 0 | 0 | 0 | 0 | 0 | 0 | 0 | 0 | [16 empty] | 140
0 | 311027-Tank Insulation - High Temperature Applic. (LF) 1 in |  | 15 | Misc._Commercial | DHW HtPmp | 0 |  |  |  |  | 2.58 | 2.374 | 0 | 0 | 0 | 0.20597 | 0 |  | kW | 0 | 9.7 | Commercial |  | Annual | [5 empty] | 20 | 0.96 |  |  |  | 0 | 0 | 144 | 0 | 0 | 0 | 0 | 0 | 0 | 0 | 0 | 0 | 0 | 0 | 0 | 0 | 0 | 0 | 144 | 0 | 0 | 0 | 0 | 0 | 0 | 0 | 0 | 0 | 0 | 0 | 0 | 0 | 0 | 0 | 0 | 0 | 0 | 0 | 0 | 0 | [16 empty] | 144
0 | 311033-Steam Trap Replacement - Commercial/Other |  | 6 | Misc._Commercial | Reduce_Cooling_Load | 0 |  |  |  |  | 223 | 100 | 0 | 0 | 0 | 123 | 0 |  | kW | 0 | 16.68 | Commercial |  | Annual | [5 empty] | 15 | 0.96 |  |  |  | 0 | 0 | 11 | 0 | 0 | 0 | 0 | 0 | 0 | 0 | 0 | 0 | 0 | 0 | 0 | 0 | 0 | 0 | 11 | 0 | 0 | 0 | 0 | 0 | 0 | 0 | 0 | 0 | 0 | 0 | 0 | 0 | 0 | 0 | 0 | 0 | 0 | 0 | 0 | 0 | [16 empty] | 11
0 | 311040-Pipe Insulation -Hot Water Application >= 1" pipe |  | 6 | Misc._Commercial | DHW HtPmp | 0 |  |  |  |  | 16.33 | 1.2833 | 0 | 0 | 0 | 15.0467 | 0 |  | kW | 0 | 1.422 | Commercial |  | Annual | [5 empty] | 20 | 0.83 |  |  |  | 0 | 0 | 180 | 0 | 0 | 0 | 0 | 0 | 0 | 0 | 0 | 0 | 0 | 0 | 0 | 0 | 0 | 0 | 180 | 0 | 0 | 0 | 0 | 0 | 0 | 0 | 0 | 0 | 0 | 0 | 0 | 0 | 0 | 0 | 0 | 0 | 0 | 0 | 0 | 0 | [16 empty] | 180
0 | 311040-Pipe Insulation -Hot Water Application >= 1" pipe |  | 8 | Misc._Commercial | DHW HtPmp | 0 |  |  |  |  | 16.33 | 2 | 0 | 0 | 0 | 14.33 | 0 |  | kW | 0 | 1.422 | Commercial |  | Annual | [5 empty] | 20 | 0.83 |  |  |  | 0 | 0 | 75 | 0 | 0 | 0 | 0 | 0 | 0 | 0 | 0 | 0 | 0 | 0 | 0 | 0 | 0 | 0 | 75 | 0 | 0 | 0 | 0 | 0 | 0 | 0 | 0 | 0 | 0 | 0 | 0 | 0 | 0 | 0 | 0 | 0 | 0 | 0 | 0 | 0 | [16 empty] | 75
0 | 311040-Pipe Insulation -Hot Water Application >= 1" pipe |  | 8 | Misc._Commercial | DHW HtPmp | 0 |  |  |  |  | 16.33 | 1.89 | 0 | 0 | 0 | 14.44 | 0 |  | kW | 0 | 1.422 | Commercial |  | Annual | [5 empty] | 20 | 0.83 |  |  |  | 0 | 0 | 198 | 0 | 0 | 0 | 0 | 0 | 0 | 0 | 0 | 0 | 0 | 0 | 0 | 0 | 0 | 0 | 198 | 0 | 0 | 0 | 0 | 0 | 0 | 0 | 0 | 0 | 0 | 0 | 0 | 0 | 0 | 0 | 0 | 0 | 0 | 0 | 0 | 0 | [16 empty] | 198
0 | 311040-Pipe Insulation -Hot Water Application >= 1" pipe |  | 9 | Misc._Commercial | DHW HtPmp | 0 |  |  |  |  | 16.33 | 2 | 0 | 0 | 0 | 14.33 | 0 |  | kW | 0 | 1.422 | Commercial |  | Annual | [5 empty] | 20 | 0.83 |  |  |  | 0 | 0 | 800 | 0 | 0 | 0 | 0 | 0 | 0 | 0 | 0 | 0 | 0 | 0 | 0 | 0 | 0 | 0 | 800 | 0 | 0 | 0 | 0 | 0 | 0 | 0 | 0 | 0 | 0 | 0 | 0 | 0 | 0 | 0 | 0 | 0 | 0 | 0 | 0 | 0 | [16 empty] | 800
0 | 311040-Pipe Insulation -Hot Water Application >= 1" pipe |  | 8 | Misc._Commercial | DHW HtPmp | 0 |  |  |  |  | 16.33 | 2 | 0 | 0 | 0 | 14.33 | 0 |  | kW | 0 | 1.422 | Commercial |  | Annual | [5 empty] | 20 | 0.83 |  |  |  | 0 | 0 | 1714 | 0 | 0 | 0 | 0 | 0 | 0 | 0 | 0 | 0 | 0 | 0 | 0 | 0 | 0 | 0 | 1714 | 0 | 0 | 0 | 0 | 0 | 0 | 0 | 0 | 0 | 0 | 0 | 0 | 0 | 0 | 0 | 0 | 0 | 0 | 0 | 0 | 0 | [16 empty] | 1714
0 | 311041-Pipe Insulation - Low pressure steam <=15 psi < 1" pipe |  | 8 | Misc._Commercial | DHW HtPmp | 0 |  |  |  |  | 14.37 | 3 | 0 | 0 | 0 | 11.37 | 0 |  | kW | 0 | 0.4819 | Commercial |  | Annual | [5 empty] | 20 | 0.96 |  |  |  | 0 | 0 | 14 | 0 | 0 | 0 | 0 | 0 | 0 | 0 | 0 | 0 | 0 | 0 | 0 | 0 | 0 | 0 | 14 | 0 | 0 | 0 | 0 | 0 | 0 | 0 | 0 | 0 | 0 | 0 | 0 | 0 | 0 | 0 | 0 | 0 | 0 | 0 | 0 | 0 | [16 empty] | 14
0 | 311041-Pipe Insulation - Low pressure steam <=15 psi < 1" pipe |  | 8 | Misc._Commercial | DHW HtPmp | 0 |  |  |  |  | 14.37 | 3 | 0 | 0 | 0 | 11.37 | 0 |  | kW | 0 | 0.4819 | Commercial |  | Annual | [5 empty] | 20 | 0.96 |  |  |  | 0 | 0 | 72 | 0 | 0 | 0 | 0 | 0 | 0 | 0 | 0 | 0 | 0 | 0 | 0 | 0 | 0 | 0 | 72 | 0 | 0 | 0 | 0 | 0 | 0 | 0 | 0 | 0 | 0 | 0 | 0 | 0 | 0 | 0 | 0 | 0 | 0 | 0 | 0 | 0 | [16 empty] | 72
0 | 311041-Pipe Insulation - Low pressure steam <=15 psi < 1" pipe |  | 8 | Misc._Commercial | DHW HtPmp | 0 |  |  |  |  | 14.37 | 3 | 0 | 0 | 0 | 11.37 | 0 |  | kW | 0 | 0.4819 | Commercial |  | Annual | [5 empty] | 20 | 0.96 |  |  |  | 0 | 0 | 11 | 0 | 0 | 0 | 0 | 0 | 0 | 0 | 0 | 0 | 0 | 0 | 0 | 0 | 0 | 0 | 11 | 0 | 0 | 0 | 0 | 0 | 0 | 0 | 0 | 0 | 0 | 0 | 0 | 0 | 0 | 0 | 0 | 0 | 0 | 0 | 0 | 0 | [16 empty] | 11
0 | 311041-Pipe Insulation - Low pressure steam <=15 psi < 1" pipe |  | 8 | Misc._Commercial | DHW HtPmp | 0 |  |  |  |  | 14.37 | 0.96 | 0 | 0 | 0 | 13.41 | 0 |  | kW | 0 | 0.4819 | Commercial |  | Annual | [5 empty] | 20 | 0.96 |  |  |  | 0 | 0 | 180 | 0 | 0 | 0 | 0 | 0 | 0 | 0 | 0 | 0 | 0 | 0 | 0 | 0 | 0 | 0 | 180 | 0 | 0 | 0 | 0 | 0 | 0 | 0 | 0 | 0 | 0 | 0 | 0 | 0 | 0 | 0 | 0 | 0 | 0 | 0 | 0 | 0 | [16 empty] | 180
0 | 311041-Pipe Insulation - Low pressure steam <=15 psi < 1" pipe |  | 9 | Misc._Commercial | DHW HtPmp | 0 |  |  |  |  | 14.37 | 1.1183 | 0 | 0 | 0 | 13.2517 | 0 |  | kW | 0 | 0.4819 | Commercial |  | Annual | [5 empty] | 20 | 0.96 |  |  |  | 0 | 0 | 120 | 0 | 0 | 0 | 0 | 0 | 0 | 0 | 0 | 0 | 0 | 0 | 0 | 0 | 0 | 0 | 120 | 0 | 0 | 0 | 0 | 0 | 0 | 0 | 0 | 0 | 0 | 0 | 0 | 0 | 0 | 0 | 0 | 0 | 0 | 0 | 0 | 0 | [16 empty] | 120
0 | 311041-Pipe Insulation - Low pressure steam <=15 psi < 1" pipe |  | 8 | Misc._Commercial | DHW HtPmp | 0 |  |  |  |  | 14.37 | 1.0967 | 0 | 0 | 0 | 13.2733 | 0 |  | kW | 0 | 0.4819 | Commercial |  | Annual | [5 empty] | 20 | 0.96 |  |  |  | 0 | 0 | 180 | 0 | 0 | 0 | 0 | 0 | 0 | 0 | 0 | 0 | 0 | 0 | 0 | 0 | 0 | 0 | 180 | 0 | 0 | 0 | 0 | 0 | 0 | 0 | 0 | 0 | 0 | 0 | 0 | 0 | 0 | 0 | 0 | 0 | 0 | 0 | 0 | 0 | [16 empty] | 180
0 | 311042-Pipe Insulation - Low pressure steam >15 psi >= 1" pipe |  | 8 | Misc._Commercial | DHW HtPmp | 0 |  |  |  |  | 16.57 | 1.26 | 0 | 0 | 0 | 15.31 | 0 |  | kW | 0 | 3.16 | Commercial |  | Annual | [5 empty] | 20 | 0.96 |  |  |  | 0 | 0 | 180 | 0 | 0 | 0 | 0 | 0 | 0 | 0 | 0 | 0 | 0 | 0 | 0 | 0 | 0 | 0 | 180 | 0 | 0 | 0 | 0 | 0 | 0 | 0 | 0 | 0 | 0 | 0 | 0 | 0 | 0 | 0 | 0 | 0 | 0 | 0 | 0 | 0 | [16 empty] | 180
0 | 311042-Pipe Insulation - Low pressure steam >15 psi >= 1" pipe |  | 8 | Misc._Commercial | DHW HtPmp | 0 |  |  |  |  | 16.57 | 1.33 | 0 | 0 | 0 | 15.24 | 0 |  | kW | 0 | 3.16 | Commercial |  | Annual | [5 empty] | 20 | 0.96 |  |  |  | 0 | 0 | 60 | 0 | 0 | 0 | 0 | 0 | 0 | 0 | 0 | 0 | 0 | 0 | 0 | 0 | 0 | 0 | 60 | 0 | 0 | 0 | 0 | 0 | 0 | 0 | 0 | 0 | 0 | 0 | 0 | 0 | 0 | 0 | 0 | 0 | 0 | 0 | 0 | 0 | [16 empty] | 60
0 | 311042-Pipe Insulation - Low pressure steam >15 psi >= 1" pipe |  | 8 | Misc._Commercial | DHW HtPmp | 0 |  |  |  |  | 16.57 | 1.43 | 0 | 0 | 0 | 15.14 | 0 |  | kW | 0 | 3.16 | Commercial |  | Annual | [5 empty] | 20 | 0.96 |  |  |  | 0 | 0 | 60 | 0 | 0 | 0 | 0 | 0 | 0 | 0 | 0 | 0 | 0 | 0 | 0 | 0 | 0 | 0 | 60 | 0 | 0 | 0 | 0 | 0 | 0 | 0 | 0 | 0 | 0 | 0 | 0 | 0 | 0 | 0 | 0 | 0 | 0 | 0 | 0 | 0 | [16 empty] | 60
0 | 311042-Pipe Insulation - Low pressure steam >15 psi >= 1" pipe |  | 9 | Misc._Commercial | DHW HtPmp | 0 |  |  |  |  | 16.57 | 1.33 | 0 | 0 | 0 | 15.24 | 0 |  | kW | 0 | 3.16 | Commercial |  | Annual | [5 empty] | 20 | 0.96 |  |  |  | 0 | 0 | 60 | 0 | 0 | 0 | 0 | 0 | 0 | 0 | 0 | 0 | 0 | 0 | 0 | 0 | 0 | 0 | 60 | 0 | 0 | 0 | 0 | 0 | 0 | 0 | 0 | 0 | 0 | 0 | 0 | 0 | 0 | 0 | 0 | 0 | 0 | 0 | 0 | 0 | [16 empty] | 60
0 | 311042-Pipe Insulation - Low pressure steam >15 psi >= 1" pipe |  | 10 | Misc._Commercial | DHW HtPmp | 0 |  |  |  |  | 16.57 | 1.26 | 0 | 0 | 0 | 15.31 | 0 |  | kW | 0 | 3.16 | Commercial |  | Annual | [5 empty] | 20 | 0.96 |  |  |  | 0 | 0 | 92 | 0 | 0 | 0 | 0 | 0 | 0 | 0 | 0 | 0 | 0 | 0 | 0 | 0 | 0 | 0 | 92 | 0 | 0 | 0 | 0 | 0 | 0 | 0 | 0 | 0 | 0 | 0 | 0 | 0 | 0 | 0 | 0 | 0 | 0 | 0 | 0 | 0 | [16 empty] | 92
0 | 311043-Pipe Insulation - Medium pressure steam <=15 psi < 1" pipe |  | 8 | Misc._Commercial | DHW HtPmp | 0 |  |  |  |  | 14.37 | 3 | 0 | 0 | 0 | 11.37 | 0 |  | kW | 0 | 0.7584 | Commercial |  | Annual | [5 empty] | 20 | 0.96 |  |  |  | 0 | 0 | 81 | 0 | 0 | 0 | 0 | 0 | 0 | 0 | 0 | 0 | 0 | 0 | 0 | 0 | 0 | 0 | 81 | 0 | 0 | 0 | 0 | 0 | 0 | 0 | 0 | 0 | 0 | 0 | 0 | 0 | 0 | 0 | 0 | 0 | 0 | 0 | 0 | 0 | [16 empty] | 81
0 | 311043-Pipe Insulation - Medium pressure steam <=15 psi < 1" pipe |  | 9 | Misc._Commercial | DHW HtPmp | 0 |  |  |  |  | 14.37 | 3 | 0 | 0 | 0 | 11.37 | 0 |  | kW | 0 | 0.7584 | Commercial |  | Annual | [5 empty] | 20 | 0.96 |  |  |  | 0 | 0 | 294 | 0 | 0 | 0 | 0 | 0 | 0 | 0 | 0 | 0 | 0 | 0 | 0 | 0 | 0 | 0 | 294 | 0 | 0 | 0 | 0 | 0 | 0 | 0 | 0 | 0 | 0 | 0 | 0 | 0 | 0 | 0 | 0 | 0 | 0 | 0 | 0 | 0 | [16 empty] | 294
0 | 311043-Pipe Insulation - Medium pressure steam <=15 psi < 1" pipe |  | 9 | Misc._Commercial | DHW HtPmp | 0 |  |  |  |  | 14.37 | 3 | 0 | 0 | 0 | 11.37 | 0 |  | kW | 0 | 0.7584 | Commercial |  | Annual | [5 empty] | 20 | 0.96 |  |  |  | 0 | 0 | 81 | 0 | 0 | 0 | 0 | 0 | 0 | 0 | 0 | 0 | 0 | 0 | 0 | 0 | 0 | 0 | 81 | 0 | 0 | 0 | 0 | 0 | 0 | 0 | 0 | 0 | 0 | 0 | 0 | 0 | 0 | 0 | 0 | 0 | 0 | 0 | 0 | 0 | [16 empty] | 81
0 | 311043-Pipe Insulation - Medium pressure steam <=15 psi < 1" pipe |  | 8 | Misc._Commercial | DHW HtPmp | 0 |  |  |  |  | 14.37 | 3 | 0 | 0 | 0 | 11.37 | 0 |  | kW | 0 | 0.7584 | Commercial |  | Annual | [5 empty] | 20 | 0.96 |  |  |  | 0 | 0 | 267 | 0 | 0 | 0 | 0 | 0 | 0 | 0 | 0 | 0 | 0 | 0 | 0 | 0 | 0 | 0 | 267 | 0 | 0 | 0 | 0 | 0 | 0 | 0 | 0 | 0 | 0 | 0 | 0 | 0 | 0 | 0 | 0 | 0 | 0 | 0 | 0 | 0 | [16 empty] | 267
0 | 311043-Pipe Insulation - Medium pressure steam <=15 psi < 1" pipe |  | 6 | Misc._Commercial | DHW HtPmp | 0 |  |  |  |  | 14.37 | 3 | 0 | 0 | 0 | 11.37 | 0 |  | kW | 0 | 0.7584 | Commercial |  | Annual | [5 empty] | 20 | 0.96 |  |  |  | 0 | 0 | 240 | 0 | 0 | 0 | 0 | 0 | 0 | 0 | 0 | 0 | 0 | 0 | 0 | 0 | 0 | 0 | 240 | 0 | 0 | 0 | 0 | 0 | 0 | 0 | 0 | 0 | 0 | 0 | 0 | 0 | 0 | 0 | 0 | 0 | 0 | 0 | 0 | 0 | [16 empty] | 240
0 | 311043-Pipe Insulation - Medium pressure steam <=15 psi < 1" pipe |  | 9 | Misc._Commercial | DHW HtPmp | 0 |  |  |  |  | 14.37 | 3 | 0 | 0 | 0 | 11.37 | 0 |  | kW | 0 | 0.7584 | Commercial |  | Annual | [5 empty] | 20 | 0.96 |  |  |  | 0 | 0 | 111 | 0 | 0 | 0 | 0 | 0 | 0 | 0 | 0 | 0 | 0 | 0 | 0 | 0 | 0 | 0 | 111 | 0 | 0 | 0 | 0 | 0 | 0 | 0 | 0 | 0 | 0 | 0 | 0 | 0 | 0 | 0 | 0 | 0 | 0 | 0 | 0 | 0 | [16 empty] | 111
0 | 311043-Pipe Insulation - Medium pressure steam <=15 psi < 1" pipe |  | 8 | Misc._Commercial | DHW HtPmp | 0 |  |  |  |  | 14.37 | 3 | 0 | 0 | 0 | 11.37 | 0 |  | kW | 0 | 0.7584 | Commercial |  | Annual | [5 empty] | 20 | 0.96 |  |  |  | 0 | 0 | 100 | 0 | 0 | 0 | 0 | 0 | 0 | 0 | 0 | 0 | 0 | 0 | 0 | 0 | 0 | 0 | 100 | 0 | 0 | 0 | 0 | 0 | 0 | 0 | 0 | 0 | 0 | 0 | 0 | 0 | 0 | 0 | 0 | 0 | 0 | 0 | 0 | 0 | [16 empty] | 100
0 | 311043-Pipe Insulation - Medium pressure steam <=15 psi < 1" pipe |  | 8 | Misc._Commercial | DHW HtPmp | 0 |  |  |  |  | 14.37 | 3 | 0 | 0 | 0 | 11.37 | 0 |  | kW | 0 | 0.7584 | Commercial |  | Annual | [5 empty] | 20 | 0.96 |  |  |  | 0 | 0 | 186 | 0 | 0 | 0 | 0 | 0 | 0 | 0 | 0 | 0 | 0 | 0 | 0 | 0 | 0 | 0 | 186 | 0 | 0 | 0 | 0 | 0 | 0 | 0 | 0 | 0 | 0 | 0 | 0 | 0 | 0 | 0 | 0 | 0 | 0 | 0 | 0 | 0 | [16 empty] | 186
0 | 311043-Pipe Insulation - Medium pressure steam <=15 psi < 1" pipe |  | 8 | Misc._Commercial | DHW HtPmp | 0 |  |  |  |  | 14.37 | 3 | 0 | 0 | 0 | 11.37 | 0 |  | kW | 0 | 0.7584 | Commercial |  | Annual | [5 empty] | 20 | 0.96 |  |  |  | 0 | 0 | 120 | 0 | 0 | 0 | 0 | 0 | 0 | 0 | 0 | 0 | 0 | 0 | 0 | 0 | 0 | 0 | 120 | 0 | 0 | 0 | 0 | 0 | 0 | 0 | 0 | 0 | 0 | 0 | 0 | 0 | 0 | 0 | 0 | 0 | 0 | 0 | 0 | 0 | [16 empty] | 120
0 | 311043-Pipe Insulation - Medium pressure steam <=15 psi < 1" pipe |  | 8 | Misc._Commercial | DHW HtPmp | 0 |  |  |  |  | 14.37 | 3 | 0 | 0 | 0 | 11.37 | 0 |  | kW | 0 | 0.7584 | Commercial |  | Annual | [5 empty] | 20 | 0.96 |  |  |  | 0 | 0 | 114 | 0 | 0 | 0 | 0 | 0 | 0 | 0 | 0 | 0 | 0 | 0 | 0 | 0 | 0 | 0 | 114 | 0 | 0 | 0 | 0 | 0 | 0 | 0 | 0 | 0 | 0 | 0 | 0 | 0 | 0 | 0 | 0 | 0 | 0 | 0 | 0 | 0 | [16 empty] | 114
0 | 311043-Pipe Insulation - Medium pressure steam <=15 psi < 1" pipe |  | 15 | Misc._Commercial | DHW HtPmp | 0 |  |  |  |  | 14.37 | 3 | 0 | 0 | 0 | 11.37 | 0 |  | kW | 0 | 0.7584 | Commercial |  | Annual | [5 empty] | 20 | 0.96 |  |  |  | 0 | 0 | 120 | 0 | 0 | 0 | 0 | 0 | 0 | 0 | 0 | 0 | 0 | 0 | 0 | 0 | 0 | 0 | 120 | 0 | 0 | 0 | 0 | 0 | 0 | 0 | 0 | 0 | 0 | 0 | 0 | 0 | 0 | 0 | 0 | 0 | 0 | 0 | 0 | 0 | [16 empty] | 120
0 | 311043-Pipe Insulation - Medium pressure steam <=15 psi < 1" pipe |  | 8 | Misc._Commercial | DHW HtPmp | 0 |  |  |  |  | 14.37 | 3 | 0 | 0 | 0 | 11.37 | 0 |  | kW | 0 | 0.7584 | Commercial |  | Annual | [5 empty] | 20 | 0.96 |  |  |  | 0 | 0 | 168 | 0 | 0 | 0 | 0 | 0 | 0 | 0 | 0 | 0 | 0 | 0 | 0 | 0 | 0 | 0 | 168 | 0 | 0 | 0 | 0 | 0 | 0 | 0 | 0 | 0 | 0 | 0 | 0 | 0 | 0 | 0 | 0 | 0 | 0 | 0 | 0 | 0 | [16 empty] | 168
0 | 311043-Pipe Insulation - Medium pressure steam <=15 psi < 1" pipe |  | 10 | Misc._Commercial | DHW HtPmp | 0 |  |  |  |  | 14.37 | 3 | 0 | 0 | 0 | 11.37 | 0 |  | kW | 0 | 0.7584 | Commercial |  | Annual | [5 empty] | 20 | 0.96 |  |  |  | 0 | 0 | 120 | 0 | 0 | 0 | 0 | 0 | 0 | 0 | 0 | 0 | 0 | 0 | 0 | 0 | 0 | 0 | 120 | 0 | 0 | 0 | 0 | 0 | 0 | 0 | 0 | 0 | 0 | 0 | 0 | 0 | 0 | 0 | 0 | 0 | 0 | 0 | 0 | 0 | [16 empty] | 120
0 | 311043-Pipe Insulation - Medium pressure steam <=15 psi < 1" pipe |  | 8 | Misc._Commercial | DHW HtPmp | 0 |  |  |  |  | 14.37 | 3 | 0 | 0 | 0 | 11.37 | 0 |  | kW | 0 | 0.7584 | Commercial |  | Annual | [5 empty] | 20 | 0.96 |  |  |  | 0 | 0 | 51 | 0 | 0 | 0 | 0 | 0 | 0 | 0 | 0 | 0 | 0 | 0 | 0 | 0 | 0 | 0 | 51 | 0 | 0 | 0 | 0 | 0 | 0 | 0 | 0 | 0 | 0 | 0 | 0 | 0 | 0 | 0 | 0 | 0 | 0 | 0 | 0 | 0 | [16 empty] | 51
0 | 311043-Pipe Insulation - Medium pressure steam <=15 psi < 1" pipe |  | 9 | Misc._Commercial | DHW HtPmp | 0 |  |  |  |  | 14.37 | 3 | 0 | 0 | 0 | 11.37 | 0 |  | kW | 0 | 0.7584 | Commercial |  | Annual | [5 empty] | 20 | 0.96 |  |  |  | 0 | 0 | 135 | 0 | 0 | 0 | 0 | 0 | 0 | 0 | 0 | 0 | 0 | 0 | 0 | 0 | 0 | 0 | 135 | 0 | 0 | 0 | 0 | 0 | 0 | 0 | 0 | 0 | 0 | 0 | 0 | 0 | 0 | 0 | 0 | 0 | 0 | 0 | 0 | 0 | [16 empty] | 135
0 | 311043-Pipe Insulation - Medium pressure steam <=15 psi < 1" pipe |  | 8 | Misc._Commercial | DHW HtPmp | 0 |  |  |  |  | 14.37 | 3 | 0 | 0 | 0 | 11.37 | 0 |  | kW | 0 | 0.7584 | Commercial |  | Annual | [5 empty] | 20 | 0.96 |  |  |  | 0 | 0 | 162 | 0 | 0 | 0 | 0 | 0 | 0 | 0 | 0 | 0 | 0 | 0 | 0 | 0 | 0 | 0 | 162 | 0 | 0 | 0 | 0 | 0 | 0 | 0 | 0 | 0 | 0 | 0 | 0 | 0 | 0 | 0 | 0 | 0 | 0 | 0 | 0 | 0 | [16 empty] | 162
0 | 311043-Pipe Insulation - Medium pressure steam <=15 psi < 1" pipe |  | 8 | Misc._Commercial | DHW HtPmp | 0 |  |  |  |  | 14.37 | 3 | 0 | 0 | 0 | 11.37 | 0 |  | kW | 0 | 0.7584 | Commercial |  | Annual | [5 empty] | 20 | 0.96 |  |  |  | 0 | 0 | 210 | 0 | 0 | 0 | 0 | 0 | 0 | 0 | 0 | 0 | 0 | 0 | 0 | 0 | 0 | 0 | 210 | 0 | 0 | 0 | 0 | 0 | 0 | 0 | 0 | 0 | 0 | 0 | 0 | 0 | 0 | 0 | 0 | 0 | 0 | 0 | 0 | 0 | [16 empty] | 210
0 | 311043-Pipe Insulation - Medium pressure steam <=15 psi < 1" pipe |  | 9 | Misc._Commercial | DHW HtPmp | 0 |  |  |  |  | 14.37 | 3 | 0 | 0 | 0 | 11.37 | 0 |  | kW | 0 | 0.7584 | Commercial |  | Annual | [5 empty] | 20 | 0.96 |  |  |  | 0 | 0 | 162 | 0 | 0 | 0 | 0 | 0 | 0 | 0 | 0 | 0 | 0 | 0 | 0 | 0 | 0 | 0 | 162 | 0 | 0 | 0 | 0 | 0 | 0 | 0 | 0 | 0 | 0 | 0 | 0 | 0 | 0 | 0 | 0 | 0 | 0 | 0 | 0 | 0 | [16 empty] | 162
0 | 311043-Pipe Insulation - Medium pressure steam <=15 psi < 1" pipe |  | 9 | Misc._Commercial | DHW HtPmp | 0 |  |  |  |  | 14.37 | 0.96 | 0 | 0 | 0 | 13.41 | 0 |  | kW | 0 | 0.7584 | Commercial |  | Annual | [5 empty] | 20 | 0.96 |  |  |  | 0 | 0 | 168 | 0 | 0 | 0 | 0 | 0 | 0 | 0 | 0 | 0 | 0 | 0 | 0 | 0 | 0 | 0 | 168 | 0 | 0 | 0 | 0 | 0 | 0 | 0 | 0 | 0 | 0 | 0 | 0 | 0 | 0 | 0 | 0 | 0 | 0 | 0 | 0 | 0 | [16 empty] | 168
0 | 311043-Pipe Insulation - Medium pressure steam <=15 psi < 1" pipe |  | 9 | Misc._Commercial | DHW HtPmp | 0 |  |  |  |  | 14.37 | 1.05 | 0 | 0 | 0 | 13.32 | 0 |  | kW | 0 | 0.7584 | Commercial |  | Annual | [5 empty] | 20 | 0.96 |  |  |  | 0 | 0 | 120 | 0 | 0 | 0 | 0 | 0 | 0 | 0 | 0 | 0 | 0 | 0 | 0 | 0 | 0 | 0 | 120 | 0 | 0 | 0 | 0 | 0 | 0 | 0 | 0 | 0 | 0 | 0 | 0 | 0 | 0 | 0 | 0 | 0 | 0 | 0 | 0 | 0 | [16 empty] | 120
0 | 311043-Pipe Insulation - Medium pressure steam <=15 psi < 1" pipe |  | 9 | Misc._Commercial | DHW HtPmp | 0 |  |  |  |  | 14.37 | 3 | 0 | 0 | 0 | 11.37 | 0 |  | kW | 0 | 0.7584 | Commercial |  | Annual | [5 empty] | 20 | 0.96 |  |  |  | 0 | 0 | 156 | 0 | 0 | 0 | 0 | 0 | 0 | 0 | 0 | 0 | 0 | 0 | 0 | 0 | 0 | 0 | 156 | 0 | 0 | 0 | 0 | 0 | 0 | 0 | 0 | 0 | 0 | 0 | 0 | 0 | 0 | 0 | 0 | 0 | 0 | 0 | 0 | 0 | [16 empty] | 156
0 | 311043-Pipe Insulation - Medium pressure steam <=15 psi < 1" pipe |  | 15 | Misc._Commercial | DHW HtPmp | 0 |  |  |  |  | 14.37 | 3 | 0 | 0 | 0 | 11.37 | 0 |  | kW | 0 | 0.7584 | Commercial |  | Annual | [5 empty] | 20 | 0.96 |  |  |  | 0 | 0 | 102 | 0 | 0 | 0 | 0 | 0 | 0 | 0 | 0 | 0 | 0 | 0 | 0 | 0 | 0 | 0 | 102 | 0 | 0 | 0 | 0 | 0 | 0 | 0 | 0 | 0 | 0 | 0 | 0 | 0 | 0 | 0 | 0 | 0 | 0 | 0 | 0 | 0 | [16 empty] | 102
0 | 311043-Pipe Insulation - Medium pressure steam <=15 psi < 1" pipe |  | 9 | Misc._Commercial | DHW HtPmp | 0 |  |  |  |  | 14.37 | 3 | 0 | 0 | 0 | 11.37 | 0 |  | kW | 0 | 0.7584 | Commercial |  | Annual | [5 empty] | 20 | 0.96 |  |  |  | 0 | 0 | 111 | 0 | 0 | 0 | 0 | 0 | 0 | 0 | 0 | 0 | 0 | 0 | 0 | 0 | 0 | 0 | 111 | 0 | 0 | 0 | 0 | 0 | 0 | 0 | 0 | 0 | 0 | 0 | 0 | 0 | 0 | 0 | 0 | 0 | 0 | 0 | 0 | 0 | [16 empty] | 111
0 | 311043-Pipe Insulation - Medium pressure steam <=15 psi < 1" pipe |  | 8 | Misc._Commercial | DHW HtPmp | 0 |  |  |  |  | 14.37 | 3 | 0 | 0 | 0 | 11.37 | 0 |  | kW | 0 | 0.7584 | Commercial |  | Annual | [5 empty] | 20 | 0.96 |  |  |  | 0 | 0 | 123 | 0 | 0 | 0 | 0 | 0 | 0 | 0 | 0 | 0 | 0 | 0 | 0 | 0 | 0 | 0 | 123 | 0 | 0 | 0 | 0 | 0 | 0 | 0 | 0 | 0 | 0 | 0 | 0 | 0 | 0 | 0 | 0 | 0 | 0 | 0 | 0 | 0 | [16 empty] | 123
0 | 311043-Pipe Insulation - Medium pressure steam <=15 psi < 1" pipe |  | 8 | Misc._Commercial | DHW HtPmp | 0 |  |  |  |  | 14.37 | 3 | 0 | 0 | 0 | 11.37 | 0 |  | kW | 0 | 0.7584 | Commercial |  | Annual | [5 empty] | 20 | 0.96 |  |  |  | 0 | 0 | 75 | 0 | 0 | 0 | 0 | 0 | 0 | 0 | 0 | 0 | 0 | 0 | 0 | 0 | 0 | 0 | 75 | 0 | 0 | 0 | 0 | 0 | 0 | 0 | 0 | 0 | 0 | 0 | 0 | 0 | 0 | 0 | 0 | 0 | 0 | 0 | 0 | 0 | [16 empty] | 75
0 | 311043-Pipe Insulation - Medium pressure steam <=15 psi < 1" pipe |  | 8 | Misc._Commercial | DHW HtPmp | 0 |  |  |  |  | 14.37 | 3 | 0 | 0 | 0 | 11.37 | 0 |  | kW | 0 | 0.7584 | Commercial |  | Annual | [5 empty] | 20 | 0.96 |  |  |  | 0 | 0 | 159 | 0 | 0 | 0 | 0 | 0 | 0 | 0 | 0 | 0 | 0 | 0 | 0 | 0 | 0 | 0 | 159 | 0 | 0 | 0 | 0 | 0 | 0 | 0 | 0 | 0 | 0 | 0 | 0 | 0 | 0 | 0 | 0 | 0 | 0 | 0 | 0 | 0 | [16 empty] | 159
0 | 311043-Pipe Insulation - Medium pressure steam <=15 psi < 1" pipe |  | 6 | Misc._Commercial | DHW HtPmp | 0 |  |  |  |  | 14.37 | 3 | 0 | 0 | 0 | 11.37 | 0 |  | kW | 0 | 0.7584 | Commercial |  | Annual | [5 empty] | 20 | 0.96 |  |  |  | 0 | 0 | 168 | 0 | 0 | 0 | 0 | 0 | 0 | 0 | 0 | 0 | 0 | 0 | 0 | 0 | 0 | 0 | 168 | 0 | 0 | 0 | 0 | 0 | 0 | 0 | 0 | 0 | 0 | 0 | 0 | 0 | 0 | 0 | 0 | 0 | 0 | 0 | 0 | 0 | [16 empty] | 168
0 | 311043-Pipe Insulation - Medium pressure steam <=15 psi < 1" pipe |  | 8 | Misc._Commercial | DHW HtPmp | 0 |  |  |  |  | 14.37 | 3 | 0 | 0 | 0 | 11.37 | 0 |  | kW | 0 | 0.7584 | Commercial |  | Annual | [5 empty] | 20 | 0.96 |  |  |  | 0 | 0 | 114 | 0 | 0 | 0 | 0 | 0 | 0 | 0 | 0 | 0 | 0 | 0 | 0 | 0 | 0 | 0 | 114 | 0 | 0 | 0 | 0 | 0 | 0 | 0 | 0 | 0 | 0 | 0 | 0 | 0 | 0 | 0 | 0 | 0 | 0 | 0 | 0 | 0 | [16 empty] | 114
0 | 311043-Pipe Insulation - Medium pressure steam <=15 psi < 1" pipe |  | 8 | Misc._Commercial | DHW HtPmp | 0 |  |  |  |  | 14.37 | 3 | 0 | 0 | 0 | 11.37 | 0 |  | kW | 0 | 0.7584 | Commercial |  | Annual | [5 empty] | 20 | 0.96 |  |  |  | 0 | 0 | 156 | 0 | 0 | 0 | 0 | 0 | 0 | 0 | 0 | 0 | 0 | 0 | 0 | 0 | 0 | 0 | 156 | 0 | 0 | 0 | 0 | 0 | 0 | 0 | 0 | 0 | 0 | 0 | 0 | 0 | 0 | 0 | 0 | 0 | 0 | 0 | 0 | 0 | [16 empty] | 156
0 | 311043-Pipe Insulation - Medium pressure steam <=15 psi < 1" pipe |  | 8 | Misc._Commercial | DHW HtPmp | 0 |  |  |  |  | 14.37 | 3 | 0 | 0 | 0 | 11.37 | 0 |  | kW | 0 | 0.7584 | Commercial |  | Annual | [5 empty] | 20 | 0.96 |  |  |  | 0 | 0 | 210 | 0 | 0 | 0 | 0 | 0 | 0 | 0 | 0 | 0 | 0 | 0 | 0 | 0 | 0 | 0 | 210 | 0 | 0 | 0 | 0 | 0 | 0 | 0 | 0 | 0 | 0 | 0 | 0 | 0 | 0 | 0 | 0 | 0 | 0 | 0 | 0 | 0 | [16 empty] | 210
0 | 311043-Pipe Insulation - Medium pressure steam <=15 psi < 1" pipe |  | 8 | Misc._Commercial | DHW HtPmp | 0 |  |  |  |  | 14.37 | 3 | 0 | 0 | 0 | 11.37 | 0 |  | kW | 0 | 0.7584 | Commercial |  | Annual | [5 empty] | 20 | 0.96 |  |  |  | 0 | 0 | 156 | 0 | 0 | 0 | 0 | 0 | 0 | 0 | 0 | 0 | 0 | 0 | 0 | 0 | 0 | 0 | 156 | 0 | 0 | 0 | 0 | 0 | 0 | 0 | 0 | 0 | 0 | 0 | 0 | 0 | 0 | 0 | 0 | 0 | 0 | 0 | 0 | 0 | [16 empty] | 156
0 | 311043-Pipe Insulation - Medium pressure steam <=15 psi < 1" pipe |  | 6 | Misc._Commercial | DHW HtPmp | 0 |  |  |  |  | 14.37 | 3 | 0 | 0 | 0 | 11.37 | 0 |  | kW | 0 | 0.7584 | Commercial |  | Annual | [5 empty] | 20 | 0.96 |  |  |  | 0 | 0 | 135 | 0 | 0 | 0 | 0 | 0 | 0 | 0 | 0 | 0 | 0 | 0 | 0 | 0 | 0 | 0 | 135 | 0 | 0 | 0 | 0 | 0 | 0 | 0 | 0 | 0 | 0 | 0 | 0 | 0 | 0 | 0 | 0 | 0 | 0 | 0 | 0 | 0 | [16 empty] | 135
0 | 311043-Pipe Insulation - Medium pressure steam <=15 psi < 1" pipe |  | 9 | Misc._Commercial | DHW HtPmp | 0 |  |  |  |  | 14.37 | 3 | 0 | 0 | 0 | 11.37 | 0 |  | kW | 0 | 0.7584 | Commercial |  | Annual | [5 empty] | 20 | 0.96 |  |  |  | 0 | 0 | 117 | 0 | 0 | 0 | 0 | 0 | 0 | 0 | 0 | 0 | 0 | 0 | 0 | 0 | 0 | 0 | 117 | 0 | 0 | 0 | 0 | 0 | 0 | 0 | 0 | 0 | 0 | 0 | 0 | 0 | 0 | 0 | 0 | 0 | 0 | 0 | 0 | 0 | [16 empty] | 117
0 | 311043-Pipe Insulation - Medium pressure steam <=15 psi < 1" pipe |  | 6 | Misc._Commercial | DHW HtPmp | 0 |  |  |  |  | 14.37 | 3 | 0 | 0 | 0 | 11.37 | 0 |  | kW | 0 | 0.7584 | Commercial |  | Annual | [5 empty] | 20 | 0.96 |  |  |  | 0 | 0 | 246 | 0 | 0 | 0 | 0 | 0 | 0 | 0 | 0 | 0 | 0 | 0 | 0 | 0 | 0 | 0 | 246 | 0 | 0 | 0 | 0 | 0 | 0 | 0 | 0 | 0 | 0 | 0 | 0 | 0 | 0 | 0 | 0 | 0 | 0 | 0 | 0 | 0 | [16 empty] | 246
0 | 311043-Pipe Insulation - Medium pressure steam <=15 psi < 1" pipe |  | 8 | Misc._Commercial | DHW HtPmp | 0 |  |  |  |  | 14.37 | 3 | 0 | 0 | 0 | 11.37 | 0 |  | kW | 0 | 0.7584 | Commercial |  | Annual | [5 empty] | 20 | 0.96 |  |  |  | 0 | 0 | 144 | 0 | 0 | 0 | 0 | 0 | 0 | 0 | 0 | 0 | 0 | 0 | 0 | 0 | 0 | 0 | 144 | 0 | 0 | 0 | 0 | 0 | 0 | 0 | 0 | 0 | 0 | 0 | 0 | 0 | 0 | 0 | 0 | 0 | 0 | 0 | 0 | 0 | [16 empty] | 144
0 | 311043-Pipe Insulation - Medium pressure steam <=15 psi < 1" pipe |  | 9 | Misc._Commercial | DHW HtPmp | 0 |  |  |  |  | 14.37 | 3 | 0 | 0 | 0 | 11.37 | 0 |  | kW | 0 | 0.7584 | Commercial |  | Annual | [5 empty] | 20 | 0.96 |  |  |  | 0 | 0 | 165 | 0 | 0 | 0 | 0 | 0 | 0 | 0 | 0 | 0 | 0 | 0 | 0 | 0 | 0 | 0 | 165 | 0 | 0 | 0 | 0 | 0 | 0 | 0 | 0 | 0 | 0 | 0 | 0 | 0 | 0 | 0 | 0 | 0 | 0 | 0 | 0 | 0 | [16 empty] | 165
0 | 311043-Pipe Insulation - Medium pressure steam <=15 psi < 1" pipe |  | 9 | Misc._Commercial | DHW HtPmp | 0 |  |  |  |  | 14.37 | 3 | 0 | 0 | 0 | 11.37 | 0 |  | kW | 0 | 0.7584 | Commercial |  | Annual | [5 empty] | 20 | 0.96 |  |  |  | 0 | 0 | 150 | 0 | 0 | 0 | 0 | 0 | 0 | 0 | 0 | 0 | 0 | 0 | 0 | 0 | 0 | 0 | 150 | 0 | 0 | 0 | 0 | 0 | 0 | 0 | 0 | 0 | 0 | 0 | 0 | 0 | 0 | 0 | 0 | 0 | 0 | 0 | 0 | 0 | [16 empty] | 150
0 | 311043-Pipe Insulation - Medium pressure steam <=15 psi < 1" pipe |  | 6 | Misc._Commercial | DHW HtPmp | 0 |  |  |  |  | 14.37 | 3 | 0 | 0 | 0 | 11.37 | 0 |  | kW | 0 | 0.7584 | Commercial |  | Annual | [5 empty] | 20 | 0.96 |  |  |  | 0 | 0 | 117 | 0 | 0 | 0 | 0 | 0 | 0 | 0 | 0 | 0 | 0 | 0 | 0 | 0 | 0 | 0 | 117 | 0 | 0 | 0 | 0 | 0 | 0 | 0 | 0 | 0 | 0 | 0 | 0 | 0 | 0 | 0 | 0 | 0 | 0 | 0 | 0 | 0 | [16 empty] | 117
0 | 311044-Pipe Insulation - Medium pressure steam >15 psi >= 1" pipe |  | 8 | Misc._Commercial | DHW HtPmp | 0 |  |  |  |  | 16.57 | 1.865 | 0 | 0 | 0 | 14.705 | 0 |  | kW | 0 | 4.977 | Commercial |  | Annual | [5 empty] | 20 | 0.96 |  |  |  | 0 | 0 | 432 | 0 | 0 | 0 | 0 | 0 | 0 | 0 | 0 | 0 | 0 | 0 | 0 | 0 | 0 | 0 | 432 | 0 | 0 | 0 | 0 | 0 | 0 | 0 | 0 | 0 | 0 | 0 | 0 | 0 | 0 | 0 | 0 | 0 | 0 | 0 | 0 | 0 | [16 empty] | 432
0 | 311044-Pipe Insulation - Medium pressure steam >15 psi >= 1" pipe |  | 9 | Misc._Commercial | DHW HtPmp | 0 |  |  |  |  | 16.57 | 3 | 0 | 0 | 0 | 13.57 | 0 |  | kW | 0 | 4.977 | Commercial |  | Annual | [5 empty] | 20 | 0.96 |  |  |  | 0 | 0 | 123 | 0 | 0 | 0 | 0 | 0 | 0 | 0 | 0 | 0 | 0 | 0 | 0 | 0 | 0 | 0 | 123 | 0 | 0 | 0 | 0 | 0 | 0 | 0 | 0 | 0 | 0 | 0 | 0 | 0 | 0 | 0 | 0 | 0 | 0 | 0 | 0 | 0 | [16 empty] | 123
0 | 311044-Pipe Insulation - Medium pressure steam >15 psi >= 1" pipe |  | 8 | Misc._Commercial | DHW HtPmp | 0 |  |  |  |  | 16.57 | 3 | 0 | 0 | 0 | 13.57 | 0 |  | kW | 0 | 4.977 | Commercial |  | Annual | [5 empty] | 20 | 0.96 |  |  |  | 0 | 0 | 93 | 0 | 0 | 0 | 0 | 0 | 0 | 0 | 0 | 0 | 0 | 0 | 0 | 0 | 0 | 0 | 93 | 0 | 0 | 0 | 0 | 0 | 0 | 0 | 0 | 0 | 0 | 0 | 0 | 0 | 0 | 0 | 0 | 0 | 0 | 0 | 0 | 0 | [16 empty] | 93
0 | 311044-Pipe Insulation - Medium pressure steam >15 psi >= 1" pipe |  | 8 | Misc._Commercial | DHW HtPmp | 0 |  |  |  |  | 16.57 | 3 | 0 | 0 | 0 | 13.57 | 0 |  | kW | 0 | 4.977 | Commercial |  | Annual | [5 empty] | 20 | 0.96 |  |  |  | 0 | 0 | 102 | 0 | 0 | 0 | 0 | 0 | 0 | 0 | 0 | 0 | 0 | 0 | 0 | 0 | 0 | 0 | 102 | 0 | 0 | 0 | 0 | 0 | 0 | 0 | 0 | 0 | 0 | 0 | 0 | 0 | 0 | 0 | 0 | 0 | 0 | 0 | 0 | 0 | [16 empty] | 102
0 | 311044-Pipe Insulation - Medium pressure steam >15 psi >= 1" pipe |  | 10 | Misc._Commercial | DHW HtPmp | 0 |  |  |  |  | 16.57 | 3 | 0 | 0 | 0 | 13.57 | 0 |  | kW | 0 | 4.977 | Commercial |  | Annual | [5 empty] | 20 | 0.96 |  |  |  | 0 | 0 | 330 | 0 | 0 | 0 | 0 | 0 | 0 | 0 | 0 | 0 | 0 | 0 | 0 | 0 | 0 | 0 | 330 | 0 | 0 | 0 | 0 | 0 | 0 | 0 | 0 | 0 | 0 | 0 | 0 | 0 | 0 | 0 | 0 | 0 | 0 | 0 | 0 | 0 | [16 empty] | 330
0 | 311044-Pipe Insulation - Medium pressure steam >15 psi >= 1" pipe |  | 9 | Misc._Commercial | DHW HtPmp | 0 |  |  |  |  | 16.57 | 3 | 0 | 0 | 0 | 13.57 | 0 |  | kW | 0 | 4.977 | Commercial |  | Annual | [5 empty] | 20 | 0.96 |  |  |  | 0 | 0 | 96 | 0 | 0 | 0 | 0 | 0 | 0 | 0 | 0 | 0 | 0 | 0 | 0 | 0 | 0 | 0 | 96 | 0 | 0 | 0 | 0 | 0 | 0 | 0 | 0 | 0 | 0 | 0 | 0 | 0 | 0 | 0 | 0 | 0 | 0 | 0 | 0 | 0 | [16 empty] | 96
0 | 311044-Pipe Insulation - Medium pressure steam >15 psi >= 1" pipe |  | 8 | Misc._Commercial | DHW HtPmp | 0 |  |  |  |  | 16.57 | 3 | 0 | 0 | 0 | 13.57 | 0 |  | kW | 0 | 4.977 | Commercial |  | Annual | [5 empty] | 20 | 0.96 |  |  |  | 0 | 0 | 9 | 0 | 0 | 0 | 0 | 0 | 0 | 0 | 0 | 0 | 0 | 0 | 0 | 0 | 0 | 0 | 9 | 0 | 0 | 0 | 0 | 0 | 0 | 0 | 0 | 0 | 0 | 0 | 0 | 0 | 0 | 0 | 0 | 0 | 0 | 0 | 0 | 0 | [16 empty] | 9
0 | 311044-Pipe Insulation - Medium pressure steam >15 psi >= 1" pipe |  | 8 | Misc._Commercial | DHW HtPmp | 0 |  |  |  |  | 16.57 | 3 | 0 | 0 | 0 | 13.57 | 0 |  | kW | 0 | 4.977 | Commercial |  | Annual | [5 empty] | 20 | 0.96 |  |  |  | 0 | 0 | 9 | 0 | 0 | 0 | 0 | 0 | 0 | 0 | 0 | 0 | 0 | 0 | 0 | 0 | 0 | 0 | 9 | 0 | 0 | 0 | 0 | 0 | 0 | 0 | 0 | 0 | 0 | 0 | 0 | 0 | 0 | 0 | 0 | 0 | 0 | 0 | 0 | 0 | [16 empty] | 9
0 | 311044-Pipe Insulation - Medium pressure steam >15 psi >= 1" pipe |  | 8 | Misc._Commercial | DHW HtPmp | 0 |  |  |  |  | 16.57 | 3 | 0 | 0 | 0 | 13.57 | 0 |  | kW | 0 | 4.977 | Commercial |  | Annual | [5 empty] | 20 | 0.96 |  |  |  | 0 | 0 | 33 | 0 | 0 | 0 | 0 | 0 | 0 | 0 | 0 | 0 | 0 | 0 | 0 | 0 | 0 | 0 | 33 | 0 | 0 | 0 | 0 | 0 | 0 | 0 | 0 | 0 | 0 | 0 | 0 | 0 | 0 | 0 | 0 | 0 | 0 | 0 | 0 | 0 | [16 empty] | 33
0 | 311044-Pipe Insulation - Medium pressure steam >15 psi >= 1" pipe |  | 8 | Misc._Commercial | DHW HtPmp | 0 |  |  |  |  | 16.57 | 3 | 0 | 0 | 0 | 13.57 | 0 |  | kW | 0 | 4.977 | Commercial |  | Annual | [5 empty] | 20 | 0.96 |  |  |  | 0 | 0 | 165 | 0 | 0 | 0 | 0 | 0 | 0 | 0 | 0 | 0 | 0 | 0 | 0 | 0 | 0 | 0 | 165 | 0 | 0 | 0 | 0 | 0 | 0 | 0 | 0 | 0 | 0 | 0 | 0 | 0 | 0 | 0 | 0 | 0 | 0 | 0 | 0 | 0 | [16 empty] | 165
0 | 311044-Pipe Insulation - Medium pressure steam >15 psi >= 1" pipe |  | 9 | Misc._Commercial | DHW HtPmp | 0 |  |  |  |  | 16.57 | 3 | 0 | 0 | 0 | 13.57 | 0 |  | kW | 0 | 4.977 | Commercial |  | Annual | [5 empty] | 20 | 0.96 |  |  |  | 0 | 0 | 198 | 0 | 0 | 0 | 0 | 0 | 0 | 0 | 0 | 0 | 0 | 0 | 0 | 0 | 0 | 0 | 198 | 0 | 0 | 0 | 0 | 0 | 0 | 0 | 0 | 0 | 0 | 0 | 0 | 0 | 0 | 0 | 0 | 0 | 0 | 0 | 0 | 0 | [16 empty] | 198
0 | 311044-Pipe Insulation - Medium pressure steam >15 psi >= 1" pipe |  | 8 | Misc._Commercial | DHW HtPmp | 0 |  |  |  |  | 16.57 | 3 | 0 | 0 | 0 | 13.57 | 0 |  | kW | 0 | 4.977 | Commercial |  | Annual | [5 empty] | 20 | 0.96 |  |  |  | 0 | 0 | 300 | 0 | 0 | 0 | 0 | 0 | 0 | 0 | 0 | 0 | 0 | 0 | 0 | 0 | 0 | 0 | 300 | 0 | 0 | 0 | 0 | 0 | 0 | 0 | 0 | 0 | 0 | 0 | 0 | 0 | 0 | 0 | 0 | 0 | 0 | 0 | 0 | 0 | [16 empty] | 300
0 | 311044-Pipe Insulation - Medium pressure steam >15 psi >= 1" pipe |  | 9 | Misc._Commercial | DHW HtPmp | 0 |  |  |  |  | 16.57 | 3 | 0 | 0 | 0 | 13.57 | 0 |  | kW | 0 | 4.977 | Commercial |  | Annual | [5 empty] | 20 | 0.96 |  |  |  | 0 | 0 | 126 | 0 | 0 | 0 | 0 | 0 | 0 | 0 | 0 | 0 | 0 | 0 | 0 | 0 | 0 | 0 | 126 | 0 | 0 | 0 | 0 | 0 | 0 | 0 | 0 | 0 | 0 | 0 | 0 | 0 | 0 | 0 | 0 | 0 | 0 | 0 | 0 | 0 | [16 empty] | 126
0 | 311044-Pipe Insulation - Medium pressure steam >15 psi >= 1" pipe |  | 9 | Misc._Commercial | DHW HtPmp | 0 |  |  |  |  | 16.57 | 3 | 0 | 0 | 0 | 13.57 | 0 |  | kW | 0 | 4.977 | Commercial |  | Annual | [5 empty] | 20 | 0.96 |  |  |  | 0 | 0 | 54 | 0 | 0 | 0 | 0 | 0 | 0 | 0 | 0 | 0 | 0 | 0 | 0 | 0 | 0 | 0 | 54 | 0 | 0 | 0 | 0 | 0 | 0 | 0 | 0 | 0 | 0 | 0 | 0 | 0 | 0 | 0 | 0 | 0 | 0 | 0 | 0 | 0 | [16 empty] | 54
0 | 311044-Pipe Insulation - Medium pressure steam >15 psi >= 1" pipe |  | 10 | Misc._Commercial | DHW HtPmp | 0 |  |  |  |  | 16.57 | 3 | 0 | 0 | 0 | 13.57 | 0 |  | kW | 0 | 4.977 | Commercial |  | Annual | [5 empty] | 20 | 0.96 |  |  |  | 0 | 0 | 72 | 0 | 0 | 0 | 0 | 0 | 0 | 0 | 0 | 0 | 0 | 0 | 0 | 0 | 0 | 0 | 72 | 0 | 0 | 0 | 0 | 0 | 0 | 0 | 0 | 0 | 0 | 0 | 0 | 0 | 0 | 0 | 0 | 0 | 0 | 0 | 0 | 0 | [16 empty] | 72
0 | 311044-Pipe Insulation - Medium pressure steam >15 psi >= 1" pipe |  | 15 | Misc._Commercial | DHW HtPmp | 0 |  |  |  |  | 16.57 | 3 | 0 | 0 | 0 | 13.57 | 0 |  | kW | 0 | 4.977 | Commercial |  | Annual | [5 empty] | 20 | 0.96 |  |  |  | 0 | 0 | 300 | 0 | 0 | 0 | 0 | 0 | 0 | 0 | 0 | 0 | 0 | 0 | 0 | 0 | 0 | 0 | 300 | 0 | 0 | 0 | 0 | 0 | 0 | 0 | 0 | 0 | 0 | 0 | 0 | 0 | 0 | 0 | 0 | 0 | 0 | 0 | 0 | 0 | [16 empty] | 300
0 | 311044-Pipe Insulation - Medium pressure steam >15 psi >= 1" pipe |  | 8 | Misc._Commercial | DHW HtPmp | 0 |  |  |  |  | 16.57 | 3 | 0 | 0 | 0 | 13.57 | 0 |  | kW | 0 | 4.977 | Commercial |  | Annual | [5 empty] | 20 | 0.96 |  |  |  | 0 | 0 | 69 | 0 | 0 | 0 | 0 | 0 | 0 | 0 | 0 | 0 | 0 | 0 | 0 | 0 | 0 | 0 | 69 | 0 | 0 | 0 | 0 | 0 | 0 | 0 | 0 | 0 | 0 | 0 | 0 | 0 | 0 | 0 | 0 | 0 | 0 | 0 | 0 | 0 | [16 empty] | 69
0 | 311044-Pipe Insulation - Medium pressure steam >15 psi >= 1" pipe |  | 8 | Misc._Commercial | DHW HtPmp | 0 |  |  |  |  | 16.57 | 3 | 0 | 0 | 0 | 13.57 | 0 |  | kW | 0 | 4.977 | Commercial |  | Annual | [5 empty] | 20 | 0.96 |  |  |  | 0 | 0 | 150 | 0 | 0 | 0 | 0 | 0 | 0 | 0 | 0 | 0 | 0 | 0 | 0 | 0 | 0 | 0 | 150 | 0 | 0 | 0 | 0 | 0 | 0 | 0 | 0 | 0 | 0 | 0 | 0 | 0 | 0 | 0 | 0 | 0 | 0 | 0 | 0 | 0 | [16 empty] | 150
0 | 311044-Pipe Insulation - Medium pressure steam >15 psi >= 1" pipe |  | 8 | Misc._Commercial | DHW HtPmp | 0 |  |  |  |  | 16.57 | 3 | 0 | 0 | 0 | 13.57 | 0 |  | kW | 0 | 4.977 | Commercial |  | Annual | [5 empty] | 20 | 0.96 |  |  |  | 0 | 0 | 89 | 0 | 0 | 0 | 0 | 0 | 0 | 0 | 0 | 0 | 0 | 0 | 0 | 0 | 0 | 0 | 89 | 0 | 0 | 0 | 0 | 0 | 0 | 0 | 0 | 0 | 0 | 0 | 0 | 0 | 0 | 0 | 0 | 0 | 0 | 0 | 0 | 0 | [16 empty] | 89
0 | 311044-Pipe Insulation - Medium pressure steam >15 psi >= 1" pipe |  | 8 | Misc._Commercial | DHW HtPmp | 0 |  |  |  |  | 16.57 | 3 | 0 | 0 | 0 | 13.57 | 0 |  | kW | 0 | 4.977 | Commercial |  | Annual | [5 empty] | 20 | 0.96 |  |  |  | 0 | 0 | 100 | 0 | 0 | 0 | 0 | 0 | 0 | 0 | 0 | 0 | 0 | 0 | 0 | 0 | 0 | 0 | 100 | 0 | 0 | 0 | 0 | 0 | 0 | 0 | 0 | 0 | 0 | 0 | 0 | 0 | 0 | 0 | 0 | 0 | 0 | 0 | 0 | 0 | [16 empty] | 100
0 | 311044-Pipe Insulation - Medium pressure steam >15 psi >= 1" pipe |  | 6 | Misc._Commercial | DHW HtPmp | 0 |  |  |  |  | 16.57 | 3 | 0 | 0 | 0 | 13.57 | 0 |  | kW | 0 | 4.977 | Commercial |  | Annual | [5 empty] | 20 | 0.96 |  |  |  | 0 | 0 | 180 | 0 | 0 | 0 | 0 | 0 | 0 | 0 | 0 | 0 | 0 | 0 | 0 | 0 | 0 | 0 | 180 | 0 | 0 | 0 | 0 | 0 | 0 | 0 | 0 | 0 | 0 | 0 | 0 | 0 | 0 | 0 | 0 | 0 | 0 | 0 | 0 | 0 | [16 empty] | 180
0 | 311044-Pipe Insulation - Medium pressure steam >15 psi >= 1" pipe |  | 15 | Misc._Commercial | DHW HtPmp | 0 |  |  |  |  | 16.57 | 3 | 0 | 0 | 0 | 13.57 | 0 |  | kW | 0 | 4.977 | Commercial |  | Annual | [5 empty] | 20 | 0.96 |  |  |  | 0 | 0 | 180 | 0 | 0 | 0 | 0 | 0 | 0 | 0 | 0 | 0 | 0 | 0 | 0 | 0 | 0 | 0 | 180 | 0 | 0 | 0 | 0 | 0 | 0 | 0 | 0 | 0 | 0 | 0 | 0 | 0 | 0 | 0 | 0 | 0 | 0 | 0 | 0 | 0 | [16 empty] | 180
0 | 311044-Pipe Insulation - Medium pressure steam >15 psi >= 1" pipe |  | 15 | Misc._Commercial | DHW HtPmp | 0 |  |  |  |  | 16.57 | 3 | 0 | 0 | 0 | 13.57 | 0 |  | kW | 0 | 4.977 | Commercial |  | Annual | [5 empty] | 20 | 0.96 |  |  |  | 0 | 0 | 300 | 0 | 0 | 0 | 0 | 0 | 0 | 0 | 0 | 0 | 0 | 0 | 0 | 0 | 0 | 0 | 300 | 0 | 0 | 0 | 0 | 0 | 0 | 0 | 0 | 0 | 0 | 0 | 0 | 0 | 0 | 0 | 0 | 0 | 0 | 0 | 0 | 0 | [16 empty] | 300
0 | 311044-Pipe Insulation - Medium pressure steam >15 psi >= 1" pipe |  | 9 | Misc._Commercial | DHW HtPmp | 0 |  |  |  |  | 16.57 | 3 | 0 | 0 | 0 | 13.57 | 0 |  | kW | 0 | 4.977 | Commercial |  | Annual | [5 empty] | 20 | 0.96 |  |  |  | 0 | 0 | 105 | 0 | 0 | 0 | 0 | 0 | 0 | 0 | 0 | 0 | 0 | 0 | 0 | 0 | 0 | 0 | 105 | 0 | 0 | 0 | 0 | 0 | 0 | 0 | 0 | 0 | 0 | 0 | 0 | 0 | 0 | 0 | 0 | 0 | 0 | 0 | 0 | 0 | [16 empty] | 105
0 | 311044-Pipe Insulation - Medium pressure steam >15 psi >= 1" pipe |  | 9 | Misc._Commercial | DHW HtPmp | 0 |  |  |  |  | 16.57 | 1.26 | 0 | 0 | 0 | 15.31 | 0 |  | kW | 0 | 4.977 | Commercial |  | Annual | [5 empty] | 20 | 0.96 |  |  |  | 0 | 0 | 120 | 0 | 0 | 0 | 0 | 0 | 0 | 0 | 0 | 0 | 0 | 0 | 0 | 0 | 0 | 0 | 120 | 0 | 0 | 0 | 0 | 0 | 0 | 0 | 0 | 0 | 0 | 0 | 0 | 0 | 0 | 0 | 0 | 0 | 0 | 0 | 0 | 0 | [16 empty] | 120
0 | 311044-Pipe Insulation - Medium pressure steam >15 psi >= 1" pipe |  | 9 | Misc._Commercial | DHW HtPmp | 0 |  |  |  |  | 16.57 | 1.26 | 0 | 0 | 0 | 15.31 | 0 |  | kW | 0 | 4.977 | Commercial |  | Annual | [5 empty] | 20 | 0.96 |  |  |  | 0 | 0 | 120 | 0 | 0 | 0 | 0 | 0 | 0 | 0 | 0 | 0 | 0 | 0 | 0 | 0 | 0 | 0 | 120 | 0 | 0 | 0 | 0 | 0 | 0 | 0 | 0 | 0 | 0 | 0 | 0 | 0 | 0 | 0 | 0 | 0 | 0 | 0 | 0 | 0 | [16 empty] | 120
0 | 311044-Pipe Insulation - Medium pressure steam >15 psi >= 1" pipe |  | 8 | Misc._Commercial | DHW HtPmp | 0 |  |  |  |  | 16.57 | 3 | 0 | 0 | 0 | 13.57 | 0 |  | kW | 0 | 4.977 | Commercial |  | Annual | [5 empty] | 20 | 0.96 |  |  |  | 0 | 0 | 18 | 0 | 0 | 0 | 0 | 0 | 0 | 0 | 0 | 0 | 0 | 0 | 0 | 0 | 0 | 0 | 18 | 0 | 0 | 0 | 0 | 0 | 0 | 0 | 0 | 0 | 0 | 0 | 0 | 0 | 0 | 0 | 0 | 0 | 0 | 0 | 0 | 0 | [16 empty] | 18
0 | 311044-Pipe Insulation - Medium pressure steam >15 psi >= 1" pipe |  | 9 | Misc._Commercial | DHW HtPmp | 0 |  |  |  |  | 16.57 | 3 | 0 | 0 | 0 | 13.57 | 0 |  | kW | 0 | 4.977 | Commercial |  | Annual | [5 empty] | 20 | 0.96 |  |  |  | 0 | 0 | 273 | 0 | 0 | 0 | 0 | 0 | 0 | 0 | 0 | 0 | 0 | 0 | 0 | 0 | 0 | 0 | 273 | 0 | 0 | 0 | 0 | 0 | 0 | 0 | 0 | 0 | 0 | 0 | 0 | 0 | 0 | 0 | 0 | 0 | 0 | 0 | 0 | 0 | [16 empty] | 273
0 | 311044-Pipe Insulation - Medium pressure steam >15 psi >= 1" pipe |  | 9 | Misc._Commercial | DHW HtPmp | 0 |  |  |  |  | 16.57 | 3 | 0 | 0 | 0 | 13.57 | 0 |  | kW | 0 | 4.977 | Commercial |  | Annual | [5 empty] | 20 | 0.96 |  |  |  | 0 | 0 | 81 | 0 | 0 | 0 | 0 | 0 | 0 | 0 | 0 | 0 | 0 | 0 | 0 | 0 | 0 | 0 | 81 | 0 | 0 | 0 | 0 | 0 | 0 | 0 | 0 | 0 | 0 | 0 | 0 | 0 | 0 | 0 | 0 | 0 | 0 | 0 | 0 | 0 | [16 empty] | 81
0 | 311044-Pipe Insulation - Medium pressure steam >15 psi >= 1" pipe |  | 8 | Misc._Commercial | DHW HtPmp | 0 |  |  |  |  | 16.57 | 3 | 0 | 0 | 0 | 13.57 | 0 |  | kW | 0 | 4.977 | Commercial |  | Annual | [5 empty] | 20 | 0.96 |  |  |  | 0 | 0 | 27 | 0 | 0 | 0 | 0 | 0 | 0 | 0 | 0 | 0 | 0 | 0 | 0 | 0 | 0 | 0 | 27 | 0 | 0 | 0 | 0 | 0 | 0 | 0 | 0 | 0 | 0 | 0 | 0 | 0 | 0 | 0 | 0 | 0 | 0 | 0 | 0 | 0 | [16 empty] | 27
0 | 311044-Pipe Insulation - Medium pressure steam >15 psi >= 1" pipe |  | 8 | Misc._Commercial | DHW HtPmp | 0 |  |  |  |  | 16.57 | 3 | 0 | 0 | 0 | 13.57 | 0 |  | kW | 0 | 4.977 | Commercial |  | Annual | [5 empty] | 20 | 0.96 |  |  |  | 0 | 0 | 72 | 0 | 0 | 0 | 0 | 0 | 0 | 0 | 0 | 0 | 0 | 0 | 0 | 0 | 0 | 0 | 72 | 0 | 0 | 0 | 0 | 0 | 0 | 0 | 0 | 0 | 0 | 0 | 0 | 0 | 0 | 0 | 0 | 0 | 0 | 0 | 0 | 0 | [16 empty] | 72
0 | 311044-Pipe Insulation - Medium pressure steam >15 psi >= 1" pipe |  | 8 | Misc._Commercial | DHW HtPmp | 0 |  |  |  |  | 16.57 | 3 | 0 | 0 | 0 | 13.57 | 0 |  | kW | 0 | 4.977 | Commercial |  | Annual | [5 empty] | 20 | 0.96 |  |  |  | 0 | 0 | 126 | 0 | 0 | 0 | 0 | 0 | 0 | 0 | 0 | 0 | 0 | 0 | 0 | 0 | 0 | 0 | 126 | 0 | 0 | 0 | 0 | 0 | 0 | 0 | 0 | 0 | 0 | 0 | 0 | 0 | 0 | 0 | 0 | 0 | 0 | 0 | 0 | 0 | [16 empty] | 126
0 | 311044-Pipe Insulation - Medium pressure steam >15 psi >= 1" pipe |  | 6 | Misc._Commercial | DHW HtPmp | 0 |  |  |  |  | 16.57 | 3 | 0 | 0 | 0 | 13.57 | 0 |  | kW | 0 | 4.977 | Commercial |  | Annual | [5 empty] | 20 | 0.96 |  |  |  | 0 | 0 | 57 | 0 | 0 | 0 | 0 | 0 | 0 | 0 | 0 | 0 | 0 | 0 | 0 | 0 | 0 | 0 | 57 | 0 | 0 | 0 | 0 | 0 | 0 | 0 | 0 | 0 | 0 | 0 | 0 | 0 | 0 | 0 | 0 | 0 | 0 | 0 | 0 | 0 | [16 empty] | 57
0 | 311044-Pipe Insulation - Medium pressure steam >15 psi >= 1" pipe |  | 9 | Misc._Commercial | DHW HtPmp | 0 |  |  |  |  | 16.57 | 3 | 0 | 0 | 0 | 13.57 | 0 |  | kW | 0 | 4.977 | Commercial |  | Annual | [5 empty] | 20 | 0.96 |  |  |  | 0 | 0 | 189 | 0 | 0 | 0 | 0 | 0 | 0 | 0 | 0 | 0 | 0 | 0 | 0 | 0 | 0 | 0 | 189 | 0 | 0 | 0 | 0 | 0 | 0 | 0 | 0 | 0 | 0 | 0 | 0 | 0 | 0 | 0 | 0 | 0 | 0 | 0 | 0 | 0 | [16 empty] | 189
0 | 311044-Pipe Insulation - Medium pressure steam >15 psi >= 1" pipe |  | 8 | Misc._Commercial | DHW HtPmp | 0 |  |  |  |  | 16.57 | 3 | 0 | 0 | 0 | 13.57 | 0 |  | kW | 0 | 4.977 | Commercial |  | Annual | [5 empty] | 20 | 0.96 |  |  |  | 0 | 0 | 87 | 0 | 0 | 0 | 0 | 0 | 0 | 0 | 0 | 0 | 0 | 0 | 0 | 0 | 0 | 0 | 87 | 0 | 0 | 0 | 0 | 0 | 0 | 0 | 0 | 0 | 0 | 0 | 0 | 0 | 0 | 0 | 0 | 0 | 0 | 0 | 0 | 0 | [16 empty] | 87
0 | 311044-Pipe Insulation - Medium pressure steam >15 psi >= 1" pipe |  | 6 | Misc._Commercial | DHW HtPmp | 0 |  |  |  |  | 16.57 | 3 | 0 | 0 | 0 | 13.57 | 0 |  | kW | 0 | 4.977 | Commercial |  | Annual | [5 empty] | 20 | 0.96 |  |  |  | 0 | 0 | 177 | 0 | 0 | 0 | 0 | 0 | 0 | 0 | 0 | 0 | 0 | 0 | 0 | 0 | 0 | 0 | 177 | 0 | 0 | 0 | 0 | 0 | 0 | 0 | 0 | 0 | 0 | 0 | 0 | 0 | 0 | 0 | 0 | 0 | 0 | 0 | 0 | 0 | [16 empty] | 177
0 | 311044-Pipe Insulation - Medium pressure steam >15 psi >= 1" pipe |  | 6 | Misc._Commercial | DHW HtPmp | 0 |  |  |  |  | 16.57 | 3 | 0 | 0 | 0 | 13.57 | 0 |  | kW | 0 | 4.977 | Commercial |  | Annual | [5 empty] | 20 | 0.96 |  |  |  | 0 | 0 | 66 | 0 | 0 | 0 | 0 | 0 | 0 | 0 | 0 | 0 | 0 | 0 | 0 | 0 | 0 | 0 | 66 | 0 | 0 | 0 | 0 | 0 | 0 | 0 | 0 | 0 | 0 | 0 | 0 | 0 | 0 | 0 | 0 | 0 | 0 | 0 | 0 | 0 | [16 empty] | 66
0 | 311044-Pipe Insulation - Medium pressure steam >15 psi >= 1" pipe |  | 9 | Misc._Commercial | DHW HtPmp | 0 |  |  |  |  | 16.57 | 3 | 0 | 0 | 0 | 13.57 | 0 |  | kW | 0 | 4.977 | Commercial |  | Annual | [5 empty] | 20 | 0.96 |  |  |  | 0 | 0 | 120 | 0 | 0 | 0 | 0 | 0 | 0 | 0 | 0 | 0 | 0 | 0 | 0 | 0 | 0 | 0 | 120 | 0 | 0 | 0 | 0 | 0 | 0 | 0 | 0 | 0 | 0 | 0 | 0 | 0 | 0 | 0 | 0 | 0 | 0 | 0 | 0 | 0 | [16 empty] | 120
0 | 311044-Pipe Insulation - Medium pressure steam >15 psi >= 1" pipe |  | 8 | Misc._Commercial | DHW HtPmp | 0 |  |  |  |  | 16.57 | 3 | 0 | 0 | 0 | 13.57 | 0 |  | kW | 0 | 4.977 | Commercial |  | Annual | [5 empty] | 20 | 0.96 |  |  |  | 0 | 0 | 120 | 0 | 0 | 0 | 0 | 0 | 0 | 0 | 0 | 0 | 0 | 0 | 0 | 0 | 0 | 0 | 120 | 0 | 0 | 0 | 0 | 0 | 0 | 0 | 0 | 0 | 0 | 0 | 0 | 0 | 0 | 0 | 0 | 0 | 0 | 0 | 0 | 0 | [16 empty] | 120
0 | 311044-Pipe Insulation - Medium pressure steam >15 psi >= 1" pipe |  | 6 | Misc._Commercial | DHW HtPmp | 0 |  |  |  |  | 16.57 | 3 | 0 | 0 | 0 | 13.57 | 0 |  | kW | 0 | 4.977 | Commercial |  | Annual | [5 empty] | 20 | 0.96 |  |  |  | 0 | 0 | 54 | 0 | 0 | 0 | 0 | 0 | 0 | 0 | 0 | 0 | 0 | 0 | 0 | 0 | 0 | 0 | 54 | 0 | 0 | 0 | 0 | 0 | 0 | 0 | 0 | 0 | 0 | 0 | 0 | 0 | 0 | 0 | 0 | 0 | 0 | 0 | 0 | 0 | [16 empty] | 54
0 | 311044-Pipe Insulation - Medium pressure steam >15 psi >= 1" pipe |  | 8 | Misc._Commercial | DHW HtPmp | 0 |  |  |  |  | 16.57 | 3 | 0 | 0 | 0 | 13.57 | 0 |  | kW | 0 | 4.977 | Commercial |  | Annual | [5 empty] | 20 | 0.96 |  |  |  | 0 | 0 | 51 | 0 | 0 | 0 | 0 | 0 | 0 | 0 | 0 | 0 | 0 | 0 | 0 | 0 | 0 | 0 | 51 | 0 | 0 | 0 | 0 | 0 | 0 | 0 | 0 | 0 | 0 | 0 | 0 | 0 | 0 | 0 | 0 | 0 | 0 | 0 | 0 | 0 | [16 empty] | 51
0 | 311044-Pipe Insulation - Medium pressure steam >15 psi >= 1" pipe |  | 9 | Misc._Commercial | DHW HtPmp | 0 |  |  |  |  | 16.57 | 3 | 0 | 0 | 0 | 13.57 | 0 |  | kW | 0 | 4.977 | Commercial |  | Annual | [5 empty] | 20 | 0.96 |  |  |  | 0 | 0 | 322 | 0 | 0 | 0 | 0 | 0 | 0 | 0 | 0 | 0 | 0 | 0 | 0 | 0 | 0 | 0 | 322 | 0 | 0 | 0 | 0 | 0 | 0 | 0 | 0 | 0 | 0 | 0 | 0 | 0 | 0 | 0 | 0 | 0 | 0 | 0 | 0 | 0 | [16 empty] | 322
0 | 311044-Pipe Insulation - Medium pressure steam >15 psi >= 1" pipe |  | 8 | Misc._Commercial | DHW HtPmp | 0 |  |  |  |  | 16.57 | 3 | 0 | 0 | 0 | 13.57 | 0 |  | kW | 0 | 4.977 | Commercial |  | Annual | [5 empty] | 20 | 0.96 |  |  |  | 0 | 0 | 45 | 0 | 0 | 0 | 0 | 0 | 0 | 0 | 0 | 0 | 0 | 0 | 0 | 0 | 0 | 0 | 45 | 0 | 0 | 0 | 0 | 0 | 0 | 0 | 0 | 0 | 0 | 0 | 0 | 0 | 0 | 0 | 0 | 0 | 0 | 0 | 0 | 0 | [16 empty] | 45
0 | 311044-Pipe Insulation - Medium pressure steam >15 psi >= 1" pipe |  | 8 | Misc._Commercial | DHW HtPmp | 0 |  |  |  |  | 16.57 | 3 | 0 | 0 | 0 | 13.57 | 0 |  | kW | 0 | 4.977 | Commercial |  | Annual | [5 empty] | 20 | 0.96 |  |  |  | 0 | 0 | 33 | 0 | 0 | 0 | 0 | 0 | 0 | 0 | 0 | 0 | 0 | 0 | 0 | 0 | 0 | 0 | 33 | 0 | 0 | 0 | 0 | 0 | 0 | 0 | 0 | 0 | 0 | 0 | 0 | 0 | 0 | 0 | 0 | 0 | 0 | 0 | 0 | 0 | [16 empty] | 33
0 | 311039-Pipe Insulation -Hot Water Application < 1" pipe |  | 9 | Misc._Commercial | DHW HtPmp | 0 |  |  |  |  | 13.85 | 2 | 0 | 0 | 0 | 11.85 | 0 |  | kW | 0 | 0.2212 | Commercial |  | Annual | [5 empty] | 20 | 0.96 |  |  |  | 0 | 0 | 9 | 0 | 0 | 0 | 0 | 0 | 0 | 0 | 0 | 0 | 0 | 0 | 0 | 0 | 0 | 0 | 0 | 9 | 0 | 0 | 0 | 0 | 0 | 0 | 0 | 0 | 0 | 0 | 0 | 0 | 0 | 0 | 0 | 0 | 0 | 0 | 0 | 0 | [16 empty] | 9
0 | 311039-Pipe Insulation -Hot Water Application < 1" pipe |  | 10 | Misc._Commercial | DHW HtPmp | 0 |  |  |  |  | 13.85 | 2 | 0 | 0 | 0 | 11.85 | 0 |  | kW | 0 | 0.2212 | Commercial |  | Annual | [5 empty] | 20 | 0.96 |  |  |  | 0 | 0 | 144 | 0 | 0 | 0 | 0 | 0 | 0 | 0 | 0 | 0 | 0 | 0 | 0 | 0 | 0 | 0 | 0 | 144 | 0 | 0 | 0 | 0 | 0 | 0 | 0 | 0 | 0 | 0 | 0 | 0 | 0 | 0 | 0 | 0 | 0 | 0 | 0 | 0 | [16 empty] | 144
0 | 311034-Steam Trap Replacement - Industrial <15psig |  | 10 | Misc._Commercial | Reduce_Cooling_Load | 0 |  |  |  |  | 180 | 100 | 0 | 0 | 0 | 80 | 0 |  | kW | 0 | 1397.22 | Commercial |  | Annual | [5 empty] | 15 | 0.96 |  |  |  | 0 | 0 | 1 | 0 | 0 | 0 | 0 | 0 | 0 | 0 | 0 | 0 | 0 | 0 | 0 | 0 | 0 | 0 | 0 | 1 | 0 | 0 | 0 | 0 | 0 | 0 | 0 | 0 | 0 | 0 | 0 | 0 | 0 | 0 | 0 | 0 | 0 | 0 | 0 | 0 | [16 empty] | 1
0 | 311034-Steam Trap Replacement - Industrial <15psig |  | 10 | Misc._Commercial | Reduce_Cooling_Load | 0 |  |  |  |  | 180 | 100 | 0 | 0 | 0 | 80 | 0 |  | kW | 0 | 1397.22 | Commercial |  | Annual | [5 empty] | 15 | 0.96 |  |  |  | 0 | 0 | 26 | 0 | 0 | 0 | 0 | 0 | 0 | 0 | 0 | 0 | 0 | 0 | 0 | 0 | 0 | 0 | 0 | 26 | 0 | 0 | 0 | 0 | 0 | 0 | 0 | 0 | 0 | 0 | 0 | 0 | 0 | 0 | 0 | 0 | 0 | 0 | 0 | 0 | [16 empty] | 26
0 | 311034-Steam Trap Replacement - Industrial <15psig |  | 10 | Misc._Commercial | Reduce_Cooling_Load | 0 |  |  |  |  | 180 | 100 | 0 | 0 | 0 | 80 | 0 |  | kW | 0 | 1397.22 | Commercial |  | Annual | [5 empty] | 15 | 0.96 |  |  |  | 0 | 0 | 4 | 0 | 0 | 0 | 0 | 0 | 0 | 0 | 0 | 0 | 0 | 0 | 0 | 0 | 0 | 0 | 0 | 4 | 0 | 0 | 0 | 0 | 0 | 0 | 0 | 0 | 0 | 0 | 0 | 0 | 0 | 0 | 0 | 0 | 0 | 0 | 0 | 0 | [16 empty] | 4
0 | 311034-Steam Trap Replacement - Industrial <15psig |  | 10 | Misc._Commercial | Reduce_Cooling_Load | 0 |  |  |  |  | 180 | 100 | 0 | 0 | 0 | 80 | 0 |  | kW | 0 | 1397.22 | Commercial |  | Annual | [5 empty] | 15 | 0.96 |  |  |  | 0 | 0 | 3 | 0 | 0 | 0 | 0 | 0 | 0 | 0 | 0 | 0 | 0 | 0 | 0 | 0 | 0 | 0 | 0 | 3 | 0 | 0 | 0 | 0 | 0 | 0 | 0 | 0 | 0 | 0 | 0 | 0 | 0 | 0 | 0 | 0 | 0 | 0 | 0 | 0 | [16 empty] | 3
0 | 311036-Steam Trap Replacement - Commercial <12hr/day (Dry Cleaners) |  | 8 | Misc._Commercial | Reduce_Cooling_Load | 0 |  |  |  |  | 77 | 100 | 0 | 0 | 0 | -23 | 0 |  | kW | 0 | 16.68 | Commercial |  | Annual | [5 empty] | 6 | 0.96 |  |  |  | 0 | 0 | 50 | 0 | 0 | 0 | 0 | 0 | 0 | 0 | 0 | 0 | 0 | 0 | 0 | 0 | 0 | 0 | 0 | 50 | 0 | 0 | 0 | 0 | 0 | 0 | 0 | 0 | 0 | 0 | 0 | 0 | 0 | 0 | 0 | 0 | 0 | 0 | 0 | 0 | [16 empty] | 50
0 | 311036-Steam Trap Replacement - Commercial <12hr/day (Dry Cleaners) |  | 8 | Misc._Commercial | Reduce_Cooling_Load | 0 |  |  |  |  | 77 | 100 | 0 | 0 | 0 | -23 | 0 |  | kW | 0 | 16.68 | Commercial |  | Annual | [5 empty] | 6 | 0.96 |  |  |  | 0 | 0 | 15 | 0 | 0 | 0 | 0 | 0 | 0 | 0 | 0 | 0 | 0 | 0 | 0 | 0 | 0 | 0 | 0 | 15 | 0 | 0 | 0 | 0 | 0 | 0 | 0 | 0 | 0 | 0 | 0 | 0 | 0 | 0 | 0 | 0 | 0 | 0 | 0 | 0 | [16 empty] | 15
0 | 311036-Steam Trap Replacement - Commercial <12hr/day (Dry Cleaners) |  | 8 | Misc._Commercial | Reduce_Cooling_Load | 0 |  |  |  |  | 77 | 100 | 0 | 0 | 0 | -23 | 0 |  | kW | 0 | 16.68 | Commercial |  | Annual | [5 empty] | 6 | 0.96 |  |  |  | 0 | 0 | 1 | 0 | 0 | 0 | 0 | 0 | 0 | 0 | 0 | 0 | 0 | 0 | 0 | 0 | 0 | 0 | 0 | 1 | 0 | 0 | 0 | 0 | 0 | 0 | 0 | 0 | 0 | 0 | 0 | 0 | 0 | 0 | 0 | 0 | 0 | 0 | 0 | 0 | [16 empty] | 1
0 | 311036-Steam Trap Replacement - Commercial <12hr/day (Dry Cleaners) |  | 9 | Misc._Commercial | Reduce_Cooling_Load | 0 |  |  |  |  | 77 | 100 | 0 | 0 | 0 | -23 | 0 |  | kW | 0 | 16.68 | Commercial |  | Annual | [5 empty] | 6 | 0.96 |  |  |  | 0 | 0 | 19 | 0 | 0 | 0 | 0 | 0 | 0 | 0 | 0 | 0 | 0 | 0 | 0 | 0 | 0 | 0 | 0 | 19 | 0 | 0 | 0 | 0 | 0 | 0 | 0 | 0 | 0 | 0 | 0 | 0 | 0 | 0 | 0 | 0 | 0 | 0 | 0 | 0 | [16 empty] | 19
0 | 311036-Steam Trap Replacement - Commercial <12hr/day (Dry Cleaners) |  | 8 | Misc._Commercial | Reduce_Cooling_Load | 0 |  |  |  |  | 77 | 100 | 0 | 0 | 0 | -23 | 0 |  | kW | 0 | 16.68 | Commercial |  | Annual | [5 empty] | 6 | 0.96 |  |  |  | 0 | 0 | 22 | 0 | 0 | 0 | 0 | 0 | 0 | 0 | 0 | 0 | 0 | 0 | 0 | 0 | 0 | 0 | 0 | 22 | 0 | 0 | 0 | 0 | 0 | 0 | 0 | 0 | 0 | 0 | 0 | 0 | 0 | 0 | 0 | 0 | 0 | 0 | 0 | 0 | [16 empty] | 22
0 | 311036-Steam Trap Replacement - Commercial <12hr/day (Dry Cleaners) |  | 8 | Misc._Commercial | Reduce_Cooling_Load | 0 |  |  |  |  | 77 | 100 | 0 | 0 | 0 | -23 | 0 |  | kW | 0 | 16.68 | Commercial |  | Annual | [5 empty] | 6 | 0.96 |  |  |  | 0 | 0 | 15 | 0 | 0 | 0 | 0 | 0 | 0 | 0 | 0 | 0 | 0 | 0 | 0 | 0 | 0 | 0 | 0 | 15 | 0 | 0 | 0 | 0 | 0 | 0 | 0 | 0 | 0 | 0 | 0 | 0 | 0 | 0 | 0 | 0 | 0 | 0 | 0 | 0 | [16 empty] | 15
0 | 311036-Steam Trap Replacement - Commercial <12hr/day (Dry Cleaners) |  | 9 | Misc._Commercial | Reduce_Cooling_Load | 0 |  |  |  |  | 77 | 100 | 0 | 0 | 0 | -23 | 0 |  | kW | 0 | 16.68 | Commercial |  | Annual | [5 empty] | 6 | 0.96 |  |  |  | 0 | 0 | 20 | 0 | 0 | 0 | 0 | 0 | 0 | 0 | 0 | 0 | 0 | 0 | 0 | 0 | 0 | 0 | 0 | 20 | 0 | 0 | 0 | 0 | 0 | 0 | 0 | 0 | 0 | 0 | 0 | 0 | 0 | 0 | 0 | 0 | 0 | 0 | 0 | 0 | [16 empty] | 20
0 | 311036-Steam Trap Replacement - Commercial <12hr/day (Dry Cleaners) |  | 9 | Misc._Commercial | Reduce_Cooling_Load | 0 |  |  |  |  | 77 | 100 | 0 | 0 | 0 | -23 | 0 |  | kW | 0 | 16.68 | Commercial |  | Annual | [5 empty] | 6 | 0.96 |  |  |  | 0 | 0 | 11 | 0 | 0 | 0 | 0 | 0 | 0 | 0 | 0 | 0 | 0 | 0 | 0 | 0 | 0 | 0 | 0 | 11 | 0 | 0 | 0 | 0 | 0 | 0 | 0 | 0 | 0 | 0 | 0 | 0 | 0 | 0 | 0 | 0 | 0 | 0 | 0 | 0 | [16 empty] | 11
0 | 311036-Steam Trap Replacement - Commercial <12hr/day (Dry Cleaners) |  | 10 | Misc._Commercial | Reduce_Cooling_Load | 0 |  |  |  |  | 77 | 100 | 0 | 0 | 0 | -23 | 0 |  | kW | 0 | 16.68 | Commercial |  | Annual | [5 empty] | 6 | 0.96 |  |  |  | 0 | 0 | 10 | 0 | 0 | 0 | 0 | 0 | 0 | 0 | 0 | 0 | 0 | 0 | 0 | 0 | 0 | 0 | 0 | 10 | 0 | 0 | 0 | 0 | 0 | 0 | 0 | 0 | 0 | 0 | 0 | 0 | 0 | 0 | 0 | 0 | 0 | 0 | 0 | 0 | [16 empty] | 10
0 | 311036-Steam Trap Replacement - Commercial <12hr/day (Dry Cleaners) |  | 8 | Misc._Commercial | Reduce_Cooling_Load | 0 |  |  |  |  | 77 | 100 | 0 | 0 | 0 | -23 | 0 |  | kW | 0 | 16.68 | Commercial |  | Annual | [5 empty] | 6 | 0.96 |  |  |  | 0 | 0 | 13 | 0 | 0 | 0 | 0 | 0 | 0 | 0 | 0 | 0 | 0 | 0 | 0 | 0 | 0 | 0 | 0 | 13 | 0 | 0 | 0 | 0 | 0 | 0 | 0 | 0 | 0 | 0 | 0 | 0 | 0 | 0 | 0 | 0 | 0 | 0 | 0 | 0 | [16 empty] | 13
0 | 311036-Steam Trap Replacement - Commercial <12hr/day (Dry Cleaners) |  | 8 | Misc._Commercial | Reduce_Cooling_Load | 0 |  |  |  |  | 77 | 100 | 0 | 0 | 0 | -23 | 0 |  | kW | 0 | 16.68 | Commercial |  | Annual | [5 empty] | 6 | 0.96 |  |  |  | 0 | 0 | 25 | 0 | 0 | 0 | 0 | 0 | 0 | 0 | 0 | 0 | 0 | 0 | 0 | 0 | 0 | 0 | 0 | 25 | 0 | 0 | 0 | 0 | 0 | 0 | 0 | 0 | 0 | 0 | 0 | 0 | 0 | 0 | 0 | 0 | 0 | 0 | 0 | 0 | [16 empty] | 25
0 | 311036-Steam Trap Replacement - Commercial <12hr/day (Dry Cleaners) |  | 8 | Misc._Commercial | Reduce_Cooling_Load | 0 |  |  |  |  | 77 | 100 | 0 | 0 | 0 | -23 | 0 |  | kW | 0 | 16.68 | Commercial |  | Annual | [5 empty] | 6 | 0.96 |  |  |  | 0 | 0 | 20 | 0 | 0 | 0 | 0 | 0 | 0 | 0 | 0 | 0 | 0 | 0 | 0 | 0 | 0 | 0 | 0 | 20 | 0 | 0 | 0 | 0 | 0 | 0 | 0 | 0 | 0 | 0 | 0 | 0 | 0 | 0 | 0 | 0 | 0 | 0 | 0 | 0 | [16 empty] | 20
0 | 311036-Steam Trap Replacement - Commercial <12hr/day (Dry Cleaners) |  | 8 | Misc._Commercial | Reduce_Cooling_Load | 0 |  |  |  |  | 77 | 100 | 0 | 0 | 0 | -23 | 0 |  | kW | 0 | 16.68 | Commercial |  | Annual | [5 empty] | 6 | 0.96 |  |  |  | 0 | 0 | 33 | 0 | 0 | 0 | 0 | 0 | 0 | 0 | 0 | 0 | 0 | 0 | 0 | 0 | 0 | 0 | 0 | 33 | 0 | 0 | 0 | 0 | 0 | 0 | 0 | 0 | 0 | 0 | 0 | 0 | 0 | 0 | 0 | 0 | 0 | 0 | 0 | 0 | [16 empty] | 33
0 | 311036-Steam Trap Replacement - Commercial <12hr/day (Dry Cleaners) |  | 9 | Misc._Commercial | Reduce_Cooling_Load | 0 |  |  |  |  | 77 | 100 | 0 | 0 | 0 | -23 | 0 |  | kW | 0 | 16.68 | Commercial |  | Annual | [5 empty] | 6 | 0.96 |  |  |  | 0 | 0 | 12 | 0 | 0 | 0 | 0 | 0 | 0 | 0 | 0 | 0 | 0 | 0 | 0 | 0 | 0 | 0 | 0 | 12 | 0 | 0 | 0 | 0 | 0 | 0 | 0 | 0 | 0 | 0 | 0 | 0 | 0 | 0 | 0 | 0 | 0 | 0 | 0 | 0 | [16 empty] | 12
0 | 311036-Steam Trap Replacement - Commercial <12hr/day (Dry Cleaners) |  | 10 | Misc._Commercial | Reduce_Cooling_Load | 0 |  |  |  |  | 77 | 100 | 0 | 0 | 0 | -23 | 0 |  | kW | 0 | 16.68 | Commercial |  | Annual | [5 empty] | 6 | 0.96 |  |  |  | 0 | 0 | 19 | 0 | 0 | 0 | 0 | 0 | 0 | 0 | 0 | 0 | 0 | 0 | 0 | 0 | 0 | 0 | 0 | 19 | 0 | 0 | 0 | 0 | 0 | 0 | 0 | 0 | 0 | 0 | 0 | 0 | 0 | 0 | 0 | 0 | 0 | 0 | 0 | 0 | [16 empty] | 19
0 | 311036-Steam Trap Replacement - Commercial <12hr/day (Dry Cleaners) |  | 10 | Misc._Commercial | Reduce_Cooling_Load | 0 |  |  |  |  | 77 | 100 | 0 | 0 | 0 | -23 | 0 |  | kW | 0 | 16.68 | Commercial |  | Annual | [5 empty] | 6 | 0.96 |  |  |  | 0 | 0 | 12 | 0 | 0 | 0 | 0 | 0 | 0 | 0 | 0 | 0 | 0 | 0 | 0 | 0 | 0 | 0 | 0 | 12 | 0 | 0 | 0 | 0 | 0 | 0 | 0 | 0 | 0 | 0 | 0 | 0 | 0 | 0 | 0 | 0 | 0 | 0 | 0 | 0 | [16 empty] | 12
0 | 311036-Steam Trap Replacement - Commercial <12hr/day (Dry Cleaners) |  | 9 | Misc._Commercial | Reduce_Cooling_Load | 0 |  |  |  |  | 77 | 100 | 0 | 0 | 0 | -23 | 0 |  | kW | 0 | 16.68 | Commercial |  | Annual | [5 empty] | 6 | 0.96 |  |  |  | 0 | 0 | 13 | 0 | 0 | 0 | 0 | 0 | 0 | 0 | 0 | 0 | 0 | 0 | 0 | 0 | 0 | 0 | 0 | 13 | 0 | 0 | 0 | 0 | 0 | 0 | 0 | 0 | 0 | 0 | 0 | 0 | 0 | 0 | 0 | 0 | 0 | 0 | 0 | 0 | [16 empty] | 13
0 | 311036-Steam Trap Replacement - Commercial <12hr/day (Dry Cleaners) |  | 6 | Misc._Commercial | Reduce_Cooling_Load | 0 |  |  |  |  | 77 | 100 | 0 | 0 | 0 | -23 | 0 |  | kW | 0 | 16.68 | Commercial |  | Annual | [5 empty] | 6 | 0.96 |  |  |  | 0 | 0 | 12 | 0 | 0 | 0 | 0 | 0 | 0 | 0 | 0 | 0 | 0 | 0 | 0 | 0 | 0 | 0 | 0 | 12 | 0 | 0 | 0 | 0 | 0 | 0 | 0 | 0 | 0 | 0 | 0 | 0 | 0 | 0 | 0 | 0 | 0 | 0 | 0 | 0 | [16 empty] | 12
0 | 311036-Steam Trap Replacement - Commercial <12hr/day (Dry Cleaners) |  | 6 | Misc._Commercial | Reduce_Cooling_Load | 0 |  |  |  |  | 77 | 100 | 0 | 0 | 0 | -23 | 0 |  | kW | 0 | 16.68 | Commercial |  | Annual | [5 empty] | 6 | 0.96 |  |  |  | 0 | 0 | 11 | 0 | 0 | 0 | 0 | 0 | 0 | 0 | 0 | 0 | 0 | 0 | 0 | 0 | 0 | 0 | 0 | 11 | 0 | 0 | 0 | 0 | 0 | 0 | 0 | 0 | 0 | 0 | 0 | 0 | 0 | 0 | 0 | 0 | 0 | 0 | 0 | 0 | [16 empty] | 11
0 | 311036-Steam Trap Replacement - Commercial <12hr/day (Dry Cleaners) |  | 6 | Misc._Commercial | Reduce_Cooling_Load | 0 |  |  |  |  | 77 | 100 | 0 | 0 | 0 | -23 | 0 |  | kW | 0 | 16.68 | Commercial |  | Annual | [5 empty] | 6 | 0.96 |  |  |  | 0 | 0 | 1 | 0 | 0 | 0 | 0 | 0 | 0 | 0 | 0 | 0 | 0 | 0 | 0 | 0 | 0 | 0 | 0 | 1 | 0 | 0 | 0 | 0 | 0 | 0 | 0 | 0 | 0 | 0 | 0 | 0 | 0 | 0 | 0 | 0 | 0 | 0 | 0 | 0 | [16 empty] | 1
0 | 311036-Steam Trap Replacement - Commercial <12hr/day (Dry Cleaners) |  | 14 | Misc._Commercial | Reduce_Cooling_Load | 0 |  |  |  |  | 77 | 100 | 0 | 0 | 0 | -23 | 0 |  | kW | 0 | 16.68 | Commercial |  | Annual | [5 empty] | 6 | 0.96 |  |  |  | 0 | 0 | 9 | 0 | 0 | 0 | 0 | 0 | 0 | 0 | 0 | 0 | 0 | 0 | 0 | 0 | 0 | 0 | 0 | 9 | 0 | 0 | 0 | 0 | 0 | 0 | 0 | 0 | 0 | 0 | 0 | 0 | 0 | 0 | 0 | 0 | 0 | 0 | 0 | 0 | [16 empty] | 9
0 | 311036-Steam Trap Replacement - Commercial <12hr/day (Dry Cleaners) |  | 6 | Misc._Commercial | Reduce_Cooling_Load | 0 |  |  |  |  | 77 | 100 | 0 | 0 | 0 | -23 | 0 |  | kW | 0 | 16.68 | Commercial |  | Annual | [5 empty] | 6 | 0.96 |  |  |  | 0 | 0 | 16 | 0 | 0 | 0 | 0 | 0 | 0 | 0 | 0 | 0 | 0 | 0 | 0 | 0 | 0 | 0 | 0 | 16 | 0 | 0 | 0 | 0 | 0 | 0 | 0 | 0 | 0 | 0 | 0 | 0 | 0 | 0 | 0 | 0 | 0 | 0 | 0 | 0 | [16 empty] | 16
0 | 311036-Steam Trap Replacement - Commercial <12hr/day (Dry Cleaners) |  | 8 | Misc._Commercial | Reduce_Cooling_Load | 0 |  |  |  |  | 77 | 100 | 0 | 0 | 0 | -23 | 0 |  | kW | 0 | 16.68 | Commercial |  | Annual | [5 empty] | 6 | 0.96 |  |  |  | 0 | 0 | 17 | 0 | 0 | 0 | 0 | 0 | 0 | 0 | 0 | 0 | 0 | 0 | 0 | 0 | 0 | 0 | 0 | 17 | 0 | 0 | 0 | 0 | 0 | 0 | 0 | 0 | 0 | 0 | 0 | 0 | 0 | 0 | 0 | 0 | 0 | 0 | 0 | 0 | [16 empty] | 17
0 | 311036-Steam Trap Replacement - Commercial <12hr/day (Dry Cleaners) |  | 6 | Misc._Commercial | Reduce_Cooling_Load | 0 |  |  |  |  | 77 | 100 | 0 | 0 | 0 | -23 | 0 |  | kW | 0 | 16.68 | Commercial |  | Annual | [5 empty] | 6 | 0.96 |  |  |  | 0 | 0 | 16 | 0 | 0 | 0 | 0 | 0 | 0 | 0 | 0 | 0 | 0 | 0 | 0 | 0 | 0 | 0 | 0 | 16 | 0 | 0 | 0 | 0 | 0 | 0 | 0 | 0 | 0 | 0 | 0 | 0 | 0 | 0 | 0 | 0 | 0 | 0 | 0 | 0 | [16 empty] | 16
0 | 311036-Steam Trap Replacement - Commercial <12hr/day (Dry Cleaners) |  | 9 | Misc._Commercial | Reduce_Cooling_Load | 0 |  |  |  |  | 77 | 100 | 0 | 0 | 0 | -23 | 0 |  | kW | 0 | 16.68 | Commercial |  | Annual | [5 empty] | 6 | 0.96 |  |  |  | 0 | 0 | 10 | 0 | 0 | 0 | 0 | 0 | 0 | 0 | 0 | 0 | 0 | 0 | 0 | 0 | 0 | 0 | 0 | 10 | 0 | 0 | 0 | 0 | 0 | 0 | 0 | 0 | 0 | 0 | 0 | 0 | 0 | 0 | 0 | 0 | 0 | 0 | 0 | 0 | [16 empty] | 10
0 | 311036-Steam Trap Replacement - Commercial <12hr/day (Dry Cleaners) |  | 6 | Misc._Commercial | Reduce_Cooling_Load | 0 |  |  |  |  | 77 | 100 | 0 | 0 | 0 | -23 | 0 |  | kW | 0 | 16.68 | Commercial |  | Annual | [5 empty] | 6 | 0.96 |  |  |  | 0 | 0 | 21 | 0 | 0 | 0 | 0 | 0 | 0 | 0 | 0 | 0 | 0 | 0 | 0 | 0 | 0 | 0 | 0 | 21 | 0 | 0 | 0 | 0 | 0 | 0 | 0 | 0 | 0 | 0 | 0 | 0 | 0 | 0 | 0 | 0 | 0 | 0 | 0 | 0 | [16 empty] | 21
0 | 311036-Steam Trap Replacement - Commercial <12hr/day (Dry Cleaners) |  | 8 | Misc._Commercial | Reduce_Cooling_Load | 0 |  |  |  |  | 77 | 100 | 0 | 0 | 0 | -23 | 0 |  | kW | 0 | 16.68 | Commercial |  | Annual | [5 empty] | 6 | 0.96 |  |  |  | 0 | 0 | 14 | 0 | 0 | 0 | 0 | 0 | 0 | 0 | 0 | 0 | 0 | 0 | 0 | 0 | 0 | 0 | 0 | 14 | 0 | 0 | 0 | 0 | 0 | 0 | 0 | 0 | 0 | 0 | 0 | 0 | 0 | 0 | 0 | 0 | 0 | 0 | 0 | 0 | [16 empty] | 14
0 | 311036-Steam Trap Replacement - Commercial <12hr/day (Dry Cleaners) |  | 8 | Misc._Commercial | Reduce_Cooling_Load | 0 |  |  |  |  | 77 | 100 | 0 | 0 | 0 | -23 | 0 |  | kW | 0 | 16.68 | Commercial |  | Annual | [5 empty] | 6 | 0.96 |  |  |  | 0 | 0 | 13 | 0 | 0 | 0 | 0 | 0 | 0 | 0 | 0 | 0 | 0 | 0 | 0 | 0 | 0 | 0 | 0 | 13 | 0 | 0 | 0 | 0 | 0 | 0 | 0 | 0 | 0 | 0 | 0 | 0 | 0 | 0 | 0 | 0 | 0 | 0 | 0 | 0 | [16 empty] | 13
0 | 311036-Steam Trap Replacement - Commercial <12hr/day (Dry Cleaners) |  | 9 | Misc._Commercial | Reduce_Cooling_Load | 0 |  |  |  |  | 77 | 100 | 0 | 0 | 0 | -23 | 0 |  | kW | 0 | 16.68 | Commercial |  | Annual | [5 empty] | 6 | 0.96 |  |  |  | 0 | 0 | 12 | 0 | 0 | 0 | 0 | 0 | 0 | 0 | 0 | 0 | 0 | 0 | 0 | 0 | 0 | 0 | 0 | 12 | 0 | 0 | 0 | 0 | 0 | 0 | 0 | 0 | 0 | 0 | 0 | 0 | 0 | 0 | 0 | 0 | 0 | 0 | 0 | 0 | [16 empty] | 12
0 | 311036-Steam Trap Replacement - Commercial <12hr/day (Dry Cleaners) |  | 9 | Misc._Commercial | Reduce_Cooling_Load | 0 |  |  |  |  | 77 | 100 | 0 | 0 | 0 | -23 | 0 |  | kW | 0 | 16.68 | Commercial |  | Annual | [5 empty] | 6 | 0.96 |  |  |  | 0 | 0 | 7 | 0 | 0 | 0 | 0 | 0 | 0 | 0 | 0 | 0 | 0 | 0 | 0 | 0 | 0 | 0 | 0 | 7 | 0 | 0 | 0 | 0 | 0 | 0 | 0 | 0 | 0 | 0 | 0 | 0 | 0 | 0 | 0 | 0 | 0 | 0 | 0 | 0 | [16 empty] | 7
0 | 311036-Steam Trap Replacement - Commercial <12hr/day (Dry Cleaners) |  | 8 | Misc._Commercial | Reduce_Cooling_Load | 0 |  |  |  |  | 77 | 100 | 0 | 0 | 0 | -23 | 0 |  | kW | 0 | 16.68 | Commercial |  | Annual | [5 empty] | 6 | 0.96 |  |  |  | 0 | 0 | 21 | 0 | 0 | 0 | 0 | 0 | 0 | 0 | 0 | 0 | 0 | 0 | 0 | 0 | 0 | 0 | 0 | 21 | 0 | 0 | 0 | 0 | 0 | 0 | 0 | 0 | 0 | 0 | 0 | 0 | 0 | 0 | 0 | 0 | 0 | 0 | 0 | 0 | [16 empty] | 21
0 | 311036-Steam Trap Replacement - Commercial <12hr/day (Dry Cleaners) |  | 14 | Misc._Commercial | Reduce_Cooling_Load | 0 |  |  |  |  | 77 | 100 | 0 | 0 | 0 | -23 | 0 |  | kW | 0 | 16.68 | Commercial |  | Annual | [5 empty] | 6 | 0.96 |  |  |  | 0 | 0 | 1 | 0 | 0 | 0 | 0 | 0 | 0 | 0 | 0 | 0 | 0 | 0 | 0 | 0 | 0 | 0 | 0 | 1 | 0 | 0 | 0 | 0 | 0 | 0 | 0 | 0 | 0 | 0 | 0 | 0 | 0 | 0 | 0 | 0 | 0 | 0 | 0 | 0 | [16 empty] | 1
0 | 311036-Steam Trap Replacement - Commercial <12hr/day (Dry Cleaners) |  | 9 | Misc._Commercial | Reduce_Cooling_Load | 0 |  |  |  |  | 77 | 100 | 0 | 0 | 0 | -23 | 0 |  | kW | 0 | 16.68 | Commercial |  | Annual | [5 empty] | 6 | 0.96 |  |  |  | 0 | 0 | 16 | 0 | 0 | 0 | 0 | 0 | 0 | 0 | 0 | 0 | 0 | 0 | 0 | 0 | 0 | 0 | 0 | 16 | 0 | 0 | 0 | 0 | 0 | 0 | 0 | 0 | 0 | 0 | 0 | 0 | 0 | 0 | 0 | 0 | 0 | 0 | 0 | 0 | [16 empty] | 16
0 | 311036-Steam Trap Replacement - Commercial <12hr/day (Dry Cleaners) |  | 8 | Misc._Commercial | Reduce_Cooling_Load | 0 |  |  |  |  | 77 | 100 | 0 | 0 | 0 | -23 | 0 |  | kW | 0 | 16.68 | Commercial |  | Annual | [5 empty] | 6 | 0.96 |  |  |  | 0 | 0 | 14 | 0 | 0 | 0 | 0 | 0 | 0 | 0 | 0 | 0 | 0 | 0 | 0 | 0 | 0 | 0 | 0 | 14 | 0 | 0 | 0 | 0 | 0 | 0 | 0 | 0 | 0 | 0 | 0 | 0 | 0 | 0 | 0 | 0 | 0 | 0 | 0 | 0 | [16 empty] | 14
0 | 311036-Steam Trap Replacement - Commercial <12hr/day (Dry Cleaners) |  | 10 | Misc._Commercial | Reduce_Cooling_Load | 0 |  |  |  |  | 77 | 100 | 0 | 0 | 0 | -23 | 0 |  | kW | 0 | 16.68 | Commercial |  | Annual | [5 empty] | 6 | 0.96 |  |  |  | 0 | 0 | 9 | 0 | 0 | 0 | 0 | 0 | 0 | 0 | 0 | 0 | 0 | 0 | 0 | 0 | 0 | 0 | 0 | 9 | 0 | 0 | 0 | 0 | 0 | 0 | 0 | 0 | 0 | 0 | 0 | 0 | 0 | 0 | 0 | 0 | 0 | 0 | 0 | 0 | [16 empty] | 9
0 | 311036-Steam Trap Replacement - Commercial <12hr/day (Dry Cleaners) |  | 16 | Misc._Commercial | Reduce_Cooling_Load | 0 |  |  |  |  | 77 | 100 | 0 | 0 | 0 | -23 | 0 |  | kW | 0 | 16.68 | Commercial |  | Annual | [5 empty] | 6 | 0.96 |  |  |  | 0 | 0 | 22 | 0 | 0 | 0 | 0 | 0 | 0 | 0 | 0 | 0 | 0 | 0 | 0 | 0 | 0 | 0 | 0 | 22 | 0 | 0 | 0 | 0 | 0 | 0 | 0 | 0 | 0 | 0 | 0 | 0 | 0 | 0 | 0 | 0 | 0 | 0 | 0 | 0 | [16 empty] | 22
0 | 311036-Steam Trap Replacement - Commercial <12hr/day (Dry Cleaners) |  | 8 | Misc._Commercial | Reduce_Cooling_Load | 0 |  |  |  |  | 77 | 100 | 0 | 0 | 0 | -23 | 0 |  | kW | 0 | 16.68 | Commercial |  | Annual | [5 empty] | 6 | 0.96 |  |  |  | 0 | 0 | 13 | 0 | 0 | 0 | 0 | 0 | 0 | 0 | 0 | 0 | 0 | 0 | 0 | 0 | 0 | 0 | 0 | 13 | 0 | 0 | 0 | 0 | 0 | 0 | 0 | 0 | 0 | 0 | 0 | 0 | 0 | 0 | 0 | 0 | 0 | 0 | 0 | 0 | [16 empty] | 13
0 | 311036-Steam Trap Replacement - Commercial <12hr/day (Dry Cleaners) |  | 6 | Misc._Commercial | Reduce_Cooling_Load | 0 |  |  |  |  | 77 | 100 | 0 | 0 | 0 | -23 | 0 |  | kW | 0 | 16.68 | Commercial |  | Annual | [5 empty] | 6 | 0.96 |  |  |  | 0 | 0 | 9 | 0 | 0 | 0 | 0 | 0 | 0 | 0 | 0 | 0 | 0 | 0 | 0 | 0 | 0 | 0 | 0 | 9 | 0 | 0 | 0 | 0 | 0 | 0 | 0 | 0 | 0 | 0 | 0 | 0 | 0 | 0 | 0 | 0 | 0 | 0 | 0 | 0 | [16 empty] | 9
0 | 311036-Steam Trap Replacement - Commercial <12hr/day (Dry Cleaners) |  | 9 | Misc._Commercial | Reduce_Cooling_Load | 0 |  |  |  |  | 77 | 100 | 0 | 0 | 0 | -23 | 0 |  | kW | 0 | 16.68 | Commercial |  | Annual | [5 empty] | 6 | 0.96 |  |  |  | 0 | 0 | 59 | 0 | 0 | 0 | 0 | 0 | 0 | 0 | 0 | 0 | 0 | 0 | 0 | 0 | 0 | 0 | 0 | 59 | 0 | 0 | 0 | 0 | 0 | 0 | 0 | 0 | 0 | 0 | 0 | 0 | 0 | 0 | 0 | 0 | 0 | 0 | 0 | 0 | [16 empty] | 59
0 | 311036-Steam Trap Replacement - Commercial <12hr/day (Dry Cleaners) |  | 6 | Misc._Commercial | Reduce_Cooling_Load | 0 |  |  |  |  | 77 | 100 | 0 | 0 | 0 | -23 | 0 |  | kW | 0 | 16.68 | Commercial |  | Annual | [5 empty] | 6 | 0.96 |  |  |  | 0 | 0 | 15 | 0 | 0 | 0 | 0 | 0 | 0 | 0 | 0 | 0 | 0 | 0 | 0 | 0 | 0 | 0 | 0 | 15 | 0 | 0 | 0 | 0 | 0 | 0 | 0 | 0 | 0 | 0 | 0 | 0 | 0 | 0 | 0 | 0 | 0 | 0 | 0 | 0 | [16 empty] | 15
0 | 311036-Steam Trap Replacement - Commercial <12hr/day (Dry Cleaners) |  | 6 | Misc._Commercial | Reduce_Cooling_Load | 0 |  |  |  |  | 77 | 100 | 0 | 0 | 0 | -23 | 0 |  | kW | 0 | 16.68 | Commercial |  | Annual | [5 empty] | 6 | 0.96 |  |  |  | 0 | 0 | 20 | 0 | 0 | 0 | 0 | 0 | 0 | 0 | 0 | 0 | 0 | 0 | 0 | 0 | 0 | 0 | 0 | 20 | 0 | 0 | 0 | 0 | 0 | 0 | 0 | 0 | 0 | 0 | 0 | 0 | 0 | 0 | 0 | 0 | 0 | 0 | 0 | 0 | [16 empty] | 20
0 | 311036-Steam Trap Replacement - Commercial <12hr/day (Dry Cleaners) |  | 10 | Misc._Commercial | Reduce_Cooling_Load | 0 |  |  |  |  | 77 | 100 | 0 | 0 | 0 | -23 | 0 |  | kW | 0 | 16.68 | Commercial |  | Annual | [5 empty] | 6 | 0.96 |  |  |  | 0 | 0 | 22 | 0 | 0 | 0 | 0 | 0 | 0 | 0 | 0 | 0 | 0 | 0 | 0 | 0 | 0 | 0 | 0 | 22 | 0 | 0 | 0 | 0 | 0 | 0 | 0 | 0 | 0 | 0 | 0 | 0 | 0 | 0 | 0 | 0 | 0 | 0 | 0 | 0 | [16 empty] | 22
0 | 311036-Steam Trap Replacement - Commercial <12hr/day (Dry Cleaners) |  | 9 | Misc._Commercial | Reduce_Cooling_Load | 0 |  |  |  |  | 77 | 100 | 0 | 0 | 0 | -23 | 0 |  | kW | 0 | 16.68 | Commercial |  | Annual | [5 empty] | 6 | 0.96 |  |  |  | 0 | 0 | 10 | 0 | 0 | 0 | 0 | 0 | 0 | 0 | 0 | 0 | 0 | 0 | 0 | 0 | 0 | 0 | 0 | 10 | 0 | 0 | 0 | 0 | 0 | 0 | 0 | 0 | 0 | 0 | 0 | 0 | 0 | 0 | 0 | 0 | 0 | 0 | 0 | 0 | [16 empty] | 10
0 | 311036-Steam Trap Replacement - Commercial <12hr/day (Dry Cleaners) |  | 6 | Misc._Commercial | Reduce_Cooling_Load | 0 |  |  |  |  | 77 | 98.5 | 0 | 0 | 0 | -21.5 | 0 |  | kW | 0 | 16.68 | Commercial |  | Annual | [5 empty] | 6 | 0.96 |  |  |  | 0 | 0 | 16 | 0 | 0 | 0 | 0 | 0 | 0 | 0 | 0 | 0 | 0 | 0 | 0 | 0 | 0 | 0 | 0 | 16 | 0 | 0 | 0 | 0 | 0 | 0 | 0 | 0 | 0 | 0 | 0 | 0 | 0 | 0 | 0 | 0 | 0 | 0 | 0 | 0 | [16 empty] | 16
0 | 311036-Steam Trap Replacement - Commercial <12hr/day (Dry Cleaners) |  | 15 | Misc._Commercial | Reduce_Cooling_Load | 0 |  |  |  |  | 77 | 98.5 | 0 | 0 | 0 | -21.5 | 0 |  | kW | 0 | 16.68 | Commercial |  | Annual | [5 empty] | 6 | 0.96 |  |  |  | 0 | 0 | 20 | 0 | 0 | 0 | 0 | 0 | 0 | 0 | 0 | 0 | 0 | 0 | 0 | 0 | 0 | 0 | 0 | 20 | 0 | 0 | 0 | 0 | 0 | 0 | 0 | 0 | 0 | 0 | 0 | 0 | 0 | 0 | 0 | 0 | 0 | 0 | 0 | 0 | [16 empty] | 20
0 | 311036-Steam Trap Replacement - Commercial <12hr/day (Dry Cleaners) |  | 6 | Misc._Commercial | Reduce_Cooling_Load | 0 |  |  |  |  | 77 | 100 | 0 | 0 | 0 | -23 | 0 |  | kW | 0 | 16.68 | Commercial |  | Annual | [5 empty] | 6 | 0.96 |  |  |  | 0 | 0 | 11 | 0 | 0 | 0 | 0 | 0 | 0 | 0 | 0 | 0 | 0 | 0 | 0 | 0 | 0 | 0 | 0 | 11 | 0 | 0 | 0 | 0 | 0 | 0 | 0 | 0 | 0 | 0 | 0 | 0 | 0 | 0 | 0 | 0 | 0 | 0 | 0 | 0 | [16 empty] | 11
0 | 311036-Steam Trap Replacement - Commercial <12hr/day (Dry Cleaners) |  | 6 | Misc._Commercial | Reduce_Cooling_Load | 0 |  |  |  |  | 77 | 100 | 0 | 0 | 0 | -23 | 0 |  | kW | 0 | 16.68 | Commercial |  | Annual | [5 empty] | 6 | 0.96 |  |  |  | 0 | 0 | 17 | 0 | 0 | 0 | 0 | 0 | 0 | 0 | 0 | 0 | 0 | 0 | 0 | 0 | 0 | 0 | 0 | 17 | 0 | 0 | 0 | 0 | 0 | 0 | 0 | 0 | 0 | 0 | 0 | 0 | 0 | 0 | 0 | 0 | 0 | 0 | 0 | 0 | [16 empty] | 17
0 | 311036-Steam Trap Replacement - Commercial <12hr/day (Dry Cleaners) |  | 6 | Misc._Commercial | Reduce_Cooling_Load | 0 |  |  |  |  | 77 | 100 | 0 | 0 | 0 | -23 | 0 |  | kW | 0 | 16.68 | Commercial |  | Annual | [5 empty] | 6 | 0.96 |  |  |  | 0 | 0 | 16 | 0 | 0 | 0 | 0 | 0 | 0 | 0 | 0 | 0 | 0 | 0 | 0 | 0 | 0 | 0 | 0 | 16 | 0 | 0 | 0 | 0 | 0 | 0 | 0 | 0 | 0 | 0 | 0 | 0 | 0 | 0 | 0 | 0 | 0 | 0 | 0 | 0 | [16 empty] | 16
0 | 311036-Steam Trap Replacement - Commercial <12hr/day (Dry Cleaners) |  | 6 | Misc._Commercial | Reduce_Cooling_Load | 0 |  |  |  |  | 77 | 100 | 0 | 0 | 0 | -23 | 0 |  | kW | 0 | 16.68 | Commercial |  | Annual | [5 empty] | 6 | 0.96 |  |  |  | 0 | 0 | 9 | 0 | 0 | 0 | 0 | 0 | 0 | 0 | 0 | 0 | 0 | 0 | 0 | 0 | 0 | 0 | 0 | 9 | 0 | 0 | 0 | 0 | 0 | 0 | 0 | 0 | 0 | 0 | 0 | 0 | 0 | 0 | 0 | 0 | 0 | 0 | 0 | 0 | [16 empty] | 9
0 | 311036-Steam Trap Replacement - Commercial <12hr/day (Dry Cleaners) |  | 9 | Misc._Commercial | Reduce_Cooling_Load | 0 |  |  |  |  | 77 | 100 | 0 | 0 | 0 | -23 | 0 |  | kW | 0 | 16.68 | Commercial |  | Annual | [5 empty] | 6 | 0.96 |  |  |  | 0 | 0 | 14 | 0 | 0 | 0 | 0 | 0 | 0 | 0 | 0 | 0 | 0 | 0 | 0 | 0 | 0 | 0 | 0 | 14 | 0 | 0 | 0 | 0 | 0 | 0 | 0 | 0 | 0 | 0 | 0 | 0 | 0 | 0 | 0 | 0 | 0 | 0 | 0 | 0 | [16 empty] | 14
0 | 311036-Steam Trap Replacement - Commercial <12hr/day (Dry Cleaners) |  | 8 | Misc._Commercial | Reduce_Cooling_Load | 0 |  |  |  |  | 77 | 100 | 0 | 0 | 0 | -23 | 0 |  | kW | 0 | 16.68 | Commercial |  | Annual | [5 empty] | 6 | 0.96 |  |  |  | 0 | 0 | 8 | 0 | 0 | 0 | 0 | 0 | 0 | 0 | 0 | 0 | 0 | 0 | 0 | 0 | 0 | 0 | 0 | 8 | 0 | 0 | 0 | 0 | 0 | 0 | 0 | 0 | 0 | 0 | 0 | 0 | 0 | 0 | 0 | 0 | 0 | 0 | 0 | 0 | [16 empty] | 8
0 | 311036-Steam Trap Replacement - Commercial <12hr/day (Dry Cleaners) |  | 8 | Misc._Commercial | Reduce_Cooling_Load | 0 |  |  |  |  | 77 | 100 | 0 | 0 | 0 | -23 | 0 |  | kW | 0 | 16.68 | Commercial |  | Annual | [5 empty] | 6 | 0.96 |  |  |  | 0 | 0 | 16 | 0 | 0 | 0 | 0 | 0 | 0 | 0 | 0 | 0 | 0 | 0 | 0 | 0 | 0 | 0 | 0 | 16 | 0 | 0 | 0 | 0 | 0 | 0 | 0 | 0 | 0 | 0 | 0 | 0 | 0 | 0 | 0 | 0 | 0 | 0 | 0 | 0 | [16 empty] | 16
0 | 311036-Steam Trap Replacement - Commercial <12hr/day (Dry Cleaners) |  | 10 | Misc._Commercial | Reduce_Cooling_Load | 0 |  |  |  |  | 77 | 100 | 0 | 0 | 0 | -23 | 0 |  | kW | 0 | 16.68 | Commercial |  | Annual | [5 empty] | 6 | 0.96 |  |  |  | 0 | 0 | 12 | 0 | 0 | 0 | 0 | 0 | 0 | 0 | 0 | 0 | 0 | 0 | 0 | 0 | 0 | 0 | 0 | 12 | 0 | 0 | 0 | 0 | 0 | 0 | 0 | 0 | 0 | 0 | 0 | 0 | 0 | 0 | 0 | 0 | 0 | 0 | 0 | 0 | [16 empty] | 12
0 | 311036-Steam Trap Replacement - Commercial <12hr/day (Dry Cleaners) |  | 9 | Misc._Commercial | Reduce_Cooling_Load | 0 |  |  |  |  | 77 | 100 | 0 | 0 | 0 | -23 | 0 |  | kW | 0 | 16.68 | Commercial |  | Annual | [5 empty] | 6 | 0.96 |  |  |  | 0 | 0 | 19 | 0 | 0 | 0 | 0 | 0 | 0 | 0 | 0 | 0 | 0 | 0 | 0 | 0 | 0 | 0 | 0 | 19 | 0 | 0 | 0 | 0 | 0 | 0 | 0 | 0 | 0 | 0 | 0 | 0 | 0 | 0 | 0 | 0 | 0 | 0 | 0 | 0 | [16 empty] | 19
0 | 311036-Steam Trap Replacement - Commercial <12hr/day (Dry Cleaners) |  | 10 | Misc._Commercial | Reduce_Cooling_Load | 0 |  |  |  |  | 77 | 100 | 0 | 0 | 0 | -23 | 0 |  | kW | 0 | 16.68 | Commercial |  | Annual | [5 empty] | 6 | 0.96 |  |  |  | 0 | 0 | 14 | 0 | 0 | 0 | 0 | 0 | 0 | 0 | 0 | 0 | 0 | 0 | 0 | 0 | 0 | 0 | 0 | 14 | 0 | 0 | 0 | 0 | 0 | 0 | 0 | 0 | 0 | 0 | 0 | 0 | 0 | 0 | 0 | 0 | 0 | 0 | 0 | 0 | [16 empty] | 14
0 | 311036-Steam Trap Replacement - Commercial <12hr/day (Dry Cleaners) |  | 9 | Misc._Commercial | Reduce_Cooling_Load | 0 |  |  |  |  | 77 | 100 | 0 | 0 | 0 | -23 | 0 |  | kW | 0 | 16.68 | Commercial |  | Annual | [5 empty] | 6 | 0.96 |  |  |  | 0 | 0 | 7 | 0 | 0 | 0 | 0 | 0 | 0 | 0 | 0 | 0 | 0 | 0 | 0 | 0 | 0 | 0 | 0 | 7 | 0 | 0 | 0 | 0 | 0 | 0 | 0 | 0 | 0 | 0 | 0 | 0 | 0 | 0 | 0 | 0 | 0 | 0 | 0 | 0 | [16 empty] | 7
0 | 311036-Steam Trap Replacement - Commercial <12hr/day (Dry Cleaners) |  | 6 | Misc._Commercial | Reduce_Cooling_Load | 0 |  |  |  |  | 77 | 100 | 0 | 0 | 0 | -23 | 0 |  | kW | 0 | 16.68 | Commercial |  | Annual | [5 empty] | 6 | 0.96 |  |  |  | 0 | 0 | 10 | 0 | 0 | 0 | 0 | 0 | 0 | 0 | 0 | 0 | 0 | 0 | 0 | 0 | 0 | 0 | 0 | 10 | 0 | 0 | 0 | 0 | 0 | 0 | 0 | 0 | 0 | 0 | 0 | 0 | 0 | 0 | 0 | 0 | 0 | 0 | 0 | 0 | [16 empty] | 10
0 | 311036-Steam Trap Replacement - Commercial <12hr/day (Dry Cleaners) |  | 13 | Misc._Commercial | Reduce_Cooling_Load | 0 |  |  |  |  | 77 | 100 | 0 | 0 | 0 | -23 | 0 |  | kW | 0 | 16.68 | Commercial |  | Annual | [5 empty] | 6 | 0.96 |  |  |  | 0 | 0 | 25 | 0 | 0 | 0 | 0 | 0 | 0 | 0 | 0 | 0 | 0 | 0 | 0 | 0 | 0 | 0 | 0 | 25 | 0 | 0 | 0 | 0 | 0 | 0 | 0 | 0 | 0 | 0 | 0 | 0 | 0 | 0 | 0 | 0 | 0 | 0 | 0 | 0 | [16 empty] | 25
0 | 311036-Steam Trap Replacement - Commercial <12hr/day (Dry Cleaners) |  | 6 | Misc._Commercial | Reduce_Cooling_Load | 0 |  |  |  |  | 77 | 100 | 0 | 0 | 0 | -23 | 0 |  | kW | 0 | 16.68 | Commercial |  | Annual | [5 empty] | 6 | 0.96 |  |  |  | 0 | 0 | 41 | 0 | 0 | 0 | 0 | 0 | 0 | 0 | 0 | 0 | 0 | 0 | 0 | 0 | 0 | 0 | 0 | 41 | 0 | 0 | 0 | 0 | 0 | 0 | 0 | 0 | 0 | 0 | 0 | 0 | 0 | 0 | 0 | 0 | 0 | 0 | 0 | 0 | [16 empty] | 41
0 | 311036-Steam Trap Replacement - Commercial <12hr/day (Dry Cleaners) |  | 9 | Misc._Commercial | Reduce_Cooling_Load | 0 |  |  |  |  | 77 | 100 | 0 | 0 | 0 | -23 | 0 |  | kW | 0 | 16.68 | Commercial |  | Annual | [5 empty] | 6 | 0.96 |  |  |  | 0 | 0 | 11 | 0 | 0 | 0 | 0 | 0 | 0 | 0 | 0 | 0 | 0 | 0 | 0 | 0 | 0 | 0 | 0 | 11 | 0 | 0 | 0 | 0 | 0 | 0 | 0 | 0 | 0 | 0 | 0 | 0 | 0 | 0 | 0 | 0 | 0 | 0 | 0 | 0 | [16 empty] | 11
0 | 311036-Steam Trap Replacement - Commercial <12hr/day (Dry Cleaners) |  | 8 | Misc._Commercial | Reduce_Cooling_Load | 0 |  |  |  |  | 77 | 100 | 0 | 0 | 0 | -23 | 0 |  | kW | 0 | 16.68 | Commercial |  | Annual | [5 empty] | 6 | 0.96 |  |  |  | 0 | 0 | 8 | 0 | 0 | 0 | 0 | 0 | 0 | 0 | 0 | 0 | 0 | 0 | 0 | 0 | 0 | 0 | 0 | 8 | 0 | 0 | 0 | 0 | 0 | 0 | 0 | 0 | 0 | 0 | 0 | 0 | 0 | 0 | 0 | 0 | 0 | 0 | 0 | 0 | [16 empty] | 8
0 | 311036-Steam Trap Replacement - Commercial <12hr/day (Dry Cleaners) |  | 10 | Misc._Commercial | Reduce_Cooling_Load | 0 |  |  |  |  | 77 | 100 | 0 | 0 | 0 | -23 | 0 |  | kW | 0 | 16.68 | Commercial |  | Annual | [5 empty] | 6 | 0.96 |  |  |  | 0 | 0 | 15 | 0 | 0 | 0 | 0 | 0 | 0 | 0 | 0 | 0 | 0 | 0 | 0 | 0 | 0 | 0 | 0 | 15 | 0 | 0 | 0 | 0 | 0 | 0 | 0 | 0 | 0 | 0 | 0 | 0 | 0 | 0 | 0 | 0 | 0 | 0 | 0 | 0 | [16 empty] | 15
0 | 311036-Steam Trap Replacement - Commercial <12hr/day (Dry Cleaners) |  | 6 | Misc._Commercial | Reduce_Cooling_Load | 0 |  |  |  |  | 77 | 100 | 0 | 0 | 0 | -23 | 0 |  | kW | 0 | 16.68 | Commercial |  | Annual | [5 empty] | 6 | 0.96 |  |  |  | 0 | 0 | 15 | 0 | 0 | 0 | 0 | 0 | 0 | 0 | 0 | 0 | 0 | 0 | 0 | 0 | 0 | 0 | 0 | 15 | 0 | 0 | 0 | 0 | 0 | 0 | 0 | 0 | 0 | 0 | 0 | 0 | 0 | 0 | 0 | 0 | 0 | 0 | 0 | 0 | [16 empty] | 15
0 | 311036-Steam Trap Replacement - Commercial <12hr/day (Dry Cleaners) |  | 9 | Misc._Commercial | Reduce_Cooling_Load | 0 |  |  |  |  | 77 | 100 | 0 | 0 | 0 | -23 | 0 |  | kW | 0 | 16.68 | Commercial |  | Annual | [5 empty] | 6 | 0.96 |  |  |  | 0 | 0 | 22 | 0 | 0 | 0 | 0 | 0 | 0 | 0 | 0 | 0 | 0 | 0 | 0 | 0 | 0 | 0 | 0 | 22 | 0 | 0 | 0 | 0 | 0 | 0 | 0 | 0 | 0 | 0 | 0 | 0 | 0 | 0 | 0 | 0 | 0 | 0 | 0 | 0 | [16 empty] | 22
0 | 311036-Steam Trap Replacement - Commercial <12hr/day (Dry Cleaners) |  | 8 | Misc._Commercial | Reduce_Cooling_Load | 0 |  |  |  |  | 77 | 100 | 0 | 0 | 0 | -23 | 0 |  | kW | 0 | 16.68 | Commercial |  | Annual | [5 empty] | 6 | 0.96 |  |  |  | 0 | 0 | 16 | 0 | 0 | 0 | 0 | 0 | 0 | 0 | 0 | 0 | 0 | 0 | 0 | 0 | 0 | 0 | 0 | 16 | 0 | 0 | 0 | 0 | 0 | 0 | 0 | 0 | 0 | 0 | 0 | 0 | 0 | 0 | 0 | 0 | 0 | 0 | 0 | 0 | [16 empty] | 16
0 | 311036-Steam Trap Replacement - Commercial <12hr/day (Dry Cleaners) |  | System | Misc._Commercial | Reduce_Cooling_Load | 0 |  |  |  |  | 77 | 98.5 | 0 | 0 | 0 | -21.5 | 0 |  | kW | 0 | 16.68 | Commercial |  | Annual | [5 empty] | 6 | 0.96 |  |  |  | 0 | 0 | 5 | 0 | 0 | 0 | 0 | 0 | 0 | 0 | 0 | 0 | 0 | 0 | 0 | 0 | 0 | 0 | 0 | 5 | 0 | 0 | 0 | 0 | 0 | 0 | 0 | 0 | 0 | 0 | 0 | 0 | 0 | 0 | 0 | 0 | 0 | 0 | 0 | 0 | [16 empty] | 5
0 | 311036-Steam Trap Replacement - Commercial <12hr/day (Dry Cleaners) |  | System | Misc._Commercial | Reduce_Cooling_Load | 0 |  |  |  |  | 77 | 98.5 | 0 | 0 | 0 | -21.5 | 0 |  | kW | 0 | 16.68 | Commercial |  | Annual | [5 empty] | 6 | 0.96 |  |  |  | 0 | 0 | 9 | 0 | 0 | 0 | 0 | 0 | 0 | 0 | 0 | 0 | 0 | 0 | 0 | 0 | 0 | 0 | 0 | 9 | 0 | 0 | 0 | 0 | 0 | 0 | 0 | 0 | 0 | 0 | 0 | 0 | 0 | 0 | 0 | 0 | 0 | 0 | 0 | 0 | [16 empty] | 9
0 | 311036-Steam Trap Replacement - Commercial <12hr/day (Dry Cleaners) |  | 9 | Misc._Commercial | Reduce_Cooling_Load | 0 |  |  |  |  | 77 | 100 | 0 | 0 | 0 | -23 | 0 |  | kW | 0 | 16.68 | Commercial |  | Annual | [5 empty] | 6 | 0.96 |  |  |  | 0 | 0 | 12 | 0 | 0 | 0 | 0 | 0 | 0 | 0 | 0 | 0 | 0 | 0 | 0 | 0 | 0 | 0 | 0 | 12 | 0 | 0 | 0 | 0 | 0 | 0 | 0 | 0 | 0 | 0 | 0 | 0 | 0 | 0 | 0 | 0 | 0 | 0 | 0 | 0 | [16 empty] | 12
0 | 311036-Steam Trap Replacement - Commercial <12hr/day (Dry Cleaners) |  | 8 | Misc._Commercial | Reduce_Cooling_Load | 0 |  |  |  |  | 77 | 100 | 0 | 0 | 0 | -23 | 0 |  | kW | 0 | 16.68 | Commercial |  | Annual | [5 empty] | 6 | 0.96 |  |  |  | 0 | 0 | 12 | 0 | 0 | 0 | 0 | 0 | 0 | 0 | 0 | 0 | 0 | 0 | 0 | 0 | 0 | 0 | 0 | 12 | 0 | 0 | 0 | 0 | 0 | 0 | 0 | 0 | 0 | 0 | 0 | 0 | 0 | 0 | 0 | 0 | 0 | 0 | 0 | 0 | [16 empty] | 12
0 | 311036-Steam Trap Replacement - Commercial <12hr/day (Dry Cleaners) |  | 10 | Misc._Commercial | Reduce_Cooling_Load | 0 |  |  |  |  | 77 | 100 | 0 | 0 | 0 | -23 | 0 |  | kW | 0 | 16.68 | Commercial |  | Annual | [5 empty] | 6 | 0.96 |  |  |  | 0 | 0 | 20 | 0 | 0 | 0 | 0 | 0 | 0 | 0 | 0 | 0 | 0 | 0 | 0 | 0 | 0 | 0 | 0 | 20 | 0 | 0 | 0 | 0 | 0 | 0 | 0 | 0 | 0 | 0 | 0 | 0 | 0 | 0 | 0 | 0 | 0 | 0 | 0 | 0 | [16 empty] | 20
0 | 311036-Steam Trap Replacement - Commercial <12hr/day (Dry Cleaners) |  | 10 | Misc._Commercial | Reduce_Cooling_Load | 0 |  |  |  |  | 77 | 100 | 0 | 0 | 0 | -23 | 0 |  | kW | 0 | 16.68 | Commercial |  | Annual | [5 empty] | 6 | 0.96 |  |  |  | 0 | 0 | 14 | 0 | 0 | 0 | 0 | 0 | 0 | 0 | 0 | 0 | 0 | 0 | 0 | 0 | 0 | 0 | 0 | 14 | 0 | 0 | 0 | 0 | 0 | 0 | 0 | 0 | 0 | 0 | 0 | 0 | 0 | 0 | 0 | 0 | 0 | 0 | 0 | 0 | [16 empty] | 14
0 | 311036-Steam Trap Replacement - Commercial <12hr/day (Dry Cleaners) |  | 15 | Misc._Commercial | Reduce_Cooling_Load | 0 |  |  |  |  | 77 | 100 | 0 | 0 | 0 | -23 | 0 |  | kW | 0 | 16.68 | Commercial |  | Annual | [5 empty] | 6 | 0.96 |  |  |  | 0 | 0 | 7 | 0 | 0 | 0 | 0 | 0 | 0 | 0 | 0 | 0 | 0 | 0 | 0 | 0 | 0 | 0 | 0 | 7 | 0 | 0 | 0 | 0 | 0 | 0 | 0 | 0 | 0 | 0 | 0 | 0 | 0 | 0 | 0 | 0 | 0 | 0 | 0 | 0 | [16 empty] | 7
0 | 311036-Steam Trap Replacement - Commercial <12hr/day (Dry Cleaners) |  | 9 | Misc._Commercial | Reduce_Cooling_Load | 0 |  |  |  |  | 77 | 100 | 0 | 0 | 0 | -23 | 0 |  | kW | 0 | 16.68 | Commercial |  | Annual | [5 empty] | 6 | 0.96 |  |  |  | 0 | 0 | 13 | 0 | 0 | 0 | 0 | 0 | 0 | 0 | 0 | 0 | 0 | 0 | 0 | 0 | 0 | 0 | 0 | 13 | 0 | 0 | 0 | 0 | 0 | 0 | 0 | 0 | 0 | 0 | 0 | 0 | 0 | 0 | 0 | 0 | 0 | 0 | 0 | 0 | [16 empty] | 13
0 | 311036-Steam Trap Replacement - Commercial <12hr/day (Dry Cleaners) |  | 8 | Misc._Commercial | Reduce_Cooling_Load | 0 |  |  |  |  | 77 | 100 | 0 | 0 | 0 | -23 | 0 |  | kW | 0 | 16.68 | Commercial |  | Annual | [5 empty] | 6 | 0.96 |  |  |  | 0 | 0 | 28 | 0 | 0 | 0 | 0 | 0 | 0 | 0 | 0 | 0 | 0 | 0 | 0 | 0 | 0 | 0 | 0 | 28 | 0 | 0 | 0 | 0 | 0 | 0 | 0 | 0 | 0 | 0 | 0 | 0 | 0 | 0 | 0 | 0 | 0 | 0 | 0 | 0 | [16 empty] | 28
0 | 311036-Steam Trap Replacement - Commercial <12hr/day (Dry Cleaners) |  | 9 | Misc._Commercial | Reduce_Cooling_Load | 0 |  |  |  |  | 77 | 100 | 0 | 0 | 0 | -23 | 0 |  | kW | 0 | 16.68 | Commercial |  | Annual | [5 empty] | 6 | 0.96 |  |  |  | 0 | 0 | 12 | 0 | 0 | 0 | 0 | 0 | 0 | 0 | 0 | 0 | 0 | 0 | 0 | 0 | 0 | 0 | 0 | 12 | 0 | 0 | 0 | 0 | 0 | 0 | 0 | 0 | 0 | 0 | 0 | 0 | 0 | 0 | 0 | 0 | 0 | 0 | 0 | 0 | [16 empty] | 12
0 | 311036-Steam Trap Replacement - Commercial <12hr/day (Dry Cleaners) |  | 8 | Misc._Commercial | Reduce_Cooling_Load | 0 |  |  |  |  | 77 | 100 | 0 | 0 | 0 | -23 | 0 |  | kW | 0 | 16.68 | Commercial |  | Annual | [5 empty] | 6 | 0.96 |  |  |  | 0 | 0 | 23 | 0 | 0 | 0 | 0 | 0 | 0 | 0 | 0 | 0 | 0 | 0 | 0 | 0 | 0 | 0 | 0 | 23 | 0 | 0 | 0 | 0 | 0 | 0 | 0 | 0 | 0 | 0 | 0 | 0 | 0 | 0 | 0 | 0 | 0 | 0 | 0 | 0 | [16 empty] | 23
0 | 311037-Steam Trap Replacement - Industrial <15 psig/Other Commercial 12-24 hr/day |  | 8 | Misc._Commercial | Reduce_Cooling_Load | 0 |  |  |  |  | 180 | 100 | 0 | 0 | 0 | 80 | 0 |  | kW | 0 | 1397.22 | Commercial |  | Annual | [5 empty] | 6 | 0.96 |  |  |  | 0 | 0 | 8 | 0 | 0 | 0 | 0 | 0 | 0 | 0 | 0 | 0 | 0 | 0 | 0 | 0 | 0 | 0 | 0 | 8 | 0 | 0 | 0 | 0 | 0 | 0 | 0 | 0 | 0 | 0 | 0 | 0 | 0 | 0 | 0 | 0 | 0 | 0 | 0 | 0 | [16 empty] | 8
0 | 311037-Steam Trap Replacement - Industrial <15 psig/Other Commercial 12-24 hr/day |  | 10 | Misc._Commercial | Reduce_Cooling_Load | 0 |  |  |  |  | 180 | 100 | 0 | 0 | 0 | 80 | 0 |  | kW | 0 | 1397.22 | Commercial |  | Annual | [5 empty] | 6 | 0.96 |  |  |  | 0 | 0 | 10 | 0 | 0 | 0 | 0 | 0 | 0 | 0 | 0 | 0 | 0 | 0 | 0 | 0 | 0 | 0 | 0 | 10 | 0 | 0 | 0 | 0 | 0 | 0 | 0 | 0 | 0 | 0 | 0 | 0 | 0 | 0 | 0 | 0 | 0 | 0 | 0 | 0 | [16 empty] | 10
0 | 311037-Steam Trap Replacement - Industrial <15 psig/Other Commercial 12-24 hr/day |  | 10 | Misc._Commercial | Reduce_Cooling_Load | 0 |  |  |  |  | 180 | 100 | 0 | 0 | 0 | 80 | 0 |  | kW | 0 | 1397.22 | Commercial |  | Annual | [5 empty] | 6 | 0.96 |  |  |  | 0 | 0 | 10 | 0 | 0 | 0 | 0 | 0 | 0 | 0 | 0 | 0 | 0 | 0 | 0 | 0 | 0 | 0 | 0 | 10 | 0 | 0 | 0 | 0 | 0 | 0 | 0 | 0 | 0 | 0 | 0 | 0 | 0 | 0 | 0 | 0 | 0 | 0 | 0 | 0 | [16 empty] | 10
0 | 311037-Steam Trap Replacement - Industrial <15 psig/Other Commercial 12-24 hr/day |  | 10 | Misc._Commercial | Reduce_Cooling_Load | 0 |  |  |  |  | 180 | 100 | 0 | 0 | 0 | 80 | 0 |  | kW | 0 | 1397.22 | Commercial |  | Annual | [5 empty] | 6 | 0.96 |  |  |  | 0 | 0 | 1 | 0 | 0 | 0 | 0 | 0 | 0 | 0 | 0 | 0 | 0 | 0 | 0 | 0 | 0 | 0 | 0 | 1 | 0 | 0 | 0 | 0 | 0 | 0 | 0 | 0 | 0 | 0 | 0 | 0 | 0 | 0 | 0 | 0 | 0 | 0 | 0 | 0 | [16 empty] | 1
0 | 311037-Steam Trap Replacement - Industrial <15 psig/Other Commercial 12-24 hr/day |  | 10 | Misc._Commercial | Reduce_Cooling_Load | 0 |  |  |  |  | 180 | 94.5 | 0 | 0 | 0 | 85.5 | 0 |  | kW | 0 | 1397.22 | Commercial |  | Annual | [5 empty] | 6 | 0.96 |  |  |  | 0 | 0 | 6 | 0 | 0 | 0 | 0 | 0 | 0 | 0 | 0 | 0 | 0 | 0 | 0 | 0 | 0 | 0 | 0 | 6 | 0 | 0 | 0 | 0 | 0 | 0 | 0 | 0 | 0 | 0 | 0 | 0 | 0 | 0 | 0 | 0 | 0 | 0 | 0 | 0 | [16 empty] | 6
0 | 311037-Steam Trap Replacement - Industrial <15 psig/Other Commercial 12-24 hr/day |  | 10 | Misc._Commercial | Reduce_Cooling_Load | 0 |  |  |  |  | 180 | 100 | 0 | 0 | 0 | 80 | 0 |  | kW | 0 | 1397.22 | Commercial |  | Annual | [5 empty] | 6 | 0.96 |  |  |  | 0 | 0 | 1 | 0 | 0 | 0 | 0 | 0 | 0 | 0 | 0 | 0 | 0 | 0 | 0 | 0 | 0 | 0 | 0 | 1 | 0 | 0 | 0 | 0 | 0 | 0 | 0 | 0 | 0 | 0 | 0 | 0 | 0 | 0 | 0 | 0 | 0 | 0 | 0 | 0 | [16 empty] | 1
0 | 311037-Steam Trap Replacement - Industrial <15 psig/Other Commercial 12-24 hr/day |  | 10 | Misc._Commercial | Reduce_Cooling_Load | 0 |  |  |  |  | 180 | 100 | 0 | 0 | 0 | 80 | 0 |  | kW | 0 | 1397.22 | Commercial |  | Annual | [5 empty] | 6 | 0.96 |  |  |  | 0 | 0 | 6 | 0 | 0 | 0 | 0 | 0 | 0 | 0 | 0 | 0 | 0 | 0 | 0 | 0 | 0 | 0 | 0 | 6 | 0 | 0 | 0 | 0 | 0 | 0 | 0 | 0 | 0 | 0 | 0 | 0 | 0 | 0 | 0 | 0 | 0 | 0 | 0 | 0 | [16 empty] | 6
0 | 311037-Steam Trap Replacement - Industrial <15 psig/Other Commercial 12-24 hr/day |  | 10 | Misc._Commercial | Reduce_Cooling_Load | 0 |  |  |  |  | 180 | 100 | 0 | 0 | 0 | 80 | 0 |  | kW | 0 | 1397.22 | Commercial |  | Annual | [5 empty] | 6 | 0.96 |  |  |  | 0 | 0 | 2 | 0 | 0 | 0 | 0 | 0 | 0 | 0 | 0 | 0 | 0 | 0 | 0 | 0 | 0 | 0 | 0 | 2 | 0 | 0 | 0 | 0 | 0 | 0 | 0 | 0 | 0 | 0 | 0 | 0 | 0 | 0 | 0 | 0 | 0 | 0 | 0 | 0 | [16 empty] | 2
0 | 311037-Steam Trap Replacement - Industrial <15 psig/Other Commercial 12-24 hr/day |  | 10 | Misc._Commercial | Reduce_Cooling_Load | 0 |  |  |  |  | 180 | 100 | 0 | 0 | 0 | 80 | 0 |  | kW | 0 | 1397.22 | Commercial |  | Annual | [5 empty] | 6 | 0.96 |  |  |  | 0 | 0 | 2 | 0 | 0 | 0 | 0 | 0 | 0 | 0 | 0 | 0 | 0 | 0 | 0 | 0 | 0 | 0 | 0 | 2 | 0 | 0 | 0 | 0 | 0 | 0 | 0 | 0 | 0 | 0 | 0 | 0 | 0 | 0 | 0 | 0 | 0 | 0 | 0 | 0 | [16 empty] | 2
0 | 311037-Steam Trap Replacement - Industrial <15 psig/Other Commercial 12-24 hr/day |  | 10 | Misc._Commercial | Reduce_Cooling_Load | 0 |  |  |  |  | 180 | 100 | 0 | 0 | 0 | 80 | 0 |  | kW | 0 | 1397.22 | Commercial |  | Annual | [5 empty] | 6 | 0.96 |  |  |  | 0 | 0 | 2 | 0 | 0 | 0 | 0 | 0 | 0 | 0 | 0 | 0 | 0 | 0 | 0 | 0 | 0 | 0 | 0 | 2 | 0 | 0 | 0 | 0 | 0 | 0 | 0 | 0 | 0 | 0 | 0 | 0 | 0 | 0 | 0 | 0 | 0 | 0 | 0 | 0 | [16 empty] | 2
0 | 311037-Steam Trap Replacement - Industrial <15 psig/Other Commercial 12-24 hr/day |  | 10 | Misc._Commercial | Reduce_Cooling_Load | 0 |  |  |  |  | 180 | 100 | 0 | 0 | 0 | 80 | 0 |  | kW | 0 | 1397.22 | Commercial |  | Annual | [5 empty] | 6 | 0.96 |  |  |  | 0 | 0 | 2 | 0 | 0 | 0 | 0 | 0 | 0 | 0 | 0 | 0 | 0 | 0 | 0 | 0 | 0 | 0 | 0 | 2 | 0 | 0 | 0 | 0 | 0 | 0 | 0 | 0 | 0 | 0 | 0 | 0 | 0 | 0 | 0 | 0 | 0 | 0 | 0 | 0 | [16 empty] | 2
0 | 311037-Steam Trap Replacement - Industrial <15 psig/Other Commercial 12-24 hr/day |  | 9 | Misc._Commercial | Reduce_Cooling_Load | 0 |  |  |  |  | 180 | 100 | 0 | 0 | 0 | 80 | 0 |  | kW | 0 | 1397.22 | Commercial |  | Annual | [5 empty] | 6 | 0.96 |  |  |  | 0 | 0 | 5 | 0 | 0 | 0 | 0 | 0 | 0 | 0 | 0 | 0 | 0 | 0 | 0 | 0 | 0 | 0 | 0 | 5 | 0 | 0 | 0 | 0 | 0 | 0 | 0 | 0 | 0 | 0 | 0 | 0 | 0 | 0 | 0 | 0 | 0 | 0 | 0 | 0 | [16 empty] | 5
0 | 311037-Steam Trap Replacement - Industrial <15 psig/Other Commercial 12-24 hr/day |  | 9 | Misc._Commercial | Reduce_Cooling_Load | 0 |  |  |  |  | 180 | 100 | 0 | 0 | 0 | 80 | 0 |  | kW | 0 | 1397.22 | Commercial |  | Annual | [5 empty] | 6 | 0.96 |  |  |  | 0 | 0 | 8 | 0 | 0 | 0 | 0 | 0 | 0 | 0 | 0 | 0 | 0 | 0 | 0 | 0 | 0 | 0 | 0 | 8 | 0 | 0 | 0 | 0 | 0 | 0 | 0 | 0 | 0 | 0 | 0 | 0 | 0 | 0 | 0 | 0 | 0 | 0 | 0 | 0 | [16 empty] | 8
0 | 311037-Steam Trap Replacement - Industrial <15 psig/Other Commercial 12-24 hr/day |  | 9 | Misc._Commercial | Reduce_Cooling_Load | 0 |  |  |  |  | 180 | 100 | 0 | 0 | 0 | 80 | 0 |  | kW | 0 | 1397.22 | Commercial |  | Annual | [5 empty] | 6 | 0.96 |  |  |  | 0 | 0 | 15 | 0 | 0 | 0 | 0 | 0 | 0 | 0 | 0 | 0 | 0 | 0 | 0 | 0 | 0 | 0 | 0 | 15 | 0 | 0 | 0 | 0 | 0 | 0 | 0 | 0 | 0 | 0 | 0 | 0 | 0 | 0 | 0 | 0 | 0 | 0 | 0 | 0 | [16 empty] | 15
0 | 311037-Steam Trap Replacement - Industrial <15 psig/Other Commercial 12-24 hr/day |  | 9 | Misc._Commercial | Reduce_Cooling_Load | 0 |  |  |  |  | 180 | 100 | 0 | 0 | 0 | 80 | 0 |  | kW | 0 | 1397.22 | Commercial |  | Annual | [5 empty] | 6 | 0.96 |  |  |  | 0 | 0 | 1 | 0 | 0 | 0 | 0 | 0 | 0 | 0 | 0 | 0 | 0 | 0 | 0 | 0 | 0 | 0 | 0 | 1 | 0 | 0 | 0 | 0 | 0 | 0 | 0 | 0 | 0 | 0 | 0 | 0 | 0 | 0 | 0 | 0 | 0 | 0 | 0 | 0 | [16 empty] | 1
0 | 311037-Steam Trap Replacement - Industrial <15 psig/Other Commercial 12-24 hr/day |  | 9 | Misc._Commercial | Reduce_Cooling_Load | 0 |  |  |  |  | 180 | 100 | 0 | 0 | 0 | 80 | 0 |  | kW | 0 | 1397.22 | Commercial |  | Annual | [5 empty] | 6 | 0.96 |  |  |  | 0 | 0 | 2 | 0 | 0 | 0 | 0 | 0 | 0 | 0 | 0 | 0 | 0 | 0 | 0 | 0 | 0 | 0 | 0 | 2 | 0 | 0 | 0 | 0 | 0 | 0 | 0 | 0 | 0 | 0 | 0 | 0 | 0 | 0 | 0 | 0 | 0 | 0 | 0 | 0 | [16 empty] | 2
0 | 311037-Steam Trap Replacement - Industrial <15 psig/Other Commercial 12-24 hr/day |  | 8 | Misc._Commercial | Reduce_Cooling_Load | 0 |  |  |  |  | 180 | 100 | 0 | 0 | 0 | 80 | 0 |  | kW | 0 | 1397.22 | Commercial |  | Annual | [5 empty] | 6 | 0.96 |  |  |  | 0 | 0 | 13 | 0 | 0 | 0 | 0 | 0 | 0 | 0 | 0 | 0 | 0 | 0 | 0 | 0 | 0 | 0 | 0 | 13 | 0 | 0 | 0 | 0 | 0 | 0 | 0 | 0 | 0 | 0 | 0 | 0 | 0 | 0 | 0 | 0 | 0 | 0 | 0 | 0 | [16 empty] | 13
0 | 311037-Steam Trap Replacement - Industrial <15 psig/Other Commercial 12-24 hr/day |  | 8 | Misc._Commercial | Reduce_Cooling_Load | 0 |  |  |  |  | 180 | 99.75 | 0 | 0 | 0 | 80.25 | 0 |  | kW | 0 | 1397.22 | Commercial |  | Annual | [5 empty] | 6 | 0.96 |  |  |  | 0 | 0 | 2 | 0 | 0 | 0 | 0 | 0 | 0 | 0 | 0 | 0 | 0 | 0 | 0 | 0 | 0 | 0 | 0 | 2 | 0 | 0 | 0 | 0 | 0 | 0 | 0 | 0 | 0 | 0 | 0 | 0 | 0 | 0 | 0 | 0 | 0 | 0 | 0 | 0 | [16 empty] | 2
0 | 311037-Steam Trap Replacement - Industrial <15 psig/Other Commercial 12-24 hr/day |  | 10 | Misc._Commercial | Reduce_Cooling_Load | 0 |  |  |  |  | 180 | 100 | 0 | 0 | 0 | 80 | 0 |  | kW | 0 | 1397.22 | Commercial |  | Annual | [5 empty] | 6 | 0.96 |  |  |  | 0 | 0 | 2 | 0 | 0 | 0 | 0 | 0 | 0 | 0 | 0 | 0 | 0 | 0 | 0 | 0 | 0 | 0 | 0 | 2 | 0 | 0 | 0 | 0 | 0 | 0 | 0 | 0 | 0 | 0 | 0 | 0 | 0 | 0 | 0 | 0 | 0 | 0 | 0 | 0 | [16 empty] | 2
0 | 311037-Steam Trap Replacement - Industrial <15 psig/Other Commercial 12-24 hr/day |  | 8 | Misc._Commercial | Reduce_Cooling_Load | 0 |  |  |  |  | 180 | 100 | 0 | 0 | 0 | 80 | 0 |  | kW | 0 | 1397.22 | Commercial |  | Annual | [5 empty] | 6 | 0.96 |  |  |  | 0 | 0 | 4 | 0 | 0 | 0 | 0 | 0 | 0 | 0 | 0 | 0 | 0 | 0 | 0 | 0 | 0 | 0 | 0 | 4 | 0 | 0 | 0 | 0 | 0 | 0 | 0 | 0 | 0 | 0 | 0 | 0 | 0 | 0 | 0 | 0 | 0 | 0 | 0 | 0 | [16 empty] | 4
0 | 311038-Steam Trap Replacement - Industrial >15 psig |  | 9 | Misc._Commercial | Reduce_Cooling_Load | 0 |  |  |  |  | 223 | 88.1 | 0 | 0 | 0 | 134.9 | 0 |  | kW | 0 | 5035.3 | Commercial |  | Annual | [5 empty] | 6 | 0.96 |  |  |  | 0 | 0 | 2 | 0 | 0 | 0 | 0 | 0 | 0 | 0 | 0 | 0 | 0 | 0 | 0 | 0 | 0 | 0 | 0 | 2 | 0 | 0 | 0 | 0 | 0 | 0 | 0 | 0 | 0 | 0 | 0 | 0 | 0 | 0 | 0 | 0 | 0 | 0 | 0 | 0 | [16 empty] | 2
0 | 311038-Steam Trap Replacement - Industrial >15 psig |  | 9 | Misc._Commercial | Reduce_Cooling_Load | 0 |  |  |  |  | 223 | 139.33 | 0 | 0 | 0 | 83.67 | 0 |  | kW | 0 | 5035.3 | Commercial |  | Annual | [5 empty] | 6 | 0.96 |  |  |  | 0 | 0 | 1 | 0 | 0 | 0 | 0 | 0 | 0 | 0 | 0 | 0 | 0 | 0 | 0 | 0 | 0 | 0 | 0 | 1 | 0 | 0 | 0 | 0 | 0 | 0 | 0 | 0 | 0 | 0 | 0 | 0 | 0 | 0 | 0 | 0 | 0 | 0 | 0 | 0 | [16 empty] | 1
0 | 311038-Steam Trap Replacement - Industrial >15 psig |  | 9 | Misc._Commercial | Reduce_Cooling_Load | 0 |  |  |  |  | 223 | 200 | 0 | 0 | 0 | 23 | 0 |  | kW | 0 | 5035.3 | Commercial |  | Annual | [5 empty] | 6 | 0.96 |  |  |  | 0 | 0 | 1 | 0 | 0 | 0 | 0 | 0 | 0 | 0 | 0 | 0 | 0 | 0 | 0 | 0 | 0 | 0 | 0 | 1 | 0 | 0 | 0 | 0 | 0 | 0 | 0 | 0 | 0 | 0 | 0 | 0 | 0 | 0 | 0 | 0 | 0 | 0 | 0 | 0 | [16 empty] | 1
0 | 311038-Steam Trap Replacement - Industrial >15 psig |  | 9 | Misc._Commercial | Reduce_Cooling_Load | 0 |  |  |  |  | 223 | 193.6 | 0 | 0 | 0 | 29.4 | 0 |  | kW | 0 | 5035.3 | Commercial |  | Annual | [5 empty] | 6 | 0.96 |  |  |  | 0 | 0 | 1 | 0 | 0 | 0 | 0 | 0 | 0 | 0 | 0 | 0 | 0 | 0 | 0 | 0 | 0 | 0 | 0 | 1 | 0 | 0 | 0 | 0 | 0 | 0 | 0 | 0 | 0 | 0 | 0 | 0 | 0 | 0 | 0 | 0 | 0 | 0 | 0 | 0 | [16 empty] | 1
0 | 311038-Steam Trap Replacement - Industrial >15 psig |  | 9 | Misc._Commercial | Reduce_Cooling_Load | 0 |  |  |  |  | 223 | 96.58 | 0 | 0 | 0 | 126.42 | 0 |  | kW | 0 | 5035.3 | Commercial |  | Annual | [5 empty] | 6 | 0.96 |  |  |  | 0 | 0 | 2 | 0 | 0 | 0 | 0 | 0 | 0 | 0 | 0 | 0 | 0 | 0 | 0 | 0 | 0 | 0 | 0 | 2 | 0 | 0 | 0 | 0 | 0 | 0 | 0 | 0 | 0 | 0 | 0 | 0 | 0 | 0 | 0 | 0 | 0 | 0 | 0 | 0 | [16 empty] | 2
0 | 311038-Steam Trap Replacement - Industrial >15 psig |  | 9 | Misc._Commercial | Reduce_Cooling_Load | 0 |  |  |  |  | 223 | 146.4 | 0 | 0 | 0 | 76.6 | 0 |  | kW | 0 | 5035.3 | Commercial |  | Annual | [5 empty] | 6 | 0.96 |  |  |  | 0 | 0 | 1 | 0 | 0 | 0 | 0 | 0 | 0 | 0 | 0 | 0 | 0 | 0 | 0 | 0 | 0 | 0 | 0 | 1 | 0 | 0 | 0 | 0 | 0 | 0 | 0 | 0 | 0 | 0 | 0 | 0 | 0 | 0 | 0 | 0 | 0 | 0 | 0 | 0 | [16 empty] | 1
0 | 311038-Steam Trap Replacement - Industrial >15 psig |  | 6 | Misc._Commercial | Reduce_Cooling_Load | 0 |  |  |  |  | 223 | 147.6 | 0 | 0 | 0 | 75.4 | 0 |  | kW | 0 | 5035.3 | Commercial |  | Annual | [5 empty] | 6 | 0.96 |  |  |  | 0 | 0 | 1 | 0 | 0 | 0 | 0 | 0 | 0 | 0 | 0 | 0 | 0 | 0 | 0 | 0 | 0 | 0 | 0 | 1 | 0 | 0 | 0 | 0 | 0 | 0 | 0 | 0 | 0 | 0 | 0 | 0 | 0 | 0 | 0 | 0 | 0 | 0 | 0 | 0 | [16 empty] | 1
0 | 311038-Steam Trap Replacement - Industrial >15 psig |  | 9 | Misc._Commercial | Reduce_Cooling_Load | 0 |  |  |  |  | 223 | 123.58 | 0 | 0 | 0 | 99.42 | 0 |  | kW | 0 | 5035.3 | Commercial |  | Annual | [5 empty] | 6 | 0.96 |  |  |  | 0 | 0 | 1 | 0 | 0 | 0 | 0 | 0 | 0 | 0 | 0 | 0 | 0 | 0 | 0 | 0 | 0 | 0 | 0 | 1 | 0 | 0 | 0 | 0 | 0 | 0 | 0 | 0 | 0 | 0 | 0 | 0 | 0 | 0 | 0 | 0 | 0 | 0 | 0 | 0 | [16 empty] | 1
0 | 311038-Steam Trap Replacement - Industrial >15 psig |  | 8 | Misc._Commercial | Reduce_Cooling_Load | 0 |  |  |  |  | 223 | 200 | 0 | 0 | 0 | 23 | 0 |  | kW | 0 | 5035.3 | Commercial |  | Annual | [5 empty] | 6 | 0.96 |  |  |  | 0 | 0 | 4 | 0 | 0 | 0 | 0 | 0 | 0 | 0 | 0 | 0 | 0 | 0 | 0 | 0 | 0 | 0 | 0 | 4 | 0 | 0 | 0 | 0 | 0 | 0 | 0 | 0 | 0 | 0 | 0 | 0 | 0 | 0 | 0 | 0 | 0 | 0 | 0 | 0 | [16 empty] | 4
0 | 311038-Steam Trap Replacement - Industrial >15 psig |  | 9 | Misc._Commercial | Reduce_Cooling_Load | 0 |  |  |  |  | 223 | 200 | 0 | 0 | 0 | 23 | 0 |  | kW | 0 | 5035.3 | Commercial |  | Annual | [5 empty] | 6 | 0.96 |  |  |  | 0 | 0 | 1 | 0 | 0 | 0 | 0 | 0 | 0 | 0 | 0 | 0 | 0 | 0 | 0 | 0 | 0 | 0 | 0 | 1 | 0 | 0 | 0 | 0 | 0 | 0 | 0 | 0 | 0 | 0 | 0 | 0 | 0 | 0 | 0 | 0 | 0 | 0 | 0 | 0 | [16 empty] | 1
0 | 311038-Steam Trap Replacement - Industrial >15 psig |  | 9 | Misc._Commercial | Reduce_Cooling_Load | 0 |  |  |  |  | 223 | 200 | 0 | 0 | 0 | 23 | 0 |  | kW | 0 | 5035.3 | Commercial |  | Annual | [5 empty] | 6 | 0.96 |  |  |  | 0 | 0 | 1 | 0 | 0 | 0 | 0 | 0 | 0 | 0 | 0 | 0 | 0 | 0 | 0 | 0 | 0 | 0 | 0 | 1 | 0 | 0 | 0 | 0 | 0 | 0 | 0 | 0 | 0 | 0 | 0 | 0 | 0 | 0 | 0 | 0 | 0 | 0 | 0 | 0 | [16 empty] | 1
0 | 311038-Steam Trap Replacement - Industrial >15 psig |  | 9 | Misc._Commercial | Reduce_Cooling_Load | 0 |  |  |  |  | 223 | 139.45 | 0 | 0 | 0 | 83.55 | 0 |  | kW | 0 | 5035.3 | Commercial |  | Annual | [5 empty] | 6 | 0.96 |  |  |  | 0 | 0 | 1 | 0 | 0 | 0 | 0 | 0 | 0 | 0 | 0 | 0 | 0 | 0 | 0 | 0 | 0 | 0 | 0 | 1 | 0 | 0 | 0 | 0 | 0 | 0 | 0 | 0 | 0 | 0 | 0 | 0 | 0 | 0 | 0 | 0 | 0 | 0 | 0 | 0 | [16 empty] | 1
0 | 311038-Steam Trap Replacement - Industrial >15 psig |  | 9 | Misc._Commercial | Reduce_Cooling_Load | 0 |  |  |  |  | 223 | 139.45 | 0 | 0 | 0 | 83.55 | 0 |  | kW | 0 | 5035.3 | Commercial |  | Annual | [5 empty] | 6 | 0.96 |  |  |  | 0 | 0 | 1 | 0 | 0 | 0 | 0 | 0 | 0 | 0 | 0 | 0 | 0 | 0 | 0 | 0 | 0 | 0 | 0 | 1 | 0 | 0 | 0 | 0 | 0 | 0 | 0 | 0 | 0 | 0 | 0 | 0 | 0 | 0 | 0 | 0 | 0 | 0 | 0 | 0 | [16 empty] | 1
0 | 311038-Steam Trap Replacement - Industrial >15 psig |  | 9 | Misc._Commercial | Reduce_Cooling_Load | 0 |  |  |  |  | 223 | 200 | 0 | 0 | 0 | 23 | 0 |  | kW | 0 | 5035.3 | Commercial |  | Annual | [5 empty] | 6 | 0.96 |  |  |  | 0 | 0 | 13 | 0 | 0 | 0 | 0 | 0 | 0 | 0 | 0 | 0 | 0 | 0 | 0 | 0 | 0 | 0 | 0 | 13 | 0 | 0 | 0 | 0 | 0 | 0 | 0 | 0 | 0 | 0 | 0 | 0 | 0 | 0 | 0 | 0 | 0 | 0 | 0 | 0 | [16 empty] | 13
0 | 311038-Steam Trap Replacement - Industrial >15 psig |  | 9 | Misc._Commercial | Reduce_Cooling_Load | 0 |  |  |  |  | 223 | 48 | 0 | 0 | 0 | 175 | 0 |  | kW | 0 | 5035.3 | Commercial |  | Annual | [5 empty] | 6 | 0.96 |  |  |  | 0 | 0 | 4 | 0 | 0 | 0 | 0 | 0 | 0 | 0 | 0 | 0 | 0 | 0 | 0 | 0 | 0 | 0 | 0 | 4 | 0 | 0 | 0 | 0 | 0 | 0 | 0 | 0 | 0 | 0 | 0 | 0 | 0 | 0 | 0 | 0 | 0 | 0 | 0 | 0 | [16 empty] | 4
0 | 311038-Steam Trap Replacement - Industrial >15 psig |  | 9 | Misc._Commercial | Reduce_Cooling_Load | 0 |  |  |  |  | 223 | 56 | 0 | 0 | 0 | 167 | 0 |  | kW | 0 | 5035.3 | Commercial |  | Annual | [5 empty] | 6 | 0.96 |  |  |  | 0 | 0 | 2 | 0 | 0 | 0 | 0 | 0 | 0 | 0 | 0 | 0 | 0 | 0 | 0 | 0 | 0 | 0 | 0 | 2 | 0 | 0 | 0 | 0 | 0 | 0 | 0 | 0 | 0 | 0 | 0 | 0 | 0 | 0 | 0 | 0 | 0 | 0 | 0 | 0 | [16 empty] | 2
0 | 311038-Steam Trap Replacement - Industrial >15 psig |  | 9 | Misc._Commercial | Reduce_Cooling_Load | 0 |  |  |  |  | 223 | 156 | 0 | 0 | 0 | 67 | 0 |  | kW | 0 | 5035.3 | Commercial |  | Annual | [5 empty] | 6 | 0.96 |  |  |  | 0 | 0 | 3 | 0 | 0 | 0 | 0 | 0 | 0 | 0 | 0 | 0 | 0 | 0 | 0 | 0 | 0 | 0 | 0 | 3 | 0 | 0 | 0 | 0 | 0 | 0 | 0 | 0 | 0 | 0 | 0 | 0 | 0 | 0 | 0 | 0 | 0 | 0 | 0 | 0 | [16 empty] | 3
0 | 311038-Steam Trap Replacement - Industrial >15 psig |  | 13 | Misc._Commercial | Reduce_Cooling_Load | 0 |  |  |  |  | 223 | 162.6389 | 0 | 0 | 0 | 60.3611 | 0 |  | kW | 0 | 5035.3 | Commercial |  | Annual | [5 empty] | 6 | 0.96 |  |  |  | 0 | 0 | 27 | 0 | 0 | 0 | 0 | 0 | 0 | 0 | 0 | 0 | 0 | 0 | 0 | 0 | 0 | 0 | 0 | 27 | 0 | 0 | 0 | 0 | 0 | 0 | 0 | 0 | 0 | 0 | 0 | 0 | 0 | 0 | 0 | 0 | 0 | 0 | 0 | 0 | [16 empty] | 27
0 | 311038-Steam Trap Replacement - Industrial >15 psig |  | 9 | Misc._Commercial | Reduce_Cooling_Load | 0 |  |  |  |  | 223 | 200 | 0 | 0 | 0 | 23 | 0 |  | kW | 0 | 5035.3 | Commercial |  | Annual | [5 empty] | 6 | 0.96 |  |  |  | 0 | 0 | 4 | 0 | 0 | 0 | 0 | 0 | 0 | 0 | 0 | 0 | 0 | 0 | 0 | 0 | 0 | 0 | 0 | 4 | 0 | 0 | 0 | 0 | 0 | 0 | 0 | 0 | 0 | 0 | 0 | 0 | 0 | 0 | 0 | 0 | 0 | 0 | 0 | 0 | [16 empty] | 4
0 | 311038-Steam Trap Replacement - Industrial >15 psig |  | 8 | Misc._Commercial | Reduce_Cooling_Load | 0 |  |  |  |  | 223 | 200 | 0 | 0 | 0 | 23 | 0 |  | kW | 0 | 5035.3 | Commercial |  | Annual | [5 empty] | 6 | 0.96 |  |  |  | 0 | 0 | 8 | 0 | 0 | 0 | 0 | 0 | 0 | 0 | 0 | 0 | 0 | 0 | 0 | 0 | 0 | 0 | 0 | 8 | 0 | 0 | 0 | 0 | 0 | 0 | 0 | 0 | 0 | 0 | 0 | 0 | 0 | 0 | 0 | 0 | 0 | 0 | 0 | 0 | [16 empty] | 8
0 | 311038-Steam Trap Replacement - Industrial >15 psig |  | 9 | Misc._Commercial | Reduce_Cooling_Load | 0 |  |  |  |  | 223 | 200 | 0 | 0 | 0 | 23 | 0 |  | kW | 0 | 5035.3 | Commercial |  | Annual | [5 empty] | 6 | 0.96 |  |  |  | 0 | 0 | 10 | 0 | 0 | 0 | 0 | 0 | 0 | 0 | 0 | 0 | 0 | 0 | 0 | 0 | 0 | 0 | 0 | 10 | 0 | 0 | 0 | 0 | 0 | 0 | 0 | 0 | 0 | 0 | 0 | 0 | 0 | 0 | 0 | 0 | 0 | 0 | 0 | 0 | [16 empty] | 10
0 | 311038-Steam Trap Replacement - Industrial >15 psig |  | 10 | Misc._Commercial | Reduce_Cooling_Load | 0 |  |  |  |  | 223 | 200 | 0 | 0 | 0 | 23 | 0 |  | kW | 0 | 5035.3 | Commercial |  | Annual | [5 empty] | 6 | 0.96 |  |  |  | 0 | 0 | 17 | 0 | 0 | 0 | 0 | 0 | 0 | 0 | 0 | 0 | 0 | 0 | 0 | 0 | 0 | 0 | 0 | 17 | 0 | 0 | 0 | 0 | 0 | 0 | 0 | 0 | 0 | 0 | 0 | 0 | 0 | 0 | 0 | 0 | 0 | 0 | 0 | 0 | [16 empty] | 17
0 | 311038-Steam Trap Replacement - Industrial >15 psig |  | 9 | Misc._Commercial | Reduce_Cooling_Load | 0 |  |  |  |  | 223 | 200 | 0 | 0 | 0 | 23 | 0 |  | kW | 0 | 5035.3 | Commercial |  | Annual | [5 empty] | 6 | 0.96 |  |  |  | 0 | 0 | 1 | 0 | 0 | 0 | 0 | 0 | 0 | 0 | 0 | 0 | 0 | 0 | 0 | 0 | 0 | 0 | 0 | 1 | 0 | 0 | 0 | 0 | 0 | 0 | 0 | 0 | 0 | 0 | 0 | 0 | 0 | 0 | 0 | 0 | 0 | 0 | 0 | 0 | [16 empty] | 1
0 | 311038-Steam Trap Replacement - Industrial >15 psig |  | 9 | Misc._Commercial | Reduce_Cooling_Load | 0 |  |  |  |  | 223 | 200 | 0 | 0 | 0 | 23 | 0 |  | kW | 0 | 5035.3 | Commercial |  | Annual | [5 empty] | 6 | 0.96 |  |  |  | 0 | 0 | 5 | 0 | 0 | 0 | 0 | 0 | 0 | 0 | 0 | 0 | 0 | 0 | 0 | 0 | 0 | 0 | 0 | 5 | 0 | 0 | 0 | 0 | 0 | 0 | 0 | 0 | 0 | 0 | 0 | 0 | 0 | 0 | 0 | 0 | 0 | 0 | 0 | 0 | [16 empty] | 5
0 | 311038-Steam Trap Replacement - Industrial >15 psig |  | 9 | Misc._Commercial | Reduce_Cooling_Load | 0 |  |  |  |  | 223 | 200 | 0 | 0 | 0 | 23 | 0 |  | kW | 0 | 5035.3 | Commercial |  | Annual | [5 empty] | 6 | 0.96 |  |  |  | 0 | 0 | 1 | 0 | 0 | 0 | 0 | 0 | 0 | 0 | 0 | 0 | 0 | 0 | 0 | 0 | 0 | 0 | 0 | 1 | 0 | 0 | 0 | 0 | 0 | 0 | 0 | 0 | 0 | 0 | 0 | 0 | 0 | 0 | 0 | 0 | 0 | 0 | 0 | 0 | [16 empty] | 1
0 | 311038-Steam Trap Replacement - Industrial >15 psig |  | 9 | Misc._Commercial | Reduce_Cooling_Load | 0 |  |  |  |  | 223 | 200 | 0 | 0 | 0 | 23 | 0 |  | kW | 0 | 5035.3 | Commercial |  | Annual | [5 empty] | 6 | 0.96 |  |  |  | 0 | 0 | 3 | 0 | 0 | 0 | 0 | 0 | 0 | 0 | 0 | 0 | 0 | 0 | 0 | 0 | 0 | 0 | 0 | 3 | 0 | 0 | 0 | 0 | 0 | 0 | 0 | 0 | 0 | 0 | 0 | 0 | 0 | 0 | 0 | 0 | 0 | 0 | 0 | 0 | [16 empty] | 3
0 | 311038-Steam Trap Replacement - Industrial >15 psig |  | 9 | Misc._Commercial | Reduce_Cooling_Load | 0 |  |  |  |  | 223 | 200 | 0 | 0 | 0 | 23 | 0 |  | kW | 0 | 5035.3 | Commercial |  | Annual | [5 empty] | 6 | 0.96 |  |  |  | 0 | 0 | 3 | 0 | 0 | 0 | 0 | 0 | 0 | 0 | 0 | 0 | 0 | 0 | 0 | 0 | 0 | 0 | 0 | 3 | 0 | 0 | 0 | 0 | 0 | 0 | 0 | 0 | 0 | 0 | 0 | 0 | 0 | 0 | 0 | 0 | 0 | 0 | 0 | 0 | [16 empty] | 3
0 | 311038-Steam Trap Replacement - Industrial >15 psig |  | 9 | Misc._Commercial | Reduce_Cooling_Load | 0 |  |  |  |  | 223 | 199.5 | 0 | 0 | 0 | 23.5 | 0 |  | kW | 0 | 5035.3 | Commercial |  | Annual | [5 empty] | 6 | 0.96 |  |  |  | 0 | 0 | 2 | 0 | 0 | 0 | 0 | 0 | 0 | 0 | 0 | 0 | 0 | 0 | 0 | 0 | 0 | 0 | 0 | 2 | 0 | 0 | 0 | 0 | 0 | 0 | 0 | 0 | 0 | 0 | 0 | 0 | 0 | 0 | 0 | 0 | 0 | 0 | 0 | 0 | [16 empty] | 2
0 | 311038-Steam Trap Replacement - Industrial >15 psig |  | 9 | Misc._Commercial | Reduce_Cooling_Load | 0 |  |  |  |  | 223 | 200 | 0 | 0 | 0 | 23 | 0 |  | kW | 0 | 5035.3 | Commercial |  | Annual | [5 empty] | 6 | 0.96 |  |  |  | 0 | 0 | 2 | 0 | 0 | 0 | 0 | 0 | 0 | 0 | 0 | 0 | 0 | 0 | 0 | 0 | 0 | 0 | 0 | 2 | 0 | 0 | 0 | 0 | 0 | 0 | 0 | 0 | 0 | 0 | 0 | 0 | 0 | 0 | 0 | 0 | 0 | 0 | 0 | 0 | [16 empty] | 2
0 | 311038-Steam Trap Replacement - Industrial >15 psig |  | 9 | Misc._Commercial | Reduce_Cooling_Load | 0 |  |  |  |  | 223 | 200 | 0 | 0 | 0 | 23 | 0 |  | kW | 0 | 5035.3 | Commercial |  | Annual | [5 empty] | 6 | 0.96 |  |  |  | 0 | 0 | 2 | 0 | 0 | 0 | 0 | 0 | 0 | 0 | 0 | 0 | 0 | 0 | 0 | 0 | 0 | 0 | 0 | 2 | 0 | 0 | 0 | 0 | 0 | 0 | 0 | 0 | 0 | 0 | 0 | 0 | 0 | 0 | 0 | 0 | 0 | 0 | 0 | 0 | [16 empty] | 2
0 | 311038-Steam Trap Replacement - Industrial >15 psig |  | 9 | Misc._Commercial | Reduce_Cooling_Load | 0 |  |  |  |  | 223 | 200 | 0 | 0 | 0 | 23 | 0 |  | kW | 0 | 5035.3 | Commercial |  | Annual | [5 empty] | 6 | 0.96 |  |  |  | 0 | 0 | 6 | 0 | 0 | 0 | 0 | 0 | 0 | 0 | 0 | 0 | 0 | 0 | 0 | 0 | 0 | 0 | 0 | 6 | 0 | 0 | 0 | 0 | 0 | 0 | 0 | 0 | 0 | 0 | 0 | 0 | 0 | 0 | 0 | 0 | 0 | 0 | 0 | 0 | [16 empty] | 6
0 | 311038-Steam Trap Replacement - Industrial >15 psig |  | 10 | Misc._Commercial | Reduce_Cooling_Load | 0 |  |  |  |  | 223 | 200 | 0 | 0 | 0 | 23 | 0 |  | kW | 0 | 5035.3 | Commercial |  | Annual | [5 empty] | 6 | 0.96 |  |  |  | 0 | 0 | 2 | 0 | 0 | 0 | 0 | 0 | 0 | 0 | 0 | 0 | 0 | 0 | 0 | 0 | 0 | 0 | 0 | 2 | 0 | 0 | 0 | 0 | 0 | 0 | 0 | 0 | 0 | 0 | 0 | 0 | 0 | 0 | 0 | 0 | 0 | 0 | 0 | 0 | [16 empty] | 2
0 | 311038-Steam Trap Replacement - Industrial >15 psig |  | 6 | Misc._Commercial | Reduce_Cooling_Load | 0 |  |  |  |  | 223 | 200 | 0 | 0 | 0 | 23 | 0 |  | kW | 0 | 5035.3 | Commercial |  | Annual | [5 empty] | 6 | 0.96 |  |  |  | 0 | 0 | 94 | 0 | 0 | 0 | 0 | 0 | 0 | 0 | 0 | 0 | 0 | 0 | 0 | 0 | 0 | 0 | 0 | 94 | 0 | 0 | 0 | 0 | 0 | 0 | 0 | 0 | 0 | 0 | 0 | 0 | 0 | 0 | 0 | 0 | 0 | 0 | 0 | 0 | [16 empty] | 94
0 | 311038-Steam Trap Replacement - Industrial >15 psig |  | 6 | Misc._Commercial | Reduce_Cooling_Load | 0 |  |  |  |  | 223 | 200 | 0 | 0 | 0 | 23 | 0 |  | kW | 0 | 5035.3 | Commercial |  | Annual | [5 empty] | 6 | 0.96 |  |  |  | 0 | 0 | 22 | 0 | 0 | 0 | 0 | 0 | 0 | 0 | 0 | 0 | 0 | 0 | 0 | 0 | 0 | 0 | 0 | 22 | 0 | 0 | 0 | 0 | 0 | 0 | 0 | 0 | 0 | 0 | 0 | 0 | 0 | 0 | 0 | 0 | 0 | 0 | 0 | 0 | [16 empty] | 22
0 | 311038-Steam Trap Replacement - Industrial >15 psig |  | 6 | Misc._Commercial | Reduce_Cooling_Load | 0 |  |  |  |  | 223 | 200 | 0 | 0 | 0 | 23 | 0 |  | kW | 0 | 5035.3 | Commercial |  | Annual | [5 empty] | 6 | 0.96 |  |  |  | 0 | 0 | 33 | 0 | 0 | 0 | 0 | 0 | 0 | 0 | 0 | 0 | 0 | 0 | 0 | 0 | 0 | 0 | 0 | 33 | 0 | 0 | 0 | 0 | 0 | 0 | 0 | 0 | 0 | 0 | 0 | 0 | 0 | 0 | 0 | 0 | 0 | 0 | 0 | 0 | [16 empty] | 33
0 | 311038-Steam Trap Replacement - Industrial >15 psig |  | 10 | Misc._Commercial | Reduce_Cooling_Load | 0 |  |  |  |  | 223 | 200 | 0 | 0 | 0 | 23 | 0 |  | kW | 0 | 5035.3 | Commercial |  | Annual | [5 empty] | 6 | 0.96 |  |  |  | 0 | 0 | 12 | 0 | 0 | 0 | 0 | 0 | 0 | 0 | 0 | 0 | 0 | 0 | 0 | 0 | 0 | 0 | 0 | 12 | 0 | 0 | 0 | 0 | 0 | 0 | 0 | 0 | 0 | 0 | 0 | 0 | 0 | 0 | 0 | 0 | 0 | 0 | 0 | 0 | [16 empty] | 12
0 | 311038-Steam Trap Replacement - Industrial >15 psig |  | 9 | Misc._Commercial | Reduce_Cooling_Load | 0 |  |  |  |  | 223 | 200 | 0 | 0 | 0 | 23 | 0 |  | kW | 0 | 5035.3 | Commercial |  | Annual | [5 empty] | 6 | 0.96 |  |  |  | 0 | 0 | 13 | 0 | 0 | 0 | 0 | 0 | 0 | 0 | 0 | 0 | 0 | 0 | 0 | 0 | 0 | 0 | 0 | 13 | 0 | 0 | 0 | 0 | 0 | 0 | 0 | 0 | 0 | 0 | 0 | 0 | 0 | 0 | 0 | 0 | 0 | 0 | 0 | 0 | [16 empty] | 13
0 | 311038-Steam Trap Replacement - Industrial >15 psig |  | 14 | Misc._Commercial | Reduce_Cooling_Load | 0 |  |  |  |  | 223 | 200 | 0 | 0 | 0 | 23 | 0 |  | kW | 0 | 5035.3 | Commercial |  | Annual | [5 empty] | 6 | 0.96 |  |  |  | 0 | 0 | 1 | 0 | 0 | 0 | 0 | 0 | 0 | 0 | 0 | 0 | 0 | 0 | 0 | 0 | 0 | 0 | 0 | 1 | 0 | 0 | 0 | 0 | 0 | 0 | 0 | 0 | 0 | 0 | 0 | 0 | 0 | 0 | 0 | 0 | 0 | 0 | 0 | 0 | [16 empty] | 1
0 | 311038-Steam Trap Replacement - Industrial >15 psig |  | 9 | Misc._Commercial | Reduce_Cooling_Load | 0 |  |  |  |  | 223 | 110.9333 | 0 | 0 | 0 | 112.0667 | 0 |  | kW | 0 | 5035.3 | Commercial |  | Annual | [5 empty] | 6 | 0.96 |  |  |  | 0 | 0 | 9 | 0 | 0 | 0 | 0 | 0 | 0 | 0 | 0 | 0 | 0 | 0 | 0 | 0 | 0 | 0 | 0 | 9 | 0 | 0 | 0 | 0 | 0 | 0 | 0 | 0 | 0 | 0 | 0 | 0 | 0 | 0 | 0 | 0 | 0 | 0 | 0 | 0 | [16 empty] | 9
0 | 311038-Steam Trap Replacement - Industrial >15 psig |  | 13 | Misc._Commercial | Reduce_Cooling_Load | 0 |  |  |  |  | 223 | 200 | 0 | 0 | 0 | 23 | 0 |  | kW | 0 | 5035.3 | Commercial |  | Annual | [5 empty] | 6 | 0.96 |  |  |  | 0 | 0 | 54 | 0 | 0 | 0 | 0 | 0 | 0 | 0 | 0 | 0 | 0 | 0 | 0 | 0 | 0 | 0 | 0 | 54 | 0 | 0 | 0 | 0 | 0 | 0 | 0 | 0 | 0 | 0 | 0 | 0 | 0 | 0 | 0 | 0 | 0 | 0 | 0 | 0 | [16 empty] | 54
0 | 311038-Steam Trap Replacement - Industrial >15 psig |  | 8 | Misc._Commercial | Reduce_Cooling_Load | 0 |  |  |  |  | 223 | 200 | 0 | 0 | 0 | 23 | 0 |  | kW | 0 | 5035.3 | Commercial |  | Annual | [5 empty] | 6 | 0.96 |  |  |  | 0 | 0 | 18 | 0 | 0 | 0 | 0 | 0 | 0 | 0 | 0 | 0 | 0 | 0 | 0 | 0 | 0 | 0 | 0 | 18 | 0 | 0 | 0 | 0 | 0 | 0 | 0 | 0 | 0 | 0 | 0 | 0 | 0 | 0 | 0 | 0 | 0 | 0 | 0 | 0 | [16 empty] | 18
0 | 311038-Steam Trap Replacement - Industrial >15 psig |  | 10 | Misc._Commercial | Reduce_Cooling_Load | 0 |  |  |  |  | 223 | 200 | 0 | 0 | 0 | 23 | 0 |  | kW | 0 | 5035.3 | Commercial |  | Annual | [5 empty] | 6 | 0.96 |  |  |  | 0 | 0 | 14 | 0 | 0 | 0 | 0 | 0 | 0 | 0 | 0 | 0 | 0 | 0 | 0 | 0 | 0 | 0 | 0 | 14 | 0 | 0 | 0 | 0 | 0 | 0 | 0 | 0 | 0 | 0 | 0 | 0 | 0 | 0 | 0 | 0 | 0 | 0 | 0 | 0 | [16 empty] | 14
0 | 311038-Steam Trap Replacement - Industrial >15 psig |  | 8 | Misc._Commercial | Reduce_Cooling_Load | 0 |  |  |  |  | 223 | 200 | 0 | 0 | 0 | 23 | 0 |  | kW | 0 | 5035.3 | Commercial |  | Annual | [5 empty] | 6 | 0.96 |  |  |  | 0 | 0 | 4 | 0 | 0 | 0 | 0 | 0 | 0 | 0 | 0 | 0 | 0 | 0 | 0 | 0 | 0 | 0 | 0 | 4 | 0 | 0 | 0 | 0 | 0 | 0 | 0 | 0 | 0 | 0 | 0 | 0 | 0 | 0 | 0 | 0 | 0 | 0 | 0 | 0 | [16 empty] | 4
0 | 311038-Steam Trap Replacement - Industrial >15 psig |  | 9 | Misc._Commercial | Reduce_Cooling_Load | 0 |  |  |  |  | 223 | 200 | 0 | 0 | 0 | 23 | 0 |  | kW | 0 | 5035.3 | Commercial |  | Annual | [5 empty] | 6 | 0.96 |  |  |  | 0 | 0 | 1 | 0 | 0 | 0 | 0 | 0 | 0 | 0 | 0 | 0 | 0 | 0 | 0 | 0 | 0 | 0 | 0 | 1 | 0 | 0 | 0 | 0 | 0 | 0 | 0 | 0 | 0 | 0 | 0 | 0 | 0 | 0 | 0 | 0 | 0 | 0 | 0 | 0 | [16 empty] | 1
0 | 311038-Steam Trap Replacement - Industrial >15 psig |  | 10 | Misc._Commercial | Reduce_Cooling_Load | 0 |  |  |  |  | 223 | 200 | 0 | 0 | 0 | 23 | 0 |  | kW | 0 | 5035.3 | Commercial |  | Annual | [5 empty] | 6 | 0.96 |  |  |  | 0 | 0 | 1 | 0 | 0 | 0 | 0 | 0 | 0 | 0 | 0 | 0 | 0 | 0 | 0 | 0 | 0 | 0 | 0 | 1 | 0 | 0 | 0 | 0 | 0 | 0 | 0 | 0 | 0 | 0 | 0 | 0 | 0 | 0 | 0 | 0 | 0 | 0 | 0 | 0 | [16 empty] | 1
0 | 311038-Steam Trap Replacement - Industrial >15 psig |  | 15 | Misc._Commercial | Reduce_Cooling_Load | 0 |  |  |  |  | 223 | 200 | 0 | 0 | 0 | 23 | 0 |  | kW | 0 | 5035.3 | Commercial |  | Annual | [5 empty] | 6 | 0.96 |  |  |  | 0 | 0 | 1 | 0 | 0 | 0 | 0 | 0 | 0 | 0 | 0 | 0 | 0 | 0 | 0 | 0 | 0 | 0 | 0 | 1 | 0 | 0 | 0 | 0 | 0 | 0 | 0 | 0 | 0 | 0 | 0 | 0 | 0 | 0 | 0 | 0 | 0 | 0 | 0 | 0 | [16 empty] | 1
0 | 311038-Steam Trap Replacement - Industrial >15 psig |  | 6 | Misc._Commercial | Reduce_Cooling_Load | 0 |  |  |  |  | 223 | 200 | 0 | 0 | 0 | 23 | 0 |  | kW | 0 | 5035.3 | Commercial |  | Annual | [5 empty] | 6 | 0.96 |  |  |  | 0 | 0 | 1 | 0 | 0 | 0 | 0 | 0 | 0 | 0 | 0 | 0 | 0 | 0 | 0 | 0 | 0 | 0 | 0 | 1 | 0 | 0 | 0 | 0 | 0 | 0 | 0 | 0 | 0 | 0 | 0 | 0 | 0 | 0 | 0 | 0 | 0 | 0 | 0 | 0 | [16 empty] | 1
0 | 311038-Steam Trap Replacement - Industrial >15 psig |  | 6 | Misc._Commercial | Reduce_Cooling_Load | 0 |  |  |  |  | 223 | 200 | 0 | 0 | 0 | 23 | 0 |  | kW | 0 | 5035.3 | Commercial |  | Annual | [5 empty] | 6 | 0.96 |  |  |  | 0 | 0 | 5 | 0 | 0 | 0 | 0 | 0 | 0 | 0 | 0 | 0 | 0 | 0 | 0 | 0 | 0 | 0 | 0 | 5 | 0 | 0 | 0 | 0 | 0 | 0 | 0 | 0 | 0 | 0 | 0 | 0 | 0 | 0 | 0 | 0 | 0 | 0 | 0 | 0 | [16 empty] | 5
0 | 311038-Steam Trap Replacement - Industrial >15 psig |  | 6 | Misc._Commercial | Reduce_Cooling_Load | 0 |  |  |  |  | 223 | 194.4058 | 0 | 0 | 0 | 28.5942 | 0 |  | kW | 0 | 5035.3 | Commercial |  | Annual | [5 empty] | 6 | 0.96 |  |  |  | 0 | 0 | 95 | 0 | 0 | 0 | 0 | 0 | 0 | 0 | 0 | 0 | 0 | 0 | 0 | 0 | 0 | 0 | 0 | 95 | 0 | 0 | 0 | 0 | 0 | 0 | 0 | 0 | 0 | 0 | 0 | 0 | 0 | 0 | 0 | 0 | 0 | 0 | 0 | 0 | [16 empty] | 95
0 | 311038-Steam Trap Replacement - Industrial >15 psig |  | 9 | Misc._Commercial | Reduce_Cooling_Load | 0 |  |  |  |  | 223 | 200 | 0 | 0 | 0 | 23 | 0 |  | kW | 0 | 5035.3 | Commercial |  | Annual | [5 empty] | 6 | 0.96 |  |  |  | 0 | 0 | 2 | 0 | 0 | 0 | 0 | 0 | 0 | 0 | 0 | 0 | 0 | 0 | 0 | 0 | 0 | 0 | 0 | 2 | 0 | 0 | 0 | 0 | 0 | 0 | 0 | 0 | 0 | 0 | 0 | 0 | 0 | 0 | 0 | 0 | 0 | 0 | 0 | 0 | [16 empty] | 2
0 | 311038-Steam Trap Replacement - Industrial >15 psig |  | 15 | Misc._Commercial | Reduce_Cooling_Load | 0 |  |  |  |  | 223 | 200 | 0 | 0 | 0 | 23 | 0 |  | kW | 0 | 5035.3 | Commercial |  | Annual | [5 empty] | 6 | 0.96 |  |  |  | 0 | 0 | 23 | 0 | 0 | 0 | 0 | 0 | 0 | 0 | 0 | 0 | 0 | 0 | 0 | 0 | 0 | 0 | 0 | 23 | 0 | 0 | 0 | 0 | 0 | 0 | 0 | 0 | 0 | 0 | 0 | 0 | 0 | 0 | 0 | 0 | 0 | 0 | 0 | 0 | [16 empty] | 23
0 | 311038-Steam Trap Replacement - Industrial >15 psig |  | 9 | Misc._Commercial | Reduce_Cooling_Load | 0 |  |  |  |  | 223 | 200 | 0 | 0 | 0 | 23 | 0 |  | kW | 0 | 5035.3 | Commercial |  | Annual | [5 empty] | 6 | 0.96 |  |  |  | 0 | 0 | 7 | 0 | 0 | 0 | 0 | 0 | 0 | 0 | 0 | 0 | 0 | 0 | 0 | 0 | 0 | 0 | 0 | 7 | 0 | 0 | 0 | 0 | 0 | 0 | 0 | 0 | 0 | 0 | 0 | 0 | 0 | 0 | 0 | 0 | 0 | 0 | 0 | 0 | [16 empty] | 7
0 | 311038-Steam Trap Replacement - Industrial >15 psig |  | 10 | Misc._Commercial | Reduce_Cooling_Load | 0 |  |  |  |  | 223 | 200 | 0 | 0 | 0 | 23 | 0 |  | kW | 0 | 5035.3 | Commercial |  | Annual | [5 empty] | 6 | 0.96 |  |  |  | 0 | 0 | 1 | 0 | 0 | 0 | 0 | 0 | 0 | 0 | 0 | 0 | 0 | 0 | 0 | 0 | 0 | 0 | 0 | 1 | 0 | 0 | 0 | 0 | 0 | 0 | 0 | 0 | 0 | 0 | 0 | 0 | 0 | 0 | 0 | 0 | 0 | 0 | 0 | 0 | [16 empty] | 1
0 | 311038-Steam Trap Replacement - Industrial >15 psig |  | 9 | Misc._Commercial | Reduce_Cooling_Load | 0 |  |  |  |  | 223 | 200 | 0 | 0 | 0 | 23 | 0 |  | kW | 0 | 5035.3 | Commercial |  | Annual | [5 empty] | 6 | 0.96 |  |  |  | 0 | 0 | 11 | 0 | 0 | 0 | 0 | 0 | 0 | 0 | 0 | 0 | 0 | 0 | 0 | 0 | 0 | 0 | 0 | 11 | 0 | 0 | 0 | 0 | 0 | 0 | 0 | 0 | 0 | 0 | 0 | 0 | 0 | 0 | 0 | 0 | 0 | 0 | 0 | 0 | [16 empty] | 11
0 | 311038-Steam Trap Replacement - Industrial >15 psig |  | 9 | Misc._Commercial | Reduce_Cooling_Load | 0 |  |  |  |  | 223 | 200 | 0 | 0 | 0 | 23 | 0 |  | kW | 0 | 5035.3 | Commercial |  | Annual | [5 empty] | 6 | 0.96 |  |  |  | 0 | 0 | 15 | 0 | 0 | 0 | 0 | 0 | 0 | 0 | 0 | 0 | 0 | 0 | 0 | 0 | 0 | 0 | 0 | 15 | 0 | 0 | 0 | 0 | 0 | 0 | 0 | 0 | 0 | 0 | 0 | 0 | 0 | 0 | 0 | 0 | 0 | 0 | 0 | 0 | [16 empty] | 15
0 | 311038-Steam Trap Replacement - Industrial >15 psig |  | 9 | Misc._Commercial | Reduce_Cooling_Load | 0 |  |  |  |  | 223 | 99.75 | 0 | 0 | 0 | 123.25 | 0 |  | kW | 0 | 5035.3 | Commercial |  | Annual | [5 empty] | 6 | 0.96 |  |  |  | 0 | 0 | 1 | 0 | 0 | 0 | 0 | 0 | 0 | 0 | 0 | 0 | 0 | 0 | 0 | 0 | 0 | 0 | 0 | 1 | 0 | 0 | 0 | 0 | 0 | 0 | 0 | 0 | 0 | 0 | 0 | 0 | 0 | 0 | 0 | 0 | 0 | 0 | 0 | 0 | [16 empty] | 1
0 | 311038-Steam Trap Replacement - Industrial >15 psig |  | 9 | Misc._Commercial | Reduce_Cooling_Load | 0 |  |  |  |  | 223 | 110.25 | 0 | 0 | 0 | 112.75 | 0 |  | kW | 0 | 5035.3 | Commercial |  | Annual | [5 empty] | 6 | 0.96 |  |  |  | 0 | 0 | 4 | 0 | 0 | 0 | 0 | 0 | 0 | 0 | 0 | 0 | 0 | 0 | 0 | 0 | 0 | 0 | 0 | 4 | 0 | 0 | 0 | 0 | 0 | 0 | 0 | 0 | 0 | 0 | 0 | 0 | 0 | 0 | 0 | 0 | 0 | 0 | 0 | 0 | [16 empty] | 4
0 | 311038-Steam Trap Replacement - Industrial >15 psig |  | 13 | Misc._Commercial | Reduce_Cooling_Load | 0 |  |  |  |  | 223 | 200 | 0 | 0 | 0 | 23 | 0 |  | kW | 0 | 5035.3 | Commercial |  | Annual | [5 empty] | 6 | 0.96 |  |  |  | 0 | 0 | 18 | 0 | 0 | 0 | 0 | 0 | 0 | 0 | 0 | 0 | 0 | 0 | 0 | 0 | 0 | 0 | 0 | 18 | 0 | 0 | 0 | 0 | 0 | 0 | 0 | 0 | 0 | 0 | 0 | 0 | 0 | 0 | 0 | 0 | 0 | 0 | 0 | 0 | [16 empty] | 18
0 | 311038-Steam Trap Replacement - Industrial >15 psig |  | 10 | Misc._Commercial | Reduce_Cooling_Load | 0 |  |  |  |  | 223 | 200 | 0 | 0 | 0 | 23 | 0 |  | kW | 0 | 5035.3 | Commercial |  | Annual | [5 empty] | 6 | 0.96 |  |  |  | 0 | 0 | 2 | 0 | 0 | 0 | 0 | 0 | 0 | 0 | 0 | 0 | 0 | 0 | 0 | 0 | 0 | 0 | 0 | 2 | 0 | 0 | 0 | 0 | 0 | 0 | 0 | 0 | 0 | 0 | 0 | 0 | 0 | 0 | 0 | 0 | 0 | 0 | 0 | 0 | [16 empty] | 2
0 | 311038-Steam Trap Replacement - Industrial >15 psig |  | 15 | Misc._Commercial | Reduce_Cooling_Load | 0 |  |  |  |  | 223 | 200 | 0 | 0 | 0 | 23 | 0 |  | kW | 0 | 5035.3 | Commercial |  | Annual | [5 empty] | 6 | 0.96 |  |  |  | 0 | 0 | 9 | 0 | 0 | 0 | 0 | 0 | 0 | 0 | 0 | 0 | 0 | 0 | 0 | 0 | 0 | 0 | 0 | 9 | 0 | 0 | 0 | 0 | 0 | 0 | 0 | 0 | 0 | 0 | 0 | 0 | 0 | 0 | 0 | 0 | 0 | 0 | 0 | 0 | [16 empty] | 9
0 | 311038-Steam Trap Replacement - Industrial >15 psig |  | 10 | Misc._Commercial | Reduce_Cooling_Load | 0 |  |  |  |  | 223 | 200 | 0 | 0 | 0 | 23 | 0 |  | kW | 0 | 5035.3 | Commercial |  | Annual | [5 empty] | 6 | 0.96 |  |  |  | 0 | 0 | 1 | 0 | 0 | 0 | 0 | 0 | 0 | 0 | 0 | 0 | 0 | 0 | 0 | 0 | 0 | 0 | 0 | 1 | 0 | 0 | 0 | 0 | 0 | 0 | 0 | 0 | 0 | 0 | 0 | 0 | 0 | 0 | 0 | 0 | 0 | 0 | 0 | 0 | [16 empty] | 1
0 | 311038-Steam Trap Replacement - Industrial >15 psig |  | 9 | Misc._Commercial | Reduce_Cooling_Load | 0 |  |  |  |  | 223 | 200 | 0 | 0 | 0 | 23 | 0 |  | kW | 0 | 5035.3 | Commercial |  | Annual | [5 empty] | 6 | 0.96 |  |  |  | 0 | 0 | 5 | 0 | 0 | 0 | 0 | 0 | 0 | 0 | 0 | 0 | 0 | 0 | 0 | 0 | 0 | 0 | 0 | 5 | 0 | 0 | 0 | 0 | 0 | 0 | 0 | 0 | 0 | 0 | 0 | 0 | 0 | 0 | 0 | 0 | 0 | 0 | 0 | 0 | [16 empty] | 5
0 | 311038-Steam Trap Replacement - Industrial >15 psig |  | 8 | Misc._Commercial | Reduce_Cooling_Load | 0 |  |  |  |  | 223 | 200 | 0 | 0 | 0 | 23 | 0 |  | kW | 0 | 5035.3 | Commercial |  | Annual | [5 empty] | 6 | 0.96 |  |  |  | 0 | 0 | 3 | 0 | 0 | 0 | 0 | 0 | 0 | 0 | 0 | 0 | 0 | 0 | 0 | 0 | 0 | 0 | 0 | 3 | 0 | 0 | 0 | 0 | 0 | 0 | 0 | 0 | 0 | 0 | 0 | 0 | 0 | 0 | 0 | 0 | 0 | 0 | 0 | 0 | [16 empty] | 3
0 | 311038-Steam Trap Replacement - Industrial >15 psig |  | 8 | Misc._Commercial | Reduce_Cooling_Load | 0 |  |  |  |  | 223 | 200 | 0 | 0 | 0 | 23 | 0 |  | kW | 0 | 5035.3 | Commercial |  | Annual | [5 empty] | 6 | 0.96 |  |  |  | 0 | 0 | 3 | 0 | 0 | 0 | 0 | 0 | 0 | 0 | 0 | 0 | 0 | 0 | 0 | 0 | 0 | 0 | 0 | 3 | 0 | 0 | 0 | 0 | 0 | 0 | 0 | 0 | 0 | 0 | 0 | 0 | 0 | 0 | 0 | 0 | 0 | 0 | 0 | 0 | [16 empty] | 3
0 | 311038-Steam Trap Replacement - Industrial >15 psig |  | 8 | Misc._Commercial | Reduce_Cooling_Load | 0 |  |  |  |  | 223 | 200 | 0 | 0 | 0 | 23 | 0 |  | kW | 0 | 5035.3 | Commercial |  | Annual | [5 empty] | 6 | 0.96 |  |  |  | 0 | 0 | 3 | 0 | 0 | 0 | 0 | 0 | 0 | 0 | 0 | 0 | 0 | 0 | 0 | 0 | 0 | 0 | 0 | 3 | 0 | 0 | 0 | 0 | 0 | 0 | 0 | 0 | 0 | 0 | 0 | 0 | 0 | 0 | 0 | 0 | 0 | 0 | 0 | 0 | [16 empty] | 3
0 | 311038-Steam Trap Replacement - Industrial >15 psig |  | 8 | Misc._Commercial | Reduce_Cooling_Load | 0 |  |  |  |  | 223 | 141 | 0 | 0 | 0 | 82 | 0 |  | kW | 0 | 5035.3 | Commercial |  | Annual | [5 empty] | 6 | 0.96 |  |  |  | 0 | 0 | 5 | 0 | 0 | 0 | 0 | 0 | 0 | 0 | 0 | 0 | 0 | 0 | 0 | 0 | 0 | 0 | 0 | 5 | 0 | 0 | 0 | 0 | 0 | 0 | 0 | 0 | 0 | 0 | 0 | 0 | 0 | 0 | 0 | 0 | 0 | 0 | 0 | 0 | [16 empty] | 5
0 | 311038-Steam Trap Replacement - Industrial >15 psig |  | 6 | Misc._Commercial | Reduce_Cooling_Load | 0 |  |  |  |  | 223 | 174.9367 | 0 | 0 | 0 | 48.0633 | 0 |  | kW | 0 | 5035.3 | Commercial |  | Annual | [5 empty] | 6 | 0.96 |  |  |  | 0 | 0 | 12 | 0 | 0 | 0 | 0 | 0 | 0 | 0 | 0 | 0 | 0 | 0 | 0 | 0 | 0 | 0 | 0 | 12 | 0 | 0 | 0 | 0 | 0 | 0 | 0 | 0 | 0 | 0 | 0 | 0 | 0 | 0 | 0 | 0 | 0 | 0 | 0 | 0 | [16 empty] | 12
0 | 311038-Steam Trap Replacement - Industrial >15 psig |  | 6 | Misc._Commercial | Reduce_Cooling_Load | 0 |  |  |  |  | 223 | 200 | 0 | 0 | 0 | 23 | 0 |  | kW | 0 | 5035.3 | Commercial |  | Annual | [5 empty] | 6 | 0.96 |  |  |  | 0 | 0 | 2 | 0 | 0 | 0 | 0 | 0 | 0 | 0 | 0 | 0 | 0 | 0 | 0 | 0 | 0 | 0 | 0 | 2 | 0 | 0 | 0 | 0 | 0 | 0 | 0 | 0 | 0 | 0 | 0 | 0 | 0 | 0 | 0 | 0 | 0 | 0 | 0 | 0 | [16 empty] | 2
0 | 311038-Steam Trap Replacement - Industrial >15 psig |  | 14 | Misc._Commercial | Reduce_Cooling_Load | 0 |  |  |  |  | 223 | 200 | 0 | 0 | 0 | 23 | 0 |  | kW | 0 | 5035.3 | Commercial |  | Annual | [5 empty] | 6 | 0.96 |  |  |  | 0 | 0 | 1 | 0 | 0 | 0 | 0 | 0 | 0 | 0 | 0 | 0 | 2006 Qtr 1: 0; 2006 Qtr 2: 0; 2006 Qtr 3: 0; 2006 Qtr 4: 0; 2007 Qtr 1: 0; 2007 Qtr 2: 0; 2007 Qtr 3: 0; 2007 Qtr 4: 1; 2008 Qtr 1: 0; 2008 Qtr 2: 0; 2008 Qtr 3: 0; 2008 Qtr 4: 0 | 1
0 | 311038-Steam Trap Replacement - Industrial >15 psig |  | 9 | Misc._Commercial | Reduce_Cooling_Load | 0 |  |  |  |  | 223 | 147.6 | 0 | 0 | 0 | 75.4 | 0 |  | kW | 0 | 5035.3 | Commercial |  | Annual | [5 empty] | 6 | 0.96 |  |  |  | 0 | 0 | 1 | 0 | 0 | 0 | 0 | 0 | 0 | 0 | 0 | 0 | 2006 Qtr 1: 0; 2006 Qtr 2: 0; 2006 Qtr 3: 0; 2006 Qtr 4: 0; 2007 Qtr 1: 0; 2007 Qtr 2: 0; 2007 Qtr 3: 0; 2007 Qtr 4: 1; 2008 Qtr 1: 0; 2008 Qtr 2: 0; 2008 Qtr 3: 0; 2008 Qtr 4: 0 | 1
0 | 311038-Steam Trap Replacement - Industrial >15 psig |  | 15 | Misc._Commercial | Reduce_Cooling_Load | 0 |  |  |  |  | 223 | 200 | 0 | 0 | 0 | 23 | 0 |  | kW | 0 | 5035.3 | Commercial |  | Annual | [5 empty] | 6 | 0.96 |  |  |  | 0 | 0 | 1 | 0 | 0 | 0 | 0 | 0 | 0 | 0 | 0 | 0 | 2006 Qtr 1: 0; 2006 Qtr 2: 0; 2006 Qtr 3: 0; 2006 Qtr 4: 0; 2007 Qtr 1: 0; 2007 Qtr 2: 0; 2007 Qtr 3: 0; 2007 Qtr 4: 1; 2008 Qtr 1: 0; 2008 Qtr 2: 0; 2008 Qtr 3: 0; 2008 Qtr 4: 0 | 1
0 | 311038-Steam Trap Replacement - Industrial >15 psig |  | 9 | Misc._Commercial | Reduce_Cooling_Load | 0 |  |  |  |  | 223 | 200 | 0 | 0 | 0 | 23 | 0 |  | kW | 0 | 5035.3 | Commercial |  | Annual | [5 empty] | 6 | 0.96 |  |  |  | 0 | 0 | 4 | 0 | 0 | 0 | 0 | 0 | 0 | 0 | 0 | 0 | 2006 Qtr 1: 0; 2006 Qtr 2: 0; 2006 Qtr 3: 0; 2006 Qtr 4: 0; 2007 Qtr 1: 0; 2007 Qtr 2: 0; 2007 Qtr 3: 0; 2007 Qtr 4: 4; 2008 Qtr 1: 0; 2008 Qtr 2: 0; 2008 Qtr 3: 0; 2008 Qtr 4: 0 | 4
0 | 311038-Steam Trap Replacement - Industrial >15 psig |  | 9 | Misc._Commercial | Reduce_Cooling_Load | 0 |  |  |  |  | 223 | 200 | 0 | 0 | 0 | 23 | 0 |  | kW | 0 | 5035.3 | Commercial |  | Annual | [5 empty] | 6 | 0.96 |  |  |  | 0 | 0 | 1 | 0 | 0 | 0 | 0 | 0 | 0 | 0 | 0 | 0 | 2006 Qtr 1: 0; 2006 Qtr 2: 0; 2006 Qtr 3: 0; 2006 Qtr 4: 0; 2007 Qtr 1: 0; 2007 Qtr 2: 0; 2007 Qtr 3: 0; 2007 Qtr 4: 1; 2008 Qtr 1: 0; 2008 Qtr 2: 0; 2008 Qtr 3: 0; 2008 Qtr 4: 0 | 1
0 | 311038-Steam Trap Replacement - Industrial >15 psig |  | 9 | Misc._Commercial | Reduce_Cooling_Load | 0 |  |  |  |  | 223 | 200 | 0 | 0 | 0 | 23 | 0 |  | kW | 0 | 5035.3 | Commercial |  | Annual | [5 empty] | 6 | 0.96 |  |  |  | 0 | 0 | 3 | 0 | 0 | 0 | 0 | 0 | 0 | 0 | 0 | 0 | 2006 Qtr 1: 0; 2006 Qtr 2: 0; 2006 Qtr 3: 0; 2006 Qtr 4: 0; 2007 Qtr 1: 0; 2007 Qtr 2: 0; 2007 Qtr 3: 0; 2007 Qtr 4: 3; 2008 Qtr 1: 0; 2008 Qtr 2: 0; 2008 Qtr 3: 0; 2008 Qtr 4: 0 | 3
0 | 311038-Steam Trap Replacement - Industrial >15 psig |  | 9 | Misc._Commercial | Reduce_Cooling_Load | 0 |  |  |  |  | 223 | 200 | 0 | 0 | 0 | 23 | 0 |  | kW | 0 | 5035.3 | Commercial |  | Annual | [5 empty] | 6 | 0.96 |  |  |  | 0 | 0 | 3 | 0 | 0 | 0 | 0 | 0 | 0 | 0 | 0 | 0 | 2006 Qtr 1: 0; 2006 Qtr 2: 0; 2006 Qtr 3: 0; 2006 Qtr 4: 0; 2007 Qtr 1: 0; 2007 Qtr 2: 0; 2007 Qtr 3: 0; 2007 Qtr 4: 3; 2008 Qtr 1: 0; 2008 Qtr 2: 0; 2008 Qtr 3: 0; 2008 Qtr 4: 0 | 3
0 | 311038-Steam Trap Replacement - Industrial >15 psig |  | 9 | Misc._Commercial | Reduce_Cooling_Load | 0 |  |  |  |  | 223 | 200 | 0 | 0 | 0 | 23 | 0 |  | kW | 0 | 5035.3 | Commercial |  | Annual | [5 empty] | 6 | 0.96 |  |  |  | 0 | 0 | 1 | 0 | 0 | 0 | 0 | 0 | 0 | 0 | 0 | 0 | 2006 Qtr 1: 0; 2006 Qtr 2: 0; 2006 Qtr 3: 0; 2006 Qtr 4: 0; 2007 Qtr 1: 0; 2007 Qtr 2: 0; 2007 Qtr 3: 0; 2007 Qtr 4: 1; 2008 Qtr 1: 0; 2008 Qtr 2: 0; 2008 Qtr 3: 0; 2008 Qtr 4: 0 | 1
0 | 311038-Steam Trap Replacement - Industrial >15 psig |  | 9 | Misc._Commercial | Reduce_Cooling_Load | 0 |  |  |  |  | 223 | 200 | 0 | 0 | 0 | 23 | 0 |  | kW | 0 | 5035.3 | Commercial |  | Annual | [5 empty] | 6 | 0.96 |  |  |  | 0 | 0 | 1 | 0 | 0 | 0 | 0 | 0 | 0 | 0 | 0 | 0 | 2006 Qtr 1: 0; 2006 Qtr 2: 0; 2006 Qtr 3: 0; 2006 Qtr 4: 0; 2007 Qtr 1: 0; 2007 Qtr 2: 0; 2007 Qtr 3: 0; 2007 Qtr 4: 1; 2008 Qtr 1: 0; 2008 Qtr 2: 0; 2008 Qtr 3: 0; 2008 Qtr 4: 0 | 1
0 | 311038-Steam Trap Replacement - Industrial >15 psig |  | 9 | Misc._Commercial | Reduce_Cooling_Load | 0 |  |  |  |  | 223 | 200 | 0 | 0 | 0 | 23 | 0 |  | kW | 0 | 5035.3 | Commercial |  | Annual | [5 empty] | 6 | 0.96 |  |  |  | 0 | 0 | 3 | 0 | 0 | 0 | 0 | 0 | 0 | 0 | 0 | 0 | 2006 Qtr 1: 0; 2006 Qtr 2: 0; 2006 Qtr 3: 0; 2006 Qtr 4: 0; 2007 Qtr 1: 0; 2007 Qtr 2: 0; 2007 Qtr 3: 0; 2007 Qtr 4: 3; 2008 Qtr 1: 0; 2008 Qtr 2: 0; 2008 Qtr 3: 0; 2008 Qtr 4: 0 | 3
0 | 311038-Steam Trap Replacement - Industrial >15 psig |  | 9 | Misc._Commercial | Reduce_Cooling_Load | 0 |  |  |  |  | 223 | 200 | 0 | 0 | 0 | 23 | 0 |  | kW | 0 | 5035.3 | Commercial |  | Annual | [5 empty] | 6 | 0.96 |  |  |  | 0 | 0 | 2 | 0 | 0 | 0 | 0 | 0 | 0 | 0 | 0 | 0 | 2006 Qtr 1: 0; 2006 Qtr 2: 0; 2006 Qtr 3: 0; 2006 Qtr 4: 0; 2007 Qtr 1: 0; 2007 Qtr 2: 0; 2007 Qtr 3: 0; 2007 Qtr 4: 2; 2008 Qtr 1: 0; 2008 Qtr 2: 0; 2008 Qtr 3: 0; 2008 Qtr 4: 0 | 2
0 | 311038-Steam Trap Replacement - Industrial >15 psig |  | 9 | Misc._Commercial | Reduce_Cooling_Load | 0 |  |  |  |  | 223 | 200 | 0 | 0 | 0 | 23 | 0 |  | kW | 0 | 5035.3 | Commercial |  | Annual | [5 empty] | 6 | 0.96 |  |  |  | 0 | 0 | 2 | 0 | 0 | 0 | 0 | 0 | 0 | 0 | 0 | 0 | 2006 Qtr 1: 0; 2006 Qtr 2: 0; 2006 Qtr 3: 0; 2006 Qtr 4: 0; 2007 Qtr 1: 0; 2007 Qtr 2: 0; 2007 Qtr 3: 0; 2007 Qtr 4: 2; 2008 Qtr 1: 0; 2008 Qtr 2: 0; 2008 Qtr 3: 0; 2008 Qtr 4: 0 | 2
0 | 311038-Steam Trap Replacement - Industrial >15 psig |  | 9 | Misc._Commercial | Reduce_Cooling_Load | 0 |  |  |  |  | 223 | 200 | 0 | 0 | 0 | 23 | 0 |  | kW | 0 | 5035.3 | Commercial |  | Annual | [5 empty] | 6 | 0.96 |  |  |  | 0 | 0 | 1 | 0 | 0 | 0 | 0 | 0 | 0 | 0 | 0 | 0 | 2006 Qtr 1: 0; 2006 Qtr 2: 0; 2006 Qtr 3: 0; 2006 Qtr 4: 0; 2007 Qtr 1: 0; 2007 Qtr 2: 0; 2007 Qtr 3: 0; 2007 Qtr 4: 1; 2008 Qtr 1: 0; 2008 Qtr 2: 0; 2008 Qtr 3: 0; 2008 Qtr 4: 0 | 1
0 | 311038-Steam Trap Replacement - Industrial >15 psig |  | 9 | Misc._Commercial | Reduce_Cooling_Load | 0 |  |  |  |  | 223 | 200 | 0 | 0 | 0 | 23 | 0 |  | kW | 0 | 5035.3 | Commercial |  | Annual | [5 empty] | 6 | 0.96 |  |  |  | 0 | 0 | 1 | 0 | 0 | 0 | 0 | 0 | 0 | 0 | 0 | 0 | 2006 Qtr 1: 0; 2006 Qtr 2: 0; 2006 Qtr 3: 0; 2006 Qtr 4: 0; 2007 Qtr 1: 0; 2007 Qtr 2: 0; 2007 Qtr 3: 0; 2007 Qtr 4: 1; 2008 Qtr 1: 0; 2008 Qtr 2: 0; 2008 Qtr 3: 0; 2008 Qtr 4: 0 | 1
0 | 311038-Steam Trap Replacement - Industrial >15 psig |  | 9 | Misc._Commercial | Reduce_Cooling_Load | 0 |  |  |  |  | 223 | 200 | 0 | 0 | 0 | 23 | 0 |  | kW | 0 | 5035.3 | Commercial |  | Annual | [5 empty] | 6 | 0.96 |  |  |  | 0 | 0 | 6 | 0 | 0 | 0 | 0 | 0 | 0 | 0 | 0 | 0 | 2006 Qtr 1: 0; 2006 Qtr 2: 0; 2006 Qtr 3: 0; 2006 Qtr 4: 0; 2007 Qtr 1: 0; 2007 Qtr 2: 0; 2007 Qtr 3: 0; 2007 Qtr 4: 6; 2008 Qtr 1: 0; 2008 Qtr 2: 0; 2008 Qtr 3: 0; 2008 Qtr 4: 0 | 6
0 | 311038-Steam Trap Replacement - Industrial >15 psig |  | 9 | Misc._Commercial | Reduce_Cooling_Load | 0 |  |  |  |  | 223 | 200 | 0 | 0 | 0 | 23 | 0 |  | kW | 0 | 5035.3 | Commercial |  | Annual | [5 empty] | 6 | 0.96 |  |  |  | 0 | 0 | 2 | 0 | 0 | 0 | 0 | 0 | 0 | 0 | 0 | 0 | 2006 Qtr 1: 0; 2006 Qtr 2: 0; 2006 Qtr 3: 0; 2006 Qtr 4: 0; 2007 Qtr 1: 0; 2007 Qtr 2: 0; 2007 Qtr 3: 0; 2007 Qtr 4: 2; 2008 Qtr 1: 0; 2008 Qtr 2: 0; 2008 Qtr 3: 0; 2008 Qtr 4: 0 | 2
0 | 311038-Steam Trap Replacement - Industrial >15 psig |  | 13 | Misc._Commercial | Reduce_Cooling_Load | 0 |  |  |  |  | 223 | 200 | 0 | 0 | 0 | 23 | 0 |  | kW | 0 | 5035.3 | Commercial |  | Annual | [5 empty] | 6 | 0.96 |  |  |  | 0 | 0 | 1 | 0 | 0 | 0 | 0 | 0 | 0 | 0 | 0 | 0 | 2006 Qtr 1: 0; 2006 Qtr 2: 0; 2006 Qtr 3: 0; 2006 Qtr 4: 0; 2007 Qtr 1: 0; 2007 Qtr 2: 0; 2007 Qtr 3: 0; 2007 Qtr 4: 1; 2008 Qtr 1: 0; 2008 Qtr 2: 0; 2008 Qtr 3: 0; 2008 Qtr 4: 0 | 1
0 | 311038-Steam Trap Replacement - Industrial >15 psig |  | 15 | Misc._Commercial | Reduce_Cooling_Load | 0 |  |  |  |  | 223 | 200 | 0 | 0 | 0 | 23 | 0 |  | kW | 0 | 5035.3 | Commercial |  | Annual | [5 empty] | 6 | 0.96 |  |  |  | 0 | 0 | 7 | 0 | 0 | 0 | 0 | 0 | 0 | 0 | 0 | 0 | 2006 Qtr 1: 0; 2006 Qtr 2: 0; 2006 Qtr 3: 0; 2006 Qtr 4: 0; 2007 Qtr 1: 0; 2007 Qtr 2: 0; 2007 Qtr 3: 0; 2007 Qtr 4: 7; 2008 Qtr 1: 0; 2008 Qtr 2: 0; 2008 Qtr 3: 0; 2008 Qtr 4: 0 | 7
0 | 311038-Steam Trap Replacement - Industrial >15 psig |  | 8 | Misc._Commercial | Reduce_Cooling_Load | 0 |  |  |  |  | 223 | 98.5 | 0 | 0 | 0 | 124.5 | 0 |  | kW | 0 | 5035.3 | Commercial |  | Annual | [5 empty] | 6 | 0.96 |  |  |  | 0 | 0 | 20 | 0 | 0 | 0 | 0 | 0 | 0 | 0 | 0 | 0 | 2006 Qtr 1: 0; 2006 Qtr 2: 0; 2006 Qtr 3: 0; 2006 Qtr 4: 0; 2007 Qtr 1: 0; 2007 Qtr 2: 0; 2007 Qtr 3: 0; 2007 Qtr 4: 20; 2008 Qtr 1: 0; 2008 Qtr 2: 0; 2008 Qtr 3: 0; 2008 Qtr 4: 0 | 20
0 | 311038-Steam Trap Replacement - Industrial >15 psig |  | 8 | Misc._Commercial | Reduce_Cooling_Load | 0 |  |  |  |  | 223 | 200 | 0 | 0 | 0 | 23 | 0 |  | kW | 0 | 5035.3 | Commercial |  | Annual | [5 empty] | 6 | 0.96 |  |  |  | 0 | 0 | 2 | 0 | 0 | 0 | 0 | 0 | 0 | 0 | 0 | 0 | 2006 Qtr 1: 0; 2006 Qtr 2: 0; 2006 Qtr 3: 0; 2006 Qtr 4: 0; 2007 Qtr 1: 0; 2007 Qtr 2: 0; 2007 Qtr 3: 0; 2007 Qtr 4: 2; 2008 Qtr 1: 0; 2008 Qtr 2: 0; 2008 Qtr 3: 0; 2008 Qtr 4: 0 | 2
0 | 311038-Steam Trap Replacement - Industrial >15 psig |  | 9 | Misc._Commercial | Reduce_Cooling_Load | 0 |  |  |  |  | 223 | 200 | 0 | 0 | 0 | 23 | 0 |  | kW | 0 | 5035.3 | Commercial |  | Annual | [5 empty] | 6 | 0.96 |  |  |  | 0 | 0 | 1 | 0 | 0 | 0 | 0 | 0 | 0 | 0 | 0 | 0 | 2006 Qtr 1: 0; 2006 Qtr 2: 0; 2006 Qtr 3: 0; 2006 Qtr 4: 0; 2007 Qtr 1: 0; 2007 Qtr 2: 0; 2007 Qtr 3: 0; 2007 Qtr 4: 1; 2008 Qtr 1: 0; 2008 Qtr 2: 0; 2008 Qtr 3: 0; 2008 Qtr 4: 0 | 1
0 | 311038-Steam Trap Replacement - Industrial >15 psig |  | 13 | Misc._Commercial | Reduce_Cooling_Load | 0 |  |  |  |  | 223 | 200 | 0 | 0 | 0 | 23 | 0 |  | kW | 0 | 5035.3 | Commercial |  | Annual | [5 empty] | 6 | 0.96 |  |  |  | 0 | 0 | 3 | 0 | 0 | 0 | 0 | 0 | 0 | 0 | 0 | 0 | 2006 Qtr 1: 0; 2006 Qtr 2: 0; 2006 Qtr 3: 0; 2006 Qtr 4: 0; 2007 Qtr 1: 0; 2007 Qtr 2: 0; 2007 Qtr 3: 0; 2007 Qtr 4: 3; 2008 Qtr 1: 0; 2008 Qtr 2: 0; 2008 Qtr 3: 0; 2008 Qtr 4: 0 | 3
0 | 311038-Steam Trap Replacement - Industrial >15 psig |  | 10 | Misc._Commercial | Reduce_Cooling_Load | 0 |  |  |  |  | 223 | 139.3333 | 0 | 0 | 0 | 83.6667 | 0 |  | kW | 0 | 5035.3 | Commercial |  | Annual | [5 empty] | 6 | 0.96 |  |  |  | 0 | 0 | 18 | 0 | 0 | 0 | 0 | 0 | 0 | 0 | 0 | 0 | 2006 Qtr 1: 0; 2006 Qtr 2: 0; 2006 Qtr 3: 0; 2006 Qtr 4: 0; 2007 Qtr 1: 0; 2007 Qtr 2: 0; 2007 Qtr 3: 0; 2007 Qtr 4: 18; 2008 Qtr 1: 0; 2008 Qtr 2: 0; 2008 Qtr 3: 0; 2008 Qtr 4: 0 | 18
0 | 311038-Steam Trap Replacement - Industrial >15 psig |  | 13 | Misc._Commercial | Reduce_Cooling_Load | 0 |  |  |  |  | 223 | 200 | 0 | 0 | 0 | 23 | 0 |  | kW | 0 | 5035.3 | Commercial |  | Annual | [5 empty] | 6 | 0.96 |  |  |  | 0 | 0 | 2 | 0 | 0 | 0 | 0 | 0 | 0 | 0 | 0 | 0 | 2006 Qtr 1: 0; 2006 Qtr 2: 0; 2006 Qtr 3: 0; 2006 Qtr 4: 0; 2007 Qtr 1: 0; 2007 Qtr 2: 0; 2007 Qtr 3: 0; 2007 Qtr 4: 2; 2008 Qtr 1: 0; 2008 Qtr 2: 0; 2008 Qtr 3: 0; 2008 Qtr 4: 0 | 2
0 | 311038-Steam Trap Replacement - Industrial >15 psig |  | 10 | Misc._Commercial | Reduce_Cooling_Load | 0 |  |  |  |  | 223 | 200 | 0 | 0 | 0 | 23 | 0 |  | kW | 0 | 5035.3 | Commercial |  | Annual | [5 empty] | 6 | 0.96 |  |  |  | 0 | 0 | 1 | 0 | 0 | 0 | 0 | 0 | 0 | 0 | 0 | 0 | 2006 Qtr 1: 0; 2006 Qtr 2: 0; 2006 Qtr 3: 0; 2006 Qtr 4: 0; 2007 Qtr 1: 0; 2007 Qtr 2: 0; 2007 Qtr 3: 0; 2007 Qtr 4: 1; 2008 Qtr 1: 0; 2008 Qtr 2: 0; 2008 Qtr 3: 0; 2008 Qtr 4: 0 | 1
0 | 311038-Steam Trap Replacement - Industrial >15 psig |  | 13 | Misc._Commercial | Reduce_Cooling_Load | 0 |  |  |  |  | 223 | 200 | 0 | 0 | 0 | 23 | 0 |  | kW | 0 | 5035.3 | Commercial |  | Annual | [5 empty] | 6 | 0.96 |  |  |  | 0 | 0 | 1 | 0 | 0 | 0 | 0 | 0 | 0 | 0 | 0 | 0 | 2006 Qtr 1: 0; 2006 Qtr 2: 0; 2006 Qtr 3: 0; 2006 Qtr 4: 0; 2007 Qtr 1: 0; 2007 Qtr 2: 0; 2007 Qtr 3: 0; 2007 Qtr 4: 1; 2008 Qtr 1: 0; 2008 Qtr 2: 0; 2008 Qtr 3: 0; 2008 Qtr 4: 0 | 1
0 | 311038-Steam Trap Replacement - Industrial >15 psig |  | 13 | Misc._Commercial | Reduce_Cooling_Load | 0 |  |  |  |  | 223 | 200 | 0 | 0 | 0 | 23 | 0 |  | kW | 0 | 5035.3 | Commercial |  | Annual | [5 empty] | 6 | 0.96 |  |  |  | 0 | 0 | 1 | 0 | 0 | 0 | 0 | 0 | 0 | 0 | 0 | 0 | 2006 Qtr 1: 0; 2006 Qtr 2: 0; 2006 Qtr 3: 0; 2006 Qtr 4: 0; 2007 Qtr 1: 0; 2007 Qtr 2: 0; 2007 Qtr 3: 0; 2007 Qtr 4: 1; 2008 Qtr 1: 0; 2008 Qtr 2: 0; 2008 Qtr 3: 0; 2008 Qtr 4: 0 | 1
0 | 311038-Steam Trap Replacement - Industrial >15 psig |  | 13 | Misc._Commercial | Reduce_Cooling_Load | 0 |  |  |  |  | 223 | 200 | 0 | 0 | 0 | 23 | 0 |  | kW | 0 | 5035.3 | Commercial |  | Annual | [5 empty] | 6 | 0.96 |  |  |  | 0 | 0 | 1 | 0 | 0 | 0 | 0 | 0 | 0 | 0 | 0 | 0 | 2006 Qtr 1: 0; 2006 Qtr 2: 0; 2006 Qtr 3: 0; 2006 Qtr 4: 0; 2007 Qtr 1: 0; 2007 Qtr 2: 0; 2007 Qtr 3: 0; 2007 Qtr 4: 1; 2008 Qtr 1: 0; 2008 Qtr 2: 0; 2008 Qtr 3: 0; 2008 Qtr 4: 0 | 1
0 | 311038-Steam Trap Replacement - Industrial >15 psig |  | 13 | Misc._Commercial | Reduce_Cooling_Load | 0 |  |  |  |  | 223 | 200 | 0 | 0 | 0 | 23 | 0 |  | kW | 0 | 5035.3 | Commercial |  | Annual | [5 empty] | 6 | 0.96 |  |  |  | 0 | 0 | 1 | 0 | 0 | 0 | 0 | 0 | 0 | 0 | 0 | 0 | 2006 Qtr 1: 0; 2006 Qtr 2: 0; 2006 Qtr 3: 0; 2006 Qtr 4: 0; 2007 Qtr 1: 0; 2007 Qtr 2: 0; 2007 Qtr 3: 0; 2007 Qtr 4: 1; 2008 Qtr 1: 0; 2008 Qtr 2: 0; 2008 Qtr 3: 0; 2008 Qtr 4: 0 | 1
0 | 311038-Steam Trap Replacement - Industrial >15 psig |  | 9 | Misc._Commercial | Reduce_Cooling_Load | 0 |  |  |  |  | 223 | 200 | 0 | 0 | 0 | 23 | 0 |  | kW | 0 | 5035.3 | Commercial |  | Annual | [5 empty] | 6 | 0.96 |  |  |  | 0 | 0 | 4 | 0 | 0 | 0 | 0 | 0 | 0 | 0 | 0 | 0 | 2006 Qtr 1: 0; 2006 Qtr 2: 0; 2006 Qtr 3: 0; 2006 Qtr 4: 0; 2007 Qtr 1: 0; 2007 Qtr 2: 0; 2007 Qtr 3: 0; 2007 Qtr 4: 4; 2008 Qtr 1: 0; 2008 Qtr 2: 0; 2008 Qtr 3: 0; 2008 Qtr 4: 0 | 4
0 | 311038-Steam Trap Replacement - Industrial >15 psig |  | 9 | Misc._Commercial | Reduce_Cooling_Load | 0 |  |  |  |  | 223 | 200 | 0 | 0 | 0 | 23 | 0 |  | kW | 0 | 5035.3 | Commercial |  | Annual | [5 empty] | 6 | 0.96 |  |  |  | 0 | 0 | 4 | 0 | 0 | 0 | 0 | 0 | 0 | 0 | 0 | 0 | 2006 Qtr 1: 0; 2006 Qtr 2: 0; 2006 Qtr 3: 0; 2006 Qtr 4: 0; 2007 Qtr 1: 0; 2007 Qtr 2: 0; 2007 Qtr 3: 0; 2007 Qtr 4: 4; 2008 Qtr 1: 0; 2008 Qtr 2: 0; 2008 Qtr 3: 0; 2008 Qtr 4: 0 | 4
0 | 311038-Steam Trap Replacement - Industrial >15 psig |  | 9 | Misc._Commercial | Reduce_Cooling_Load | 0 |  |  |  |  | 223 | 200 | 0 | 0 | 0 | 23 | 0 |  | kW | 0 | 5035.3 | Commercial |  | Annual | [5 empty] | 6 | 0.96 |  |  |  | 0 | 0 | 1 | 0 | 0 | 0 | 0 | 0 | 0 | 0 | 0 | 0 | 2006 Qtr 1: 0; 2006 Qtr 2: 0; 2006 Qtr 3: 0; 2006 Qtr 4: 0; 2007 Qtr 1: 0; 2007 Qtr 2: 0; 2007 Qtr 3: 0; 2007 Qtr 4: 1; 2008 Qtr 1: 0; 2008 Qtr 2: 0; 2008 Qtr 3: 0; 2008 Qtr 4: 0 | 1
0 | 311038-Steam Trap Replacement - Industrial >15 psig |  | 9 | Misc._Commercial | Reduce_Cooling_Load | 0 |  |  |  |  | 223 | 200 | 0 | 0 | 0 | 23 | 0 |  | kW | 0 | 5035.3 | Commercial |  | Annual | [5 empty] | 6 | 0.96 |  |  |  | 0 | 0 | 8 | 0 | 0 | 0 | 0 | 0 | 0 | 0 | 0 | 0 | 2006 Qtr 1: 0; 2006 Qtr 2: 0; 2006 Qtr 3: 0; 2006 Qtr 4: 0; 2007 Qtr 1: 0; 2007 Qtr 2: 0; 2007 Qtr 3: 0; 2007 Qtr 4: 8; 2008 Qtr 1: 0; 2008 Qtr 2: 0; 2008 Qtr 3: 0; 2008 Qtr 4: 0 | 8
0 | 311038-Steam Trap Replacement - Industrial >15 psig |  | 13 | Misc._Commercial | Reduce_Cooling_Load | 0 |  |  |  |  | 223 | 200 | 0 | 0 | 0 | 23 | 0 |  | kW | 0 | 5035.3 | Commercial |  | Annual | [5 empty] | 6 | 0.96 |  |  |  | 0 | 0 | 2 | 0 | 0 | 0 | 0 | 0 | 0 | 0 | 0 | 0 | 2006 Qtr 1: 0; 2006 Qtr 2: 0; 2006 Qtr 3: 0; 2006 Qtr 4: 0; 2007 Qtr 1: 0; 2007 Qtr 2: 0; 2007 Qtr 3: 0; 2007 Qtr 4: 2; 2008 Qtr 1: 0; 2008 Qtr 2: 0; 2008 Qtr 3: 0; 2008 Qtr 4: 0 | 2
0 | 311038-Steam Trap Replacement - Industrial >15 psig |  | 8 | Misc._Commercial | Reduce_Cooling_Load | 0 |  |  |  |  | 223 | 100 | 0 | 0 | 0 | 123 | 0 |  | kW | 0 | 5035.3 | Commercial |  | Annual | [5 empty] | 6 | 0.96 |  |  |  | 0 | 0 | 18 | 0 | 0 | 0 | 0 | 0 | 0 | 0 | 0 | 0 | 2006 Qtr 1: 0; 2006 Qtr 2: 0; 2006 Qtr 3: 0; 2006 Qtr 4: 0; 2007 Qtr 1: 0; 2007 Qtr 2: 0; 2007 Qtr 3: 0; 2007 Qtr 4: 18; 2008 Qtr 1: 0; 2008 Qtr 2: 0; 2008 Qtr 3: 0; 2008 Qtr 4: 0 | 18
0 | 311018-Process Boiler - Water |  | 6 | Misc._Commercial | DHW HtPmp | 0 |  |  |  |  | 3.57 | 0.5 | 0 | 0 | 0 | 3.07 | 0 |  | kW | 0 | 0.54 | Commercial |  | Annual | [5 empty] | 20 | 0.96 |  |  |  | 0 | 0 | 2000 | 0 | 0 | 0 | 0 | 0 | 0 | 0 | 0 | 0 | 2006 Qtr 1: 0; 2006 Qtr 2: 0; 2006 Qtr 3: 0; 2006 Qtr 4: 0; 2007 Qtr 1: 0; 2007 Qtr 2: 0; 2007 Qtr 3: 0; 2007 Qtr 4: 2000; 2008 Qtr 1: 0; 2008 Qtr 2: 0; 2008 Qtr 3: 0; 2008 Qtr 4: 0 | 2000
0 | 311018-Process Boiler - Water |  | 8 | Misc._Commercial | DHW HtPmp | 0 |  |  |  |  | 3.57 | 0.5 | 0 | 0 | 0 | 3.07 | 0 |  | kW | 0 | 0.54 | Commercial |  | Annual | [5 empty] | 20 | 0.96 |  |  |  | 0 | 0 | 1140 | 0 | 0 | 0 | 0 | 0 | 0 | 0 | 0 | 0 | 2006 Qtr 1: 0; 2006 Qtr 2: 0; 2006 Qtr 3: 0; 2006 Qtr 4: 0; 2007 Qtr 1: 0; 2007 Qtr 2: 0; 2007 Qtr 3: 0; 2007 Qtr 4: 1140; 2008 Qtr 1: 0; 2008 Qtr 2: 0; 2008 Qtr 3: 0; 2008 Qtr 4: 0 | 1140
0 | 311018-Process Boiler - Water |  | 9 | Misc._Commercial | DHW HtPmp | 0 |  |  |  |  | 3.57 | 0.5 | 0 | 0 | 0 | 3.07 | 0 |  | kW | 0 | 0.54 | Commercial |  | Annual | [5 empty] | 20 | 0.96 |  |  |  | 0 | 0 | 1950 | 0 | 0 | 0 | 0 | 0 | 0 | 0 | 0 | 0 | 2006 Qtr 1: 0; 2006 Qtr 2: 0; 2006 Qtr 3: 0; 2006 Qtr 4: 0; 2007 Qtr 1: 0; 2007 Qtr 2: 0; 2007 Qtr 3: 0; 2007 Qtr 4: 1950; 2008 Qtr 1: 0; 2008 Qtr 2: 0; 2008 Qtr 3: 0; 2008 Qtr 4: 0 | 1950
0 | 311018-Process Boiler - Water |  | 6 | Misc._Commercial | DHW HtPmp | 0 |  |  |  |  | 3.57 | 0.5 | 0 | 0 | 0 | 3.07 | 0 |  | kW | 0 | 0.54 | Commercial |  | Annual | [5 empty] | 20 | 0.96 |  |  |  | 0 | 0 | 2000 | 0 | 0 | 0 | 0 | 0 | 0 | 0 | 0 | 0 | 2006 Qtr 1: 0; 2006 Qtr 2: 0; 2006 Qtr 3: 0; 2006 Qtr 4: 0; 2007 Qtr 1: 0; 2007 Qtr 2: 0; 2007 Qtr 3: 0; 2007 Qtr 4: 2000; 2008 Qtr 1: 0; 2008 Qtr 2: 0; 2008 Qtr 3: 0; 2008 Qtr 4: 0 | 2000
0 | 311018-Process Boiler - Water |  | 6 | Misc._Commercial | DHW HtPmp | 0 |  |  |  |  | 3.57 | 0.5 | 0 | 0 | 0 | 3.07 | 0 |  | kW | 0 | 0.54 | Commercial |  | Annual | [5 empty] | 20 | 0.96 |  |  |  | 0 | 0 | 2000 | 0 | 0 | 0 | 0 | 0 | 0 | 0 | 0 | 0 | 2006 Qtr 1: 0; 2006 Qtr 2: 0; 2006 Qtr 3: 0; 2006 Qtr 4: 0; 2007 Qtr 1: 0; 2007 Qtr 2: 0; 2007 Qtr 3: 0; 2007 Qtr 4: 2000; 2008 Qtr 1: 0; 2008 Qtr 2: 0; 2008 Qtr 3: 0; 2008 Qtr 4: 0 | 2000
0 | 311022-Tank Insulation - Low Temperature Applic. (LF) 2 in |  | 8 | Misc._Commercial | DHW HtPmp | 0 |  |  |  |  | 3.41 | 3 | 0 | 0 | 0 | 0.41 | 0 |  | kW | 0 | 3.7 | Commercial |  | Annual | [5 empty] | 20 | 0.96 |  |  |  | 0 | 0 | 69 | 0 | 0 | 0 | 0 | 0 | 0 | 0 | 0 | 0 | 2006 Qtr 1: 0; 2006 Qtr 2: 0; 2006 Qtr 3: 0; 2006 Qtr 4: 0; 2007 Qtr 1: 0; 2007 Qtr 2: 0; 2007 Qtr 3: 0; 2007 Qtr 4: 69; 2008 Qtr 1: 0; 2008 Qtr 2: 0; 2008 Qtr 3: 0; 2008 Qtr 4: 0 | 69
0 | 311022-Tank Insulation - Low Temperature Applic. (LF) 2 in |  | 9 | Misc._Commercial | DHW HtPmp | 0 |  |  |  |  | 3.41 | 3 | 0 | 0 | 0 | 0.41 | 0 |  | kW | 0 | 3.7 | Commercial |  | Annual | [5 empty] | 20 | 0.96 |  |  |  | 0 | 0 | 66 | 0 | 0 | 0 | 0 | 0 | 0 | 0 | 0 | 0 | 2006 Qtr 1: 0; 2006 Qtr 2: 0; 2006 Qtr 3: 0; 2006 Qtr 4: 0; 2007 Qtr 1: 0; 2007 Qtr 2: 0; 2007 Qtr 3: 0; 2007 Qtr 4: 66; 2008 Qtr 1: 0; 2008 Qtr 2: 0; 2008 Qtr 3: 0; 2008 Qtr 4: 0 | 66
0 | 311022-Tank Insulation - Low Temperature Applic. (LF) 2 in |  | 9 | Misc._Commercial | DHW HtPmp | 0 |  |  |  |  | 3.41 | 3 | 0 | 0 | 0 | 0.41 | 0 |  | kW | 0 | 3.7 | Commercial |  | Annual | [5 empty] | 20 | 0.96 |  |  |  | 0 | 0 | 150 | 0 | 0 | 0 | 0 | 0 | 0 | 0 | 0 | 0 | 2006 Qtr 1: 0; 2006 Qtr 2: 0; 2006 Qtr 3: 0; 2006 Qtr 4: 0; 2007 Qtr 1: 0; 2007 Qtr 2: 0; 2007 Qtr 3: 0; 2007 Qtr 4: 150; 2008 Qtr 1: 0; 2008 Qtr 2: 0; 2008 Qtr 3: 0; 2008 Qtr 4: 0 | 150
0 | 311022-Tank Insulation - Low Temperature Applic. (LF) 2 in |  | 9 | Misc._Commercial | DHW HtPmp | 0 |  |  |  |  | 3.41 | 3 | 0 | 0 | 0 | 0.41 | 0 |  | kW | 0 | 3.7 | Commercial |  | Annual | [5 empty] | 20 | 0.96 |  |  |  | 0 | 0 | 46 | 0 | 0 | 0 | 0 | 0 | 0 | 0 | 0 | 0 | 2006 Qtr 1: 0; 2006 Qtr 2: 0; 2006 Qtr 3: 0; 2006 Qtr 4: 0; 2007 Qtr 1: 0; 2007 Qtr 2: 0; 2007 Qtr 3: 0; 2007 Qtr 4: 46; 2008 Qtr 1: 0; 2008 Qtr 2: 0; 2008 Qtr 3: 0; 2008 Qtr 4: 0 | 46
0 | 311023-Tank Insulation - High Temperature Applic. (LF) 2 in |  | 8 | Misc._Commercial | DHW HtPmp | 0 |  |  |  |  | 3.41 | 4 | 0 | 0 | 0 | -0.59 | 0 |  | kW | 0 | 10.4 | Commercial |  | Annual | [5 empty] | 20 | 0.96 |  |  |  | 0 | 0 | 220 | 0 | 0 | 0 | 0 | 0 | 0 | 0 | 0 | 0 | 2006 Qtr 1: 0; 2006 Qtr 2: 0; 2006 Qtr 3: 0; 2006 Qtr 4: 0; 2007 Qtr 1: 0; 2007 Qtr 2: 0; 2007 Qtr 3: 0; 2007 Qtr 4: 220; 2008 Qtr 1: 0; 2008 Qtr 2: 0; 2008 Qtr 3: 0; 2008 Qtr 4: 0 | 220
0 | 311023-Tank Insulation - High Temperature Applic. (LF) 2 in |  | 8 | Misc._Commercial | DHW HtPmp | 0 |  |  |  |  | 3.41 | 4 | 0 | 0 | 0 | -0.59 | 0 |  | kW | 0 | 10.4 | Commercial |  | Annual | [5 empty] | 20 | 0.96 |  |  |  | 0 | 0 | 405 | 0 | 0 | 0 | 0 | 0 | 0 | 0 | 0 | 0 | 2006 Qtr 1: 0; 2006 Qtr 2: 0; 2006 Qtr 3: 0; 2006 Qtr 4: 0; 2007 Qtr 1: 0; 2007 Qtr 2: 0; 2007 Qtr 3: 0; 2007 Qtr 4: 405; 2008 Qtr 1: 0; 2008 Qtr 2: 0; 2008 Qtr 3: 0; 2008 Qtr 4: 0 | 405
0 | 311023-Tank Insulation - High Temperature Applic. (LF) 2 in |  | 13 | Misc._Commercial | DHW HtPmp | 0 |  |  |  |  | 3.41 | 3.3841 | 0 | 0 | 0 | 0.025947 | 0 |  | kW | 0 | 10.4 | Commercial |  | Annual | [5 empty] | 20 | 0.96 |  |  |  | 0 | 0 | 22544 | 0 | 0 | 0 | 0 | 0 | 0 | 0 | 0 | 0 | 2006 Qtr 1: 0; 2006 Qtr 2: 0; 2006 Qtr 3: 0; 2006 Qtr 4: 0; 2007 Qtr 1: 0; 2007 Qtr 2: 0; 2007 Qtr 3: 0; 2007 Qtr 4: 22544; 2008 Qtr 1: 0; 2008 Qtr 2: 0; 2008 Qtr 3: 0; 2008 Qtr 4: 0 | 22544
0 | 311023-Tank Insulation - High Temperature Applic. (LF) 2 in |  | 9 | Misc._Commercial | DHW HtPmp | 0 |  |  |  |  | 3.41 | 3.9994 | 0 | 0 | 0 | -0.58936 | 0 |  | kW | 0 | 10.4 | Commercial |  | Annual | [5 empty] | 20 | 0.96 |  |  |  | 0 | 0 | 1256 | 0 | 0 | 0 | 0 | 0 | 0 | 0 | 0 | 0 | 2006 Qtr 1: 0; 2006 Qtr 2: 0; 2006 Qtr 3: 0; 2006 Qtr 4: 0; 2007 Qtr 1: 0; 2007 Qtr 2: 0; 2007 Qtr 3: 0; 2007 Qtr 4: 1256; 2008 Qtr 1: 0; 2008 Qtr 2: 0; 2008 Qtr 3: 0; 2008 Qtr 4: 0 | 1256
0 | 311023-Tank Insulation - High Temperature Applic. (LF) 2 in |  | 9 | Misc._Commercial | DHW HtPmp | 0 |  |  |  |  | 3.41 | 4 | 0 | 0 | 0 | -0.59 | 0 |  | kW | 0 | 10.4 | Commercial |  | Annual | [5 empty] | 20 | 0.96 |  |  |  | 0 | 0 | 120 | 0 | 0 | 0 | 0 | 0 | 0 | 0 | 0 | 0 | 2006 Qtr 1: 0; 2006 Qtr 2: 0; 2006 Qtr 3: 0; 2006 Qtr 4: 0; 2007 Qtr 1: 0; 2007 Qtr 2: 0; 2007 Qtr 3: 0; 2007 Qtr 4: 120; 2008 Qtr 1: 0; 2008 Qtr 2: 0; 2008 Qtr 3: 0; 2008 Qtr 4: 0 | 120
0 | 311023-Tank Insulation - High Temperature Applic. (LF) 2 in |  | 9 | Misc._Commercial | DHW HtPmp | 0 |  |  |  |  | 3.41 | 4 | 0 | 0 | 0 | -0.59 | 0 |  | kW | 0 | 10.4 | Commercial |  | Annual | [5 empty] | 20 | 0.96 |  |  |  | 0 | 0 | 120 | 0 | 0 | 0 | 0 | 0 | 0 | 0 | 0 | 0 | 2006 Qtr 1: 0; 2006 Qtr 2: 0; 2006 Qtr 3: 0; 2006 Qtr 4: 0; 2007 Qtr 1: 0; 2007 Qtr 2: 0; 2007 Qtr 3: 0; 2007 Qtr 4: 120; 2008 Qtr 1: 0; 2008 Qtr 2: 0; 2008 Qtr 3: 0; 2008 Qtr 4: 0 | 120
0 | 311023-Tank Insulation - High Temperature Applic. (LF) 2 in |  | 6 | Misc._Commercial | DHW HtPmp | 0 |  |  |  |  | 3.41 | 4 | 0 | 0 | 0 | -0.59 | 0 |  | kW | 0 | 10.4 | Commercial |  | Annual | [5 empty] | 20 | 0.96 |  |  |  | 0 | 0 | 95 | 0 | 0 | 0 | 0 | 0 | 0 | 0 | 0 | 0 | 2006 Qtr 1: 0; 2006 Qtr 2: 0; 2006 Qtr 3: 0; 2006 Qtr 4: 0; 2007 Qtr 1: 0; 2007 Qtr 2: 0; 2007 Qtr 3: 0; 2007 Qtr 4: 95; 2008 Qtr 1: 0; 2008 Qtr 2: 0; 2008 Qtr 3: 0; 2008 Qtr 4: 0 | 95
0 | 311023-Tank Insulation - High Temperature Applic. (LF) 2 in |  | 9 | Misc._Commercial | DHW HtPmp | 0 |  |  |  |  | 3.41 | 4 | 0 | 0 | 0 | -0.59 | 0 |  | kW | 0 | 10.4 | Commercial |  | Annual | [5 empty] | 20 | 0.96 |  |  |  | 0 | 0 | 80 | 0 | 0 | 0 | 0 | 0 | 0 | 0 | 0 | 0 | 2006 Qtr 1: 0; 2006 Qtr 2: 0; 2006 Qtr 3: 0; 2006 Qtr 4: 0; 2007 Qtr 1: 0; 2007 Qtr 2: 0; 2007 Qtr 3: 0; 2007 Qtr 4: 80; 2008 Qtr 1: 0; 2008 Qtr 2: 0; 2008 Qtr 3: 0; 2008 Qtr 4: 0 | 80
0 | 311023-Tank Insulation - High Temperature Applic. (LF) 2 in |  | 14 | Misc._Commercial | DHW HtPmp | 0 |  |  |  |  | 3.41 | 4 | 0 | 0 | 0 | -0.59 | 0 |  | kW | 0 | 10.4 | Commercial |  | Annual | [5 empty] | 20 | 0.96 |  |  |  | 0 | 0 | 72 | 0 | 0 | 0 | 0 | 0 | 0 | 0 | 0 | 0 | 2006 Qtr 1: 0; 2006 Qtr 2: 0; 2006 Qtr 3: 0; 2006 Qtr 4: 0; 2007 Qtr 1: 0; 2007 Qtr 2: 0; 2007 Qtr 3: 0; 2007 Qtr 4: 72; 2008 Qtr 1: 0; 2008 Qtr 2: 0; 2008 Qtr 3: 0; 2008 Qtr 4: 0 | 72
0 | 311023-Tank Insulation - High Temperature Applic. (LF) 2 in |  | 14 | Misc._Commercial | DHW HtPmp | 0 |  |  |  |  | 3.41 | 4 | 0 | 0 | 0 | -0.59 | 0 |  | kW | 0 | 10.4 | Commercial |  | Annual | [5 empty] | 20 | 0.96 |  |  |  | 0 | 0 | 60 | 0 | 0 | 0 | 0 | 0 | 0 | 0 | 0 | 0 | 2006 Qtr 1: 0; 2006 Qtr 2: 0; 2006 Qtr 3: 0; 2006 Qtr 4: 0; 2007 Qtr 1: 0; 2007 Qtr 2: 0; 2007 Qtr 3: 0; 2007 Qtr 4: 60; 2008 Qtr 1: 0; 2008 Qtr 2: 0; 2008 Qtr 3: 0; 2008 Qtr 4: 0 | 60
0 | 311014-Space Heating Boilers - Large Water |  | 8 | Misc._Commercial | DHW HtPmp | 0 |  |  |  |  | 3.57 | 0.25 | 0 | 0 | 0 | 3.32 | 0 |  | kW | 0 | 0.29 | Commercial |  | Annual | [5 empty] | 20 | 0.96 |  |  |  | 0 | 0 | 1500 | 0 | 0 | 0 | 0 | 0 | 0 | 0 | 0 | 0 | 2006 Qtr 1: 0; 2006 Qtr 2: 0; 2006 Qtr 3: 0; 2006 Qtr 4: 0; 2007 Qtr 1: 0; 2007 Qtr 2: 0; 2007 Qtr 3: 0; 2007 Qtr 4: 1500; 2008 Qtr 1: 0; 2008 Qtr 2: 0; 2008 Qtr 3: 0; 2008 Qtr 4: 0 | 1500
0 | 311014-Space Heating Boilers - Large Water |  | 9 | Misc._Commercial | DHW HtPmp | 0 |  |  |  |  | 3.57 | 0.25 | 0 | 0 | 0 | 3.32 | 0 |  | kW | 0 | 0.29 | Commercial |  | Annual | [5 empty] | 20 | 0.96 |  |  |  | 0 | 0 | 1260 | 0 | 0 | 0 | 0 | 0 | 0 | 0 | 0 | 0 | 2006 Qtr 1: 0; 2006 Qtr 2: 0; 2006 Qtr 3: 0; 2006 Qtr 4: 0; 2007 Qtr 1: 0; 2007 Qtr 2: 0; 2007 Qtr 3: 0; 2007 Qtr 4: 1260; 2008 Qtr 1: 0; 2008 Qtr 2: 0; 2008 Qtr 3: 0; 2008 Qtr 4: 0 | 1260
0 | 311014-Space Heating Boilers - Large Water |  | 9 | Misc._Commercial | DHW HtPmp | 0 |  |  |  |  | 3.57 | 0.25 | 0 | 0 | 0 | 3.32 | 0 |  | kW | 0 | 0.29 | Commercial |  | Annual | [5 empty] | 20 | 0.96 |  |  |  | 0 | 0 | 4600 | 0 | 0 | 0 | 0 | 0 | 0 | 0 | 0 | 0 | 2006 Qtr 1: 0; 2006 Qtr 2: 0; 2006 Qtr 3: 0; 2006 Qtr 4: 0; 2007 Qtr 1: 0; 2007 Qtr 2: 0; 2007 Qtr 3: 0; 2007 Qtr 4: 4600; 2008 Qtr 1: 0; 2008 Qtr 2: 0; 2008 Qtr 3: 0; 2008 Qtr 4: 0 | 4600
0 | 311014-Space Heating Boilers - Large Water |  | 8 | Misc._Commercial | DHW HtPmp | 0 |  |  |  |  | 3.57 | 0.25 | 0 | 0 | 0 | 3.32 | 0 |  | kW | 0 | 0.29 | Commercial |  | Annual | [5 empty] | 20 | 0.96 |  |  |  | 0 | 0 | 20000 | 0 | 0 | 0 | 0 | 0 | 0 | 0 | 0 | 0 | 2006 Qtr 1: 0; 2006 Qtr 2: 0; 2006 Qtr 3: 0; 2006 Qtr 4: 0; 2007 Qtr 1: 0; 2007 Qtr 2: 0; 2007 Qtr 3: 0; 2007 Qtr 4: 20000; 2008 Qtr 1: 0; 2008 Qtr 2: 0; 2008 Qtr 3: 0; 2008 Qtr 4: 0 | 20000
0 | 311014-Space Heating Boilers - Large Water |  | 9 | Misc._Commercial | DHW HtPmp | 0 |  |  |  |  | 3.57 | 0.25 | 0 | 0 | 0 | 3.32 | 0 |  | kW | 0 | 0.29 | Commercial |  | Annual | [5 empty] | 20 | 0.96 |  |  |  | 0 | 0 | 1980 | 0 | 0 | 0 | 0 | 0 | 0 | 0 | 0 | 0 | 2006 Qtr 1: 0; 2006 Qtr 2: 0; 2006 Qtr 3: 0; 2006 Qtr 4: 0; 2007 Qtr 1: 0; 2007 Qtr 2: 0; 2007 Qtr 3: 0; 2007 Qtr 4: 1980; 2008 Qtr 1: 0; 2008 Qtr 2: 0; 2008 Qtr 3: 0; 2008 Qtr 4: 0 | 1980
0 | 311014-Space Heating Boilers - Large Water |  | 8 | Misc._Commercial | DHW HtPmp | 0 |  |  |  |  | 3.57 | 0.25 | 0 | 0 | 0 | 3.32 | 0 |  | kW | 0 | 0.29 | Commercial |  | Annual | [5 empty] | 20 | 0.96 |  |  |  | 0 | 0 | 25000 | 0 | 0 | 0 | 0 | 0 | 0 | 0 | 0 | 0 | 2006 Qtr 1: 0; 2006 Qtr 2: 0; 2006 Qtr 3: 0; 2006 Qtr 4: 0; 2007 Qtr 1: 0; 2007 Qtr 2: 0; 2007 Qtr 3: 0; 2007 Qtr 4: 25000; 2008 Qtr 1: 0; 2008 Qtr 2: 0; 2008 Qtr 3: 0; 2008 Qtr 4: 0 | 25000
0 | 311014-Space Heating Boilers - Large Water |  | 9 | Misc._Commercial | DHW HtPmp | 0 |  |  |  |  | 3.57 | 0.25 | 0 | 0 | 0 | 3.32 | 0 |  | kW | 0 | 0.29 | Commercial |  | Annual | [5 empty] | 20 | 0.96 |  |  |  | 0 | 0 | 2520 | 0 | 0 | 0 | 0 | 0 | 0 | 0 | 0 | 0 | 2006 Qtr 1: 0; 2006 Qtr 2: 0; 2006 Qtr 3: 0; 2006 Qtr 4: 0; 2007 Qtr 1: 0; 2007 Qtr 2: 0; 2007 Qtr 3: 0; 2007 Qtr 4: 2520; 2008 Qtr 1: 0; 2008 Qtr 2: 0; 2008 Qtr 3: 0; 2008 Qtr 4: 0 | 2520
0 | 311014-Space Heating Boilers - Large Water |  | 9 | Misc._Commercial | DHW HtPmp | 0 |  |  |  |  | 3.57 | 0.25 | 0 | 0 | 0 | 3.32 | 0 |  | kW | 0 | 0.29 | Commercial |  | Annual | [5 empty] | 20 | 0.96 |  |  |  | 0 | 0 | 4600 | 0 | 0 | 0 | 0 | 0 | 0 | 0 | 0 | 0 | 2006 Qtr 1: 0; 2006 Qtr 2: 0; 2006 Qtr 3: 0; 2006 Qtr 4: 0; 2007 Qtr 1: 0; 2007 Qtr 2: 0; 2007 Qtr 3: 0; 2007 Qtr 4: 4600; 2008 Qtr 1: 0; 2008 Qtr 2: 0; 2008 Qtr 3: 0; 2008 Qtr 4: 0 | 4600
0 | 311014-Space Heating Boilers - Large Water |  | 6 | Misc._Commercial | DHW HtPmp | 0 |  |  |  |  | 3.57 | 0.25 | 0 | 0 | 0 | 3.32 | 0 |  | kW | 0 | 0.29 | Commercial |  | Annual | [5 empty] | 20 | 0.96 |  |  |  | 0 | 0 | 3000 | 0 | 0 | 0 | 0 | 0 | 0 | 0 | 0 | 0 | 2006 Qtr 1: 0; 2006 Qtr 2: 0; 2006 Qtr 3: 0; 2006 Qtr 4: 0; 2007 Qtr 1: 0; 2007 Qtr 2: 0; 2007 Qtr 3: 0; 2007 Qtr 4: 3000; 2008 Qtr 1: 0; 2008 Qtr 2: 0; 2008 Qtr 3: 0; 2008 Qtr 4: 0 | 3000
0 | 311014-Space Heating Boilers - Large Water |  | 6 | Misc._Commercial | DHW HtPmp | 0 |  |  |  |  | 3.57 | 0.25 | 0 | 0 | 0 | 3.32 | 0 |  | kW | 0 | 0.29 | Commercial |  | Annual | [5 empty] | 20 | 0.96 |  |  |  | 0 | 0 | 2000 | 0 | 0 | 0 | 0 | 0 | 0 | 0 | 0 | 0 | 2006 Qtr 1: 0; 2006 Qtr 2: 0; 2006 Qtr 3: 0; 2006 Qtr 4: 0; 2007 Qtr 1: 0; 2007 Qtr 2: 0; 2007 Qtr 3: 0; 2007 Qtr 4: 2000; 2008 Qtr 1: 0; 2008 Qtr 2: 0; 2008 Qtr 3: 0; 2008 Qtr 4: 0 | 2000
0 | 311014-Space Heating Boilers - Large Water |  | 8 | Misc._Commercial | DHW HtPmp | 0 |  |  |  |  | 3.57 | 0.25 | 0 | 0 | 0 | 3.32 | 0 |  | kW | 0 | 0.29 | Commercial |  | Annual | [5 empty] | 20 | 0.96 |  |  |  | 0 | 0 | 750 | 0 | 0 | 0 | 0 | 0 | 0 | 0 | 0 | 0 | 2006 Qtr 1: 0; 2006 Qtr 2: 0; 2006 Qtr 3: 0; 2006 Qtr 4: 0; 2007 Qtr 1: 0; 2007 Qtr 2: 0; 2007 Qtr 3: 0; 2007 Qtr 4: 750; 2008 Qtr 1: 0; 2008 Qtr 2: 0; 2008 Qtr 3: 0; 2008 Qtr 4: 0 | 750
0 | 311014-Space Heating Boilers - Large Water |  | 6 | Misc._Commercial | DHW HtPmp | 0 |  |  |  |  | 3.57 | 0.25 | 0 | 0 | 0 | 3.32 | 0 |  | kW | 0 | 0.29 | Commercial |  | Annual | [5 empty] | 20 | 0.96 |  |  |  | 0 | 0 | 6000 | 0 | 0 | 0 | 0 | 0 | 0 | 0 | 0 | 0 | 2006 Qtr 1: 0; 2006 Qtr 2: 0; 2006 Qtr 3: 0; 2006 Qtr 4: 0; 2007 Qtr 1: 0; 2007 Qtr 2: 0; 2007 Qtr 3: 0; 2007 Qtr 4: 6000; 2008 Qtr 1: 0; 2008 Qtr 2: 0; 2008 Qtr 3: 0; 2008 Qtr 4: 0 | 6000
0 | 311015-Commercial Boiler (Non-Space Heat, Non-Process) |  | 9 | Misc._Commercial | DHW HtPmp | 0 |  |  |  |  | 3.57 | 0.5 | 0 | 0 | 0 | 3.07 | 0 |  | kW | 0 | 0.46 | Commercial |  | Annual | [5 empty] | 20 | 0.96 |  |  |  | 0 | 0 | 1260 | 0 | 0 | 0 | 0 | 0 | 0 | 0 | 0 | 0 | 2006 Qtr 1: 0; 2006 Qtr 2: 0; 2006 Qtr 3: 0; 2006 Qtr 4: 0; 2007 Qtr 1: 0; 2007 Qtr 2: 0; 2007 Qtr 3: 0; 2007 Qtr 4: 1260; 2008 Qtr 1: 0; 2008 Qtr 2: 0; 2008 Qtr 3: 0; 2008 Qtr 4: 0 | 1260
0 | 311015-Commercial Boiler (Non-Space Heat, Non-Process) |  | 6 | Misc._Commercial | DHW HtPmp | 0 |  |  |  |  | 3.57 | 0.5 | 0 | 0 | 0 | 3.07 | 0 |  | kW | 0 | 0.46 | Commercial |  | Annual | [5 empty] | 20 | 0.96 |  |  |  | 0 | 0 | 3600 | 0 | 0 | 0 | 0 | 0 | 0 | 0 | 0 | 0 | 2006 Qtr 1: 0; 2006 Qtr 2: 0; 2006 Qtr 3: 0; 2006 Qtr 4: 0; 2007 Qtr 1: 0; 2007 Qtr 2: 0; 2007 Qtr 3: 0; 2007 Qtr 4: 3600; 2008 Qtr 1: 0; 2008 Qtr 2: 0; 2008 Qtr 3: 0; 2008 Qtr 4: 0 | 3600
0 | 311015-Commercial Boiler (Non-Space Heat, Non-Process) |  | 8 | Misc._Commercial | DHW HtPmp | 0 |  |  |  |  | 3.57 | 0.5 | 0 | 0 | 0 | 3.07 | 0 |  | kW | 0 | 0.46 | Commercial |  | Annual | [5 empty] | 20 | 0.96 |  |  |  | 0 | 0 | 398 | 0 | 0 | 0 | 0 | 0 | 0 | 0 | 0 | 0 | 2006 Qtr 1: 0; 2006 Qtr 2: 0; 2006 Qtr 3: 0; 2006 Qtr 4: 0; 2007 Qtr 1: 0; 2007 Qtr 2: 0; 2007 Qtr 3: 0; 2007 Qtr 4: 398; 2008 Qtr 1: 0; 2008 Qtr 2: 0; 2008 Qtr 3: 0; 2008 Qtr 4: 0 | 398
0 | 311015-Commercial Boiler (Non-Space Heat, Non-Process) |  | 6 | Misc._Commercial | DHW HtPmp | 0 |  |  |  |  | 3.57 | 0.5 | 0 | 0 | 0 | 3.07 | 0 |  | kW | 0 | 0.46 | Commercial |  | Annual | [5 empty] | 20 | 0.96 |  |  |  | 0 | 0 | 1999 | 0 | 0 | 0 | 0 | 0 | 0 | 0 | 0 | 0 | 2006 Qtr 1: 0; 2006 Qtr 2: 0; 2006 Qtr 3: 0; 2006 Qtr 4: 0; 2007 Qtr 1: 0; 2007 Qtr 2: 0; 2007 Qtr 3: 0; 2007 Qtr 4: 1999; 2008 Qtr 1: 0; 2008 Qtr 2: 0; 2008 Qtr 3: 0; 2008 Qtr 4: 0 | 1999
0 | 311015-Commercial Boiler (Non-Space Heat, Non-Process) |  | 9 | Misc._Commercial | DHW HtPmp | 0 |  |  |  |  | 3.57 | 0.5 | 0 | 0 | 0 | 3.07 | 0 |  | kW | 0 | 0.46 | Commercial |  | Annual | [5 empty] | 20 | 0.96 |  |  |  | 0 | 0 | 798 | 0 | 0 | 0 | 0 | 0 | 0 | 0 | 0 | 0 | 2006 Qtr 1: 0; 2006 Qtr 2: 0; 2006 Qtr 3: 0; 2006 Qtr 4: 0; 2007 Qtr 1: 0; 2007 Qtr 2: 0; 2007 Qtr 3: 0; 2007 Qtr 4: 798; 2008 Qtr 1: 0; 2008 Qtr 2: 0; 2008 Qtr 3: 0; 2008 Qtr 4: 0 | 798
0 | 311015-Commercial Boiler (Non-Space Heat, Non-Process) |  | 9 | Misc._Commercial | DHW HtPmp | 0 |  |  |  |  | 3.57 | 0.5 | 0 | 0 | 0 | 3.07 | 0 |  | kW | 0 | 0.46 | Commercial |  | Annual | [5 empty] | 20 | 0.96 |  |  |  | 0 | 0 | 3998 | 0 | 0 | 0 | 0 | 0 | 0 | 0 | 0 | 0 | 2006 Qtr 1: 0; 2006 Qtr 2: 0; 2006 Qtr 3: 0; 2006 Qtr 4: 0; 2007 Qtr 1: 0; 2007 Qtr 2: 0; 2007 Qtr 3: 0; 2007 Qtr 4: 3998; 2008 Qtr 1: 0; 2008 Qtr 2: 0; 2008 Qtr 3: 0; 2008 Qtr 4: 0 | 3998
0 | 311015-Commercial Boiler (Non-Space Heat, Non-Process) |  | 6 | Misc._Commercial | DHW HtPmp | 0 |  |  |  |  | 3.57 | 0.5 | 0 | 0 | 0 | 3.07 | 0 |  | kW | 0 | 0.46 | Commercial |  | Annual | [5 empty] | 20 | 0.96 |  |  |  | 0 | 0 | 1800 | 0 | 0 | 0 | 0 | 0 | 0 | 0 | 0 | 0 | 2006 Qtr 1: 0; 2006 Qtr 2: 0; 2006 Qtr 3: 0; 2006 Qtr 4: 0; 2007 Qtr 1: 0; 2007 Qtr 2: 0; 2007 Qtr 3: 0; 2007 Qtr 4: 1800; 2008 Qtr 1: 0; 2008 Qtr 2: 0; 2008 Qtr 3: 0; 2008 Qtr 4: 0 | 1800
0 | 311015-Commercial Boiler (Non-Space Heat, Non-Process) |  | 6 | Misc._Commercial | DHW HtPmp | 0 |  |  |  |  | 3.57 | 0.5 | 0 | 0 | 0 | 3.07 | 0 |  | kW | 0 | 0.46 | Commercial |  | Annual | [5 empty] | 20 | 0.96 |  |  |  | 0 | 0 | 500 | 0 | 0 | 0 | 0 | 0 | 0 | 0 | 0 | 0 | 2006 Qtr 1: 0; 2006 Qtr 2: 0; 2006 Qtr 3: 0; 2006 Qtr 4: 0; 2007 Qtr 1: 0; 2007 Qtr 2: 0; 2007 Qtr 3: 0; 2007 Qtr 4: 500; 2008 Qtr 1: 0; 2008 Qtr 2: 0; 2008 Qtr 3: 0; 2008 Qtr 4: 0 | 500
0 | 311015-Commercial Boiler (Non-Space Heat, Non-Process) |  | 9 | Misc._Commercial | DHW HtPmp | 0 |  |  |  |  | 3.57 | 0.5 | 0 | 0 | 0 | 3.07 | 0 |  | kW | 0 | 0.46 | Commercial |  | Annual | [5 empty] | 20 | 0.96 |  |  |  | 0 | 0 | 3998 | 0 | 0 | 0 | 0 | 0 | 0 | 0 | 0 | 0 | 2006 Qtr 1: 0; 2006 Qtr 2: 0; 2006 Qtr 3: 0; 2006 Qtr 4: 0; 2007 Qtr 1: 0; 2007 Qtr 2: 0; 2007 Qtr 3: 0; 2007 Qtr 4: 3998; 2008 Qtr 1: 0; 2008 Qtr 2: 0; 2008 Qtr 3: 0; 2008 Qtr 4: 0 | 3998
0 | 311015-Commercial Boiler (Non-Space Heat, Non-Process) |  | 8 | Misc._Commercial | DHW HtPmp | 0 |  |  |  |  | 3.57 | 0.5 | 0 | 0 | 0 | 3.07 | 0 |  | kW | 0 | 0.46 | Commercial |  | Annual | [5 empty] | 20 | 0.96 |  |  |  | 0 | 0 | 3998 | 0 | 0 | 0 | 0 | 0 | 0 | 0 | 0 | 0 | 2006 Qtr 1: 0; 2006 Qtr 2: 0; 2006 Qtr 3: 0; 2006 Qtr 4: 0; 2007 Qtr 1: 0; 2007 Qtr 2: 0; 2007 Qtr 3: 0; 2007 Qtr 4: 3998; 2008 Qtr 1: 0; 2008 Qtr 2: 0; 2008 Qtr 3: 0; 2008 Qtr 4: 0 | 3998
0 | 311015-Commercial Boiler (Non-Space Heat, Non-Process) |  | 8 | Misc._Commercial | DHW HtPmp | 0 |  |  |  |  | 3.57 | 0.5 | 0 | 0 | 0 | 3.07 | 0 |  | kW | 0 | 0.46 | Commercial |  | Annual | [5 empty] | 20 | 0.96 |  |  |  | 0 | 0 | 399 | 0 | 0 | 0 | 0 | 0 | 0 | 0 | 0 | 0 | 2006 Qtr 1: 0; 2006 Qtr 2: 0; 2006 Qtr 3: 0; 2006 Qtr 4: 0; 2007 Qtr 1: 0; 2007 Qtr 2: 0; 2007 Qtr 3: 0; 2007 Qtr 4: 399; 2008 Qtr 1: 0; 2008 Qtr 2: 0; 2008 Qtr 3: 0; 2008 Qtr 4: 0 | 399
0 | 311015-Commercial Boiler (Non-Space Heat, Non-Process) |  | 8 | Misc._Commercial | DHW HtPmp | 0 |  |  |  |  | 3.57 | 0.5 | 0 | 0 | 0 | 3.07 | 0 |  | kW | 0 | 0.46 | Commercial |  | Annual | [5 empty] | 20 | 0.96 |  |  |  | 0 | 0 | 1500 | 0 | 0 | 0 | 0 | 0 | 0 | 0 | 0 | 0 | 2006 Qtr 1: 0; 2006 Qtr 2: 0; 2006 Qtr 3: 0; 2006 Qtr 4: 0; 2007 Qtr 1: 0; 2007 Qtr 2: 0; 2007 Qtr 3: 0; 2007 Qtr 4: 1500; 2008 Qtr 1: 0; 2008 Qtr 2: 0; 2008 Qtr 3: 0; 2008 Qtr 4: 0 | 1500
0 | 311015-Commercial Boiler (Non-Space Heat, Non-Process) |  | 8 | Misc._Commercial | DHW HtPmp | 0 |  |  |  |  | 3.57 | 0.5 | 0 | 0 | 0 | 3.07 | 0 |  | kW | 0 | 0.46 | Commercial |  | Annual | [5 empty] | 20 | 0.96 |  |  |  | 0 | 0 | 990 | 0 | 0 | 0 | 0 | 0 | 0 | 0 | 0 | 0 | 2006 Qtr 1: 0; 2006 Qtr 2: 0; 2006 Qtr 3: 0; 2006 Qtr 4: 0; 2007 Qtr 1: 0; 2007 Qtr 2: 0; 2007 Qtr 3: 0; 2007 Qtr 4: 990; 2008 Qtr 1: 0; 2008 Qtr 2: 0; 2008 Qtr 3: 0; 2008 Qtr 4: 0 | 990
0 | 311015-Commercial Boiler (Non-Space Heat, Non-Process) |  | 9 | Misc._Commercial | DHW HtPmp | 0 |  |  |  |  | 3.57 | 0.5 | 0 | 0 | 0 | 3.07 | 0 |  | kW | 0 | 0.46 | Commercial |  | Annual | [5 empty] | 20 | 0.96 |  |  |  | 0 | 0 | 798 | 0 | 0 | 0 | 0 | 0 | 0 | 0 | 0 | 0 | 2006 Qtr 1: 0; 2006 Qtr 2: 0; 2006 Qtr 3: 0; 2006 Qtr 4: 0; 2007 Qtr 1: 0; 2007 Qtr 2: 0; 2007 Qtr 3: 0; 2007 Qtr 4: 798; 2008 Qtr 1: 0; 2008 Qtr 2: 0; 2008 Qtr 3: 0; 2008 Qtr 4: 0 | 798
0 | 311016-Process Boiler - Steam |  | 10 | Misc._Commercial | DHW HtPmp | 0 |  |  |  |  | 3.57 | 0.5 | 0 | 0 | 0 | 3.07 | 0 |  | kW | 0 | 0.37 | Commercial |  | Annual | [5 empty] | 20 | 0.96 |  |  |  | 0 | 0 | 1050 | 0 | 0 | 0 | 0 | 0 | 0 | 0 | 0 | 0 | 2006 Qtr 1: 0; 2006 Qtr 2: 0; 2006 Qtr 3: 0; 2006 Qtr 4: 0; 2007 Qtr 1: 0; 2007 Qtr 2: 0; 2007 Qtr 3: 0; 2007 Qtr 4: 1050; 2008 Qtr 1: 0; 2008 Qtr 2: 0; 2008 Qtr 3: 0; 2008 Qtr 4: 0 | 1050
0 | 311016-Process Boiler - Steam |  | 9 | Misc._Commercial | DHW HtPmp | 0 |  |  |  |  | 3.57 | 0.5 | 0 | 0 | 0 | 3.07 | 0 |  | kW | 0 | 0.37 | Commercial |  | Annual | [5 empty] | 20 | 0.96 |  |  |  | 0 | 0 | 420 | 0 | 0 | 0 | 0 | 0 | 0 | 0 | 0 | 0 | 2006 Qtr 1: 0; 2006 Qtr 2: 0; 2006 Qtr 3: 0; 2006 Qtr 4: 0; 2007 Qtr 1: 0; 2007 Qtr 2: 0; 2007 Qtr 3: 0; 2007 Qtr 4: 420; 2008 Qtr 1: 0; 2008 Qtr 2: 0; 2008 Qtr 3: 0; 2008 Qtr 4: 0 | 420
0 | 311016-Process Boiler - Steam |  | 8 | Misc._Commercial | DHW HtPmp | 0 |  |  |  |  | 3.57 | 0.5 | 0 | 0 | 0 | 3.07 | 0 |  | kW | 0 | 0.37 | Commercial |  | Annual | [5 empty] | 20 | 0.96 |  |  |  | 0 | 0 | 37659 | 0 | 0 | 0 | 0 | 0 | 0 | 0 | 0 | 0 | 2006 Qtr 1: 0; 2006 Qtr 2: 0; 2006 Qtr 3: 0; 2006 Qtr 4: 0; 2007 Qtr 1: 0; 2007 Qtr 2: 0; 2007 Qtr 3: 0; 2007 Qtr 4: 37659; 2008 Qtr 1: 0; 2008 Qtr 2: 0; 2008 Qtr 3: 0; 2008 Qtr 4: 0 | 37659
0 | 311017-Water Heating -Commercial Pool Heater |  | 10 | Misc._Commercial | DHW HtPmp | 0 |  |  |  |  | 2 | 2 | 0 | 0 | 0 | 0 | 0 |  | kW | 0 | 2.41 | Commercial |  | Annual | [5 empty] | 5 | 0.96 |  |  |  | 0 | 0 | 750 | 0 | 0 | 0 | 0 | 0 | 0 | 0 | 0 | 0 | 2006 Qtr 1: 0; 2006 Qtr 2: 0; 2006 Qtr 3: 0; 2006 Qtr 4: 0; 2007 Qtr 1: 0; 2007 Qtr 2: 0; 2007 Qtr 3: 0; 2007 Qtr 4: 750; 2008 Qtr 1: 0; 2008 Qtr 2: 0; 2008 Qtr 3: 0; 2008 Qtr 4: 0 | 750
0 | 311017-Water Heating -Commercial Pool Heater |  | 8 | Misc._Commercial | DHW HtPmp | 0 |  |  |  |  | 2 | 2 | 0 | 0 | 0 | 0 | 0 |  | kW | 0 | 2.41 | Commercial |  | Annual | [5 empty] | 5 | 0.96 |  |  |  | 0 | 0 | 1999 | 0 | 0 | 0 | 0 | 0 | 0 | 0 | 0 | 0 | 2006 Qtr 1: 0; 2006 Qtr 2: 0; 2006 Qtr 3: 0; 2006 Qtr 4: 0; 2007 Qtr 1: 0; 2007 Qtr 2: 0; 2007 Qtr 3: 0; 2007 Qtr 4: 1999; 2008 Qtr 1: 0; 2008 Qtr 2: 0; 2008 Qtr 3: 0; 2008 Qtr 4: 0 | 1999
0 | 311017-Water Heating -Commercial Pool Heater |  | 10 | Misc._Commercial | DHW HtPmp | 0 |  |  |  |  | 2 | 2 | 0 | 0 | 0 | 0 | 0 |  | kW | 0 | 2.41 | Commercial |  | Annual | [5 empty] | 5 | 0.96 |  |  |  | 0 | 0 | 4500 | 0 | 0 | 0 | 0 | 0 | 0 | 0 | 0 | 0 | 2006 Qtr 1: 0; 2006 Qtr 2: 0; 2006 Qtr 3: 0; 2006 Qtr 4: 0; 2007 Qtr 1: 0; 2007 Qtr 2: 0; 2007 Qtr 3: 0; 2007 Qtr 4: 4500; 2008 Qtr 1: 0; 2008 Qtr 2: 0; 2008 Qtr 3: 0; 2008 Qtr 4: 0 | 4500
0 | 311017-Water Heating -Commercial Pool Heater |  | 6 | Misc._Commercial | DHW HtPmp | 0 |  |  |  |  | 2 | 2 | 0 | 0 | 0 | 0 | 0 |  | kW | 0 | 2.41 | Commercial |  | Annual | [5 empty] | 5 | 0.96 |  |  |  | 0 | 0 | 750 | 0 | 0 | 0 | 0 | 0 | 0 | 0 | 0 | 0 | 2006 Qtr 1: 0; 2006 Qtr 2: 0; 2006 Qtr 3: 0; 2006 Qtr 4: 0; 2007 Qtr 1: 0; 2007 Qtr 2: 0; 2007 Qtr 3: 0; 2007 Qtr 4: 750; 2008 Qtr 1: 0; 2008 Qtr 2: 0; 2008 Qtr 3: 0; 2008 Qtr 4: 0 | 750
0 | 311017-Water Heating -Commercial Pool Heater |  | 6 | Misc._Commercial | DHW HtPmp | 0 |  |  |  |  | 2 | 2 | 0 | 0 | 0 | 0 | 0 |  | kW | 0 | 2.41 | Commercial |  | Annual | [5 empty] | 5 | 0.96 |  |  |  | 0 | 0 | 1999 | 0 | 0 | 0 | 0 | 0 | 0 | 0 | 0 | 0 | 2006 Qtr 1: 0; 2006 Qtr 2: 0; 2006 Qtr 3: 0; 2006 Qtr 4: 0; 2007 Qtr 1: 0; 2007 Qtr 2: 0; 2007 Qtr 3: 0; 2007 Qtr 4: 1999; 2008 Qtr 1: 0; 2008 Qtr 2: 0; 2008 Qtr 3: 0; 2008 Qtr 4: 0 | 1999
0 | 311017-Water Heating -Commercial Pool Heater |  | 9 | Misc._Commercial | DHW HtPmp | 0 |  |  |  |  | 2 | 2 | 0 | 0 | 0 | 0 | 0 |  | kW | 0 | 2.41 | Commercial |  | Annual | [5 empty] | 5 | 0.96 |  |  |  | 0 | 0 | 1999 | 0 | 0 | 0 | 0 | 0 | 0 | 0 | 0 | 0 | 2006 Qtr 1: 0; 2006 Qtr 2: 0; 2006 Qtr 3: 0; 2006 Qtr 4: 0; 2007 Qtr 1: 0; 2007 Qtr 2: 0; 2007 Qtr 3: 0; 2007 Qtr 4: 1999; 2008 Qtr 1: 0; 2008 Qtr 2: 0; 2008 Qtr 3: 0; 2008 Qtr 4: 0 | 1999
0 | 311002-Greenhouse Heat Curtain | CFRM00AVHtCtn | 6 | Misc._Commercial | Wall_insul | 0 |  |  |  |  | 0.49 | 0.2 | 0 | 0 | 0 | 0.29 | 0.037399 |  | kW | 0 | 0.20048 | Commercial |  | Winter Only | [5 empty] | 5 | 0.96 |  |  |  | 0 | 0 | 57000 | 0 | 0 | 0 | 0 | 0 | 0 | 0 | 0 | 0 | 2006 Qtr 1: 0; 2006 Qtr 2: 0; 2006 Qtr 3: 0; 2006 Qtr 4: 0; 2007 Qtr 1: 0; 2007 Qtr 2: 0; 2007 Qtr 3: 0; 2007 Qtr 4: 57000; 2008 Qtr 1: 0; 2008 Qtr 2: 0; 2008 Qtr 3: 0; 2008 Qtr 4: 0 | 57000
0 | 311002-Greenhouse Heat Curtain | CFRM00AVHtCtn | 6 | Misc._Commercial | Wall_insul | 0 |  |  |  |  | 0.49 | 0.2 | 0 | 0 | 0 | 0.29 | 0.10932 |  | kW | 0 | 0.20048 | Commercial |  | Winter Only | [5 empty] | 5 | 0.96 |  |  |  | 0 | 0 | 19500 | 0 | 0 | 0 | 0 | 0 | 0 | 0 | 0 | 0 | 2006 Qtr 1: 0; 2006 Qtr 2: 0; 2006 Qtr 3: 0; 2006 Qtr 4: 0; 2007 Qtr 1: 0; 2007 Qtr 2: 0; 2007 Qtr 3: 0; 2007 Qtr 4: 19500; 2008 Qtr 1: 0; 2008 Qtr 2: 0; 2008 Qtr 3: 0; 2008 Qtr 4: 0 | 19500
0 | 311002-Greenhouse Heat Curtain | CFRM00AVHtCtn | 6 | Misc._Commercial | Wall_insul | 0 |  |  |  |  | 0.49 | 0.2 | 0 | 0 | 0 | 0.29 | 0.018035 |  | kW | 0 | 0.20048 | Commercial |  | Winter Only | [5 empty] | 5 | 0.96 |  |  |  | 0 | 0 | 118200 | 0 | 0 | 0 | 0 | 0 | 0 | 0 | 0 | 0 | 2006 Qtr 1: 0; 2006 Qtr 2: 0; 2006 Qtr 3: 0; 2006 Qtr 4: 0; 2007 Qtr 1: 0; 2007 Qtr 2: 0; 2007 Qtr 3: 0; 2007 Qtr 4: 118200; 2008 Qtr 1: 0; 2008 Qtr 2: 0; 2008 Qtr 3: 0; 2008 Qtr 4: 0 | 118200
0 | 311002-Greenhouse Heat Curtain | CFRM00AVHtCtn | 6 | Misc._Commercial | Wall_insul | 0 |  |  |  |  | 0.49 | 0.2 | 0 | 0 | 0 | 0.29 | 0.01599 |  | kW | 0 | 0.20048 | Commercial |  | Winter Only | [5 empty] | 5 | 0.96 |  |  |  | 0 | 0 | 133320 | 0 | 0 | 0 | 0 | 0 | 0 | 0 | 0 | 0 | 2006 Qtr 1: 0; 2006 Qtr 2: 0; 2006 Qtr 3: 0; 2006 Qtr 4: 0; 2007 Qtr 1: 0; 2007 Qtr 2: 0; 2007 Qtr 3: 0; 2007 Qtr 4: 133320; 2008 Qtr 1: 0; 2008 Qtr 2: 0; 2008 Qtr 3: 0; 2008 Qtr 4: 0 | 133320
0 | 311002-Greenhouse Heat Curtain | CFRM00AVHtCtn | 6 | Misc._Commercial | Wall_insul | 0 |  |  |  |  | 0.49 | 0.2 | 0 | 0 | 0 | 0.29 | 0.026388 |  | kW | 0 | 0.20048 | Commercial |  | Winter Only | [5 empty] | 5 | 0.96 |  |  |  | 0 | 0 | 80784 | 0 | 0 | 0 | 0 | 0 | 0 | 0 | 0 | 0 | 2006 Qtr 1: 0; 2006 Qtr 2: 0; 2006 Qtr 3: 0; 2006 Qtr 4: 0; 2007 Qtr 1: 0; 2007 Qtr 2: 0; 2007 Qtr 3: 0; 2007 Qtr 4: 80784; 2008 Qtr 1: 0; 2008 Qtr 2: 0; 2008 Qtr 3: 0; 2008 Qtr 4: 0 | 80784
0 | 311002-Greenhouse Heat Curtain | CFRM00AVHtCtn | 6 | Misc._Commercial | Wall_insul | 0 |  |  |  |  | 0.49 | 0.2 | 0 | 0 | 0 | 0.29 | 0.010634 |  | kW | 0 | 0.20048 | Commercial |  | Winter Only | [5 empty] | 5 | 0.96 |  |  |  | 0 | 0 | 200472 | 0 | 0 | 0 | 0 | 0 | 0 | 0 | 0 | 0 | 2006 Qtr 1: 0; 2006 Qtr 2: 0; 2006 Qtr 3: 0; 2006 Qtr 4: 0; 2007 Qtr 1: 0; 2007 Qtr 2: 0; 2007 Qtr 3: 0; 2007 Qtr 4: 200472; 2008 Qtr 1: 0; 2008 Qtr 2: 0; 2008 Qtr 3: 0; 2008 Qtr 4: 0 | 200472
0 | 311002-Greenhouse Heat Curtain | CFRM00AVHtCtn | 6 | Misc._Commercial | Wall_insul | 0 |  |  |  |  | 0.49 | 0.2 | 0 | 0 | 0 | 0.29 | 0.020909 |  | kW | 0 | 0.20048 | Commercial |  | Winter Only | [5 empty] | 5 | 0.96 |  |  |  | 0 | 0 | 101952 | 0 | 0 | 0 | 0 | 0 | 0 | 0 | 0 | 0 | 2006 Qtr 1: 0; 2006 Qtr 2: 0; 2006 Qtr 3: 0; 2006 Qtr 4: 0; 2007 Qtr 1: 0; 2007 Qtr 2: 0; 2007 Qtr 3: 0; 2007 Qtr 4: 101952; 2008 Qtr 1: 0; 2008 Qtr 2: 0; 2008 Qtr 3: 0; 2008 Qtr 4: 0 | 101952
0 | 311002-Greenhouse Heat Curtain | CFRM00AVHtCtn | 6 | Misc._Commercial | Wall_insul | 0 |  |  |  |  | 0.49 | 0.2 | 0 | 0 | 0 | 0.29 | 0.010627 |  | kW | 0 | 0.20048 | Commercial |  | Winter Only | [5 empty] | 5 | 0.96 |  |  |  | 0 | 0 | 200592 | 0 | 0 | 0 | 0 | 0 | 0 | 0 | 0 | 0 | 2006 Qtr 1: 0; 2006 Qtr 2: 0; 2006 Qtr 3: 0; 2006 Qtr 4: 0; 2007 Qtr 1: 0; 2007 Qtr 2: 0; 2007 Qtr 3: 0; 2007 Qtr 4: 200592; 2008 Qtr 1: 0; 2008 Qtr 2: 0; 2008 Qtr 3: 0; 2008 Qtr 4: 0 | 200592
0 | 311002-Greenhouse Heat Curtain | CFRM00AVHtCtn | 6 | Misc._Commercial | Wall_insul | 0 |  |  |  |  | 0.49 | 0.2 | 0 | 0 | 0 | 0.29 | 0.048448 |  | kW | 0 | 0.20048 | Commercial |  | Winter Only | [5 empty] | 5 | 0.96 |  |  |  | 0 | 0 | 44000 | 0 | 0 | 0 | 0 | 0 | 0 | 0 | 0 | 0 | 2006 Qtr 1: 0; 2006 Qtr 2: 0; 2006 Qtr 3: 0; 2006 Qtr 4: 0; 2007 Qtr 1: 0; 2007 Qtr 2: 0; 2007 Qtr 3: 0; 2007 Qtr 4: 44000; 2008 Qtr 1: 0; 2008 Qtr 2: 0; 2008 Qtr 3: 0; 2008 Qtr 4: 0 | 44000
0 | 311002-Greenhouse Heat Curtain | CFRM00AVHtCtn | 6 | Misc._Commercial | Wall_insul | 0 |  |  |  |  | 0.49 | 0.2 | 0 | 0 | 0 | 0.29 | 0.012228 |  | kW | 0 | 0.20048 | Commercial |  | Winter Only | [5 empty] | 5 | 0.96 |  |  |  | 0 | 0 | 174336 | 0 | 0 | 0 | 0 | 0 | 0 | 0 | 0 | 0 | 2006 Qtr 1: 0; 2006 Qtr 2: 0; 2006 Qtr 3: 0; 2006 Qtr 4: 0; 2007 Qtr 1: 0; 2007 Qtr 2: 0; 2007 Qtr 3: 0; 2007 Qtr 4: 174336; 2008 Qtr 1: 0; 2008 Qtr 2: 0; 2008 Qtr 3: 0; 2008 Qtr 4: 0 | 174336
0 | 311002-Greenhouse Heat Curtain | CFRM00AVHtCtn | 6 | Misc._Commercial | Wall_insul | 0 |  |  |  |  | 0.49 | 0.2 | 0 | 0 | 0 | 0.29 | 0.019301 |  | kW | 0 | 0.20048 | Commercial |  | Winter Only | [5 empty] | 5 | 0.96 |  |  |  | 0 | 0 | 110444 | 0 | 0 | 0 | 0 | 0 | 0 | 0 | 0 | 0 | 2006 Qtr 1: 0; 2006 Qtr 2: 0; 2006 Qtr 3: 0; 2006 Qtr 4: 0; 2007 Qtr 1: 0; 2007 Qtr 2: 0; 2007 Qtr 3: 0; 2007 Qtr 4: 110444; 2008 Qtr 1: 0; 2008 Qtr 2: 0; 2008 Qtr 3: 0; 2008 Qtr 4: 0 | 110444
0 | 311002-Greenhouse Heat Curtain | CFRM00AVHtCtn | 6 | Misc._Commercial | Wall_insul | 0 |  |  |  |  | 0.49 | 0.2 | 0 | 0 | 0 | 0.29 | 0.016343 |  | kW | 0 | 0.20048 | Commercial |  | Winter Only | [5 empty] | 5 | 0.96 |  |  |  | 0 | 0 | 130440 | 0 | 0 | 0 | 0 | 0 | 0 | 0 | 0 | 0 | 2006 Qtr 1: 0; 2006 Qtr 2: 0; 2006 Qtr 3: 0; 2006 Qtr 4: 0; 2007 Qtr 1: 0; 2007 Qtr 2: 0; 2007 Qtr 3: 0; 2007 Qtr 4: 130440; 2008 Qtr 1: 0; 2008 Qtr 2: 0; 2008 Qtr 3: 0; 2008 Qtr 4: 0 | 130440
0 | 311002-Greenhouse Heat Curtain | CFRM00AVHtCtn | 6 | Misc._Commercial | Wall_insul | 0 |  |  |  |  | 0.49 | 0.2 | 0 | 0 | 0 | 0.29 | 0.023885 |  | kW | 0 | 0.20048 | Commercial |  | Winter Only | [5 empty] | 5 | 0.96 |  |  |  | 0 | 0 | 89250 | 0 | 0 | 0 | 0 | 0 | 0 | 0 | 0 | 0 | 2006 Qtr 1: 0; 2006 Qtr 2: 0; 2006 Qtr 3: 0; 2006 Qtr 4: 0; 2007 Qtr 1: 0; 2007 Qtr 2: 0; 2007 Qtr 3: 0; 2007 Qtr 4: 89250; 2008 Qtr 1: 0; 2008 Qtr 2: 0; 2008 Qtr 3: 0; 2008 Qtr 4: 0 | 89250
0 | 311002-Greenhouse Heat Curtain | CFRM00AVHtCtn | 6 | Misc._Commercial | Wall_insul | 0 |  |  |  |  | 0.49 | 0.2 | 0 | 0 | 0 | 0.29 | 0.017953 |  | kW | 0 | 0.20048 | Commercial |  | Winter Only | [5 empty] | 5 | 0.96 |  |  |  | 0 | 0 | 118740 | 0 | 0 | 0 | 0 | 0 | 0 | 0 | 0 | 0 | 2006 Qtr 1: 0; 2006 Qtr 2: 0; 2006 Qtr 3: 0; 2006 Qtr 4: 0; 2007 Qtr 1: 0; 2007 Qtr 2: 0; 2007 Qtr 3: 0; 2007 Qtr 4: 118740; 2008 Qtr 1: 0; 2008 Qtr 2: 0; 2008 Qtr 3: 0; 2008 Qtr 4: 0 | 118740
0 | 311005-Storage Water Heaters (LRG >75 MBTUH) |  | 8 | Misc._Commercial | DHW HtPmp | 0 |  |  |  |  | 6.78 | 2 | 0 | 0 | 0 | 4.78 | 0 |  | kW | 0 | 1.753 | Commercial |  | Annual | [5 empty] | 15 | 0.96 |  |  |  | 0 | 0 | 160 | 0 | 0 | 0 | 0 | 0 | 0 | 0 | 0 | 0 | 2006 Qtr 1: 0; 2006 Qtr 2: 0; 2006 Qtr 3: 0; 2006 Qtr 4: 0; 2007 Qtr 1: 0; 2007 Qtr 2: 0; 2007 Qtr 3: 0; 2007 Qtr 4: 160; 2008 Qtr 1: 0; 2008 Qtr 2: 0; 2008 Qtr 3: 0; 2008 Qtr 4: 0 | 160
0 | 311005-Storage Water Heaters (LRG >75 MBTUH) |  | 8 | Misc._Commercial | DHW HtPmp | 0 |  |  |  |  | 6.78 | 2 | 0 | 0 | 0 | 4.78 | 0 |  | kW | 0 | 1.753 | Commercial |  | Annual | [5 empty] | 15 | 0.96 |  |  |  | 0 | 0 | 160 | 0 | 0 | 0 | 0 | 0 | 0 | 0 | 0 | 0 | 2006 Qtr 1: 0; 2006 Qtr 2: 0; 2006 Qtr 3: 0; 2006 Qtr 4: 0; 2007 Qtr 1: 0; 2007 Qtr 2: 0; 2007 Qtr 3: 0; 2007 Qtr 4: 160; 2008 Qtr 1: 0; 2008 Qtr 2: 0; 2008 Qtr 3: 0; 2008 Qtr 4: 0 | 160
0 | 311005-Storage Water Heaters (LRG >75 MBTUH) |  | 9 | Misc._Commercial | DHW HtPmp | 0 |  |  |  |  | 6.78 | 2 | 0 | 0 | 0 | 4.78 | 0 |  | kW | 0 | 1.753 | Commercial |  | Annual | [5 empty] | 15 | 0.96 |  |  |  | 0 | 0 | 199 | 0 | 0 | 0 | 0 | 0 | 0 | 0 | 0 | 0 | 2006 Qtr 1: 0; 2006 Qtr 2: 0; 2006 Qtr 3: 0; 2006 Qtr 4: 0; 2007 Qtr 1: 0; 2007 Qtr 2: 0; 2007 Qtr 3: 0; 2007 Qtr 4: 199; 2008 Qtr 1: 0; 2008 Qtr 2: 0; 2008 Qtr 3: 0; 2008 Qtr 4: 0 | 199
0 | 311005-Storage Water Heaters (LRG >75 MBTUH) |  | 9 | Misc._Commercial | DHW HtPmp | 0 |  |  |  |  | 6.78 | 2 | 0 | 0 | 0 | 4.78 | 0 |  | kW | 0 | 1.753 | Commercial |  | Annual | [5 empty] | 15 | 0.96 |  |  |  | 0 | 0 | 160 | 0 | 0 | 0 | 0 | 0 | 0 | 0 | 0 | 0 | 2006 Qtr 1: 0; 2006 Qtr 2: 0; 2006 Qtr 3: 0; 2006 Qtr 4: 0; 2007 Qtr 1: 0; 2007 Qtr 2: 0; 2007 Qtr 3: 0; 2007 Qtr 4: 160; 2008 Qtr 1: 0; 2008 Qtr 2: 0; 2008 Qtr 3: 0; 2008 Qtr 4: 0 | 160
0 | 311005-Storage Water Heaters (LRG >75 MBTUH) |  | 6 | Misc._Commercial | DHW HtPmp | 0 |  |  |  |  | 6.78 | 2 | 0 | 0 | 0 | 4.78 | 0 |  | kW | 0 | 1.753 | Commercial |  | Annual | [5 empty] | 15 | 0.96 |  |  |  | 0 | 0 | 199 | 0 | 0 | 0 | 0 | 0 | 0 | 0 | 0 | 0 | 2006 Qtr 1: 0; 2006 Qtr 2: 0; 2006 Qtr 3: 0; 2006 Qtr 4: 0; 2007 Qtr 1: 0; 2007 Qtr 2: 0; 2007 Qtr 3: 0; 2007 Qtr 4: 199; 2008 Qtr 1: 0; 2008 Qtr 2: 0; 2008 Qtr 3: 0; 2008 Qtr 4: 0 | 199
0 | 311005-Storage Water Heaters (LRG >75 MBTUH) |  | 9 | Misc._Commercial | DHW HtPmp | 0 |  |  |  |  | 6.78 | 2 | 0 | 0 | 0 | 4.78 | 0 |  | kW | 0 | 1.753 | Commercial |  | Annual | [5 empty] | 15 | 0.96 |  |  |  | 0 | 0 | 160 | 0 | 0 | 0 | 0 | 0 | 0 | 0 | 0 | 0 | 2006 Qtr 1: 0; 2006 Qtr 2: 0; 2006 Qtr 3: 0; 2006 Qtr 4: 0; 2007 Qtr 1: 0; 2007 Qtr 2: 0; 2007 Qtr 3: 0; 2007 Qtr 4: 160; 2008 Qtr 1: 0; 2008 Qtr 2: 0; 2008 Qtr 3: 0; 2008 Qtr 4: 0 | 160
0 | 311005-Storage Water Heaters (LRG >75 MBTUH) |  | 9 | Misc._Commercial | DHW HtPmp | 0 |  |  |  |  | 6.78 | 2 | 0 | 0 | 0 | 4.78 | 0 |  | kW | 0 | 1.753 | Commercial |  | Annual | [5 empty] | 15 | 0.96 |  |  |  | 0 | 0 | 199 | 0 | 0 | 0 | 0 | 0 | 0 | 0 | 0 | 0 | 2006 Qtr 1: 0; 2006 Qtr 2: 0; 2006 Qtr 3: 0; 2006 Qtr 4: 0; 2007 Qtr 1: 0; 2007 Qtr 2: 0; 2007 Qtr 3: 0; 2007 Qtr 4: 199; 2008 Qtr 1: 0; 2008 Qtr 2: 0; 2008 Qtr 3: 0; 2008 Qtr 4: 0 | 199
0 | 311005-Storage Water Heaters (LRG >75 MBTUH) |  | 8 | Misc._Commercial | DHW HtPmp | 0 |  |  |  |  | 6.78 | 2 | 0 | 0 | 0 | 4.78 | 0 |  | kW | 0 | 1.753 | Commercial |  | Annual | [5 empty] | 15 | 0.96 |  |  |  | 0 | 0 | 199 | 0 | 0 | 0 | 0 | 0 | 0 | 0 | 0 | 0 | 2006 Qtr 1: 0; 2006 Qtr 2: 0; 2006 Qtr 3: 0; 2006 Qtr 4: 0; 2007 Qtr 1: 0; 2007 Qtr 2: 0; 2007 Qtr 3: 0; 2007 Qtr 4: 199; 2008 Qtr 1: 0; 2008 Qtr 2: 0; 2008 Qtr 3: 0; 2008 Qtr 4: 0 | 199
0 | 311005-Storage Water Heaters (LRG >75 MBTUH) |  | 6 | Misc._Commercial | DHW HtPmp | 0 |  |  |  |  | 6.78 | 2 | 0 | 0 | 0 | 4.78 | 0 |  | kW | 0 | 1.753 | Commercial |  | Annual | [5 empty] | 15 | 0.96 |  |  |  | 0 | 0 | 270 | 0 | 0 | 0 | 0 | 0 | 0 | 0 | 0 | 0 | 2006 Qtr 1: 0; 2006 Qtr 2: 0; 2006 Qtr 3: 0; 2006 Qtr 4: 0; 2007 Qtr 1: 0; 2007 Qtr 2: 0; 2007 Qtr 3: 0; 2007 Qtr 4: 270; 2008 Qtr 1: 0; 2008 Qtr 2: 0; 2008 Qtr 3: 0; 2008 Qtr 4: 0 | 270
0 | 311005-Storage Water Heaters (LRG >75 MBTUH) |  | 10 | Misc._Commercial | DHW HtPmp | 0 |  |  |  |  | 6.78 | 2 | 0 | 0 | 0 | 4.78 | 0 |  | kW | 0 | 1.753 | Commercial |  | Annual | [5 empty] | 15 | 0.96 |  |  |  | 0 | 0 | 160 | 0 | 0 | 0 | 0 | 0 | 0 | 0 | 0 | 0 | 2006 Qtr 1: 0; 2006 Qtr 2: 0; 2006 Qtr 3: 0; 2006 Qtr 4: 0; 2007 Qtr 1: 0; 2007 Qtr 2: 0; 2007 Qtr 3: 0; 2007 Qtr 4: 160; 2008 Qtr 1: 0; 2008 Qtr 2: 0; 2008 Qtr 3: 0; 2008 Qtr 4: 0 | 160
0 | 311005-Storage Water Heaters (LRG >75 MBTUH) |  | 8 | Misc._Commercial | DHW HtPmp | 0 |  |  |  |  | 6.78 | 2 | 0 | 0 | 0 | 4.78 | 0 |  | kW | 0 | 1.753 | Commercial |  | Annual | [5 empty] | 15 | 0.96 |  |  |  | 0 | 0 | 199 | 0 | 0 | 0 | 0 | 0 | 0 | 0 | 0 | 0 | 2006 Qtr 1: 0; 2006 Qtr 2: 0; 2006 Qtr 3: 0; 2006 Qtr 4: 0; 2007 Qtr 1: 0; 2007 Qtr 2: 0; 2007 Qtr 3: 0; 2007 Qtr 4: 199; 2008 Qtr 1: 0; 2008 Qtr 2: 0; 2008 Qtr 3: 0; 2008 Qtr 4: 0 | 199
0 | 311005-Storage Water Heaters (LRG >75 MBTUH) |  | 8 | Misc._Commercial | DHW HtPmp | 0 |  |  |  |  | 6.78 | 2 | 0 | 0 | 0 | 4.78 | 0 |  | kW | 0 | 1.753 | Commercial |  | Annual | [5 empty] | 15 | 0.96 |  |  |  | 0 | 0 | 199 | 0 | 0 | 0 | 0 | 0 | 0 | 0 | 0 | 0 | 2006 Qtr 1: 0; 2006 Qtr 2: 0; 2006 Qtr 3: 0; 2006 Qtr 4: 0; 2007 Qtr 1: 0; 2007 Qtr 2: 0; 2007 Qtr 3: 0; 2007 Qtr 4: 199; 2008 Qtr 1: 0; 2008 Qtr 2: 0; 2008 Qtr 3: 0; 2008 Qtr 4: 0 | 199
0 | 311005-Storage Water Heaters (LRG >75 MBTUH) |  | 9 | Misc._Commercial | DHW HtPmp | 0 |  |  |  |  | 6.78 | 2 | 0 | 0 | 0 | 4.78 | 0 |  | kW | 0 | 1.753 | Commercial |  | Annual | [5 empty] | 15 | 0.96 |  |  |  | 0 | 0 | 540 | 0 | 0 | 0 | 0 | 0 | 0 | 0 | 0 | 0 | 2006 Qtr 1: 0; 2006 Qtr 2: 0; 2006 Qtr 3: 0; 2006 Qtr 4: 0; 2007 Qtr 1: 0; 2007 Qtr 2: 0; 2007 Qtr 3: 0; 2007 Qtr 4: 540; 2008 Qtr 1: 0; 2008 Qtr 2: 0; 2008 Qtr 3: 0; 2008 Qtr 4: 0 | 540
0 | 311005-Storage Water Heaters (LRG >75 MBTUH) |  | 15 | Misc._Commercial | DHW HtPmp | 0 |  |  |  |  | 6.78 | 2 | 0 | 0 | 0 | 4.78 | 0 |  | kW | 0 | 1.753 | Commercial |  | Annual | [5 empty] | 15 | 0.96 |  |  |  | 0 | 0 | 150 | 0 | 0 | 0 | 0 | 0 | 0 | 0 | 0 | 0 | 2006 Qtr 1: 0; 2006 Qtr 2: 0; 2006 Qtr 3: 0; 2006 Qtr 4: 0; 2007 Qtr 1: 0; 2007 Qtr 2: 0; 2007 Qtr 3: 0; 2007 Qtr 4: 150; 2008 Qtr 1: 0; 2008 Qtr 2: 0; 2008 Qtr 3: 0; 2008 Qtr 4: 0 | 150
0 | 311005-Storage Water Heaters (LRG >75 MBTUH) |  | 9 | Misc._Commercial | DHW HtPmp | 0 |  |  |  |  | 6.78 | 2 | 0 | 0 | 0 | 4.78 | 0 |  | kW | 0 | 1.753 | Commercial |  | Annual | [5 empty] | 15 | 0.96 |  |  |  | 0 | 0 | 270 | 0 | 0 | 0 | 0 | 0 | 0 | 0 | 0 | 0 | 2006 Qtr 1: 0; 2006 Qtr 2: 0; 2006 Qtr 3: 0; 2006 Qtr 4: 0; 2007 Qtr 1: 0; 2007 Qtr 2: 0; 2007 Qtr 3: 0; 2007 Qtr 4: 270; 2008 Qtr 1: 0; 2008 Qtr 2: 0; 2008 Qtr 3: 0; 2008 Qtr 4: 0 | 270
0 | 311005-Storage Water Heaters (LRG >75 MBTUH) |  | 6 | Misc._Commercial | DHW HtPmp | 0 |  |  |  |  | 6.78 | 2 | 0 | 0 | 0 | 4.78 | 0 |  | kW | 0 | 1.753 | Commercial |  | Annual | [5 empty] | 15 | 0.96 |  |  |  | 0 | 0 | 270 | 0 | 0 | 0 | 0 | 0 | 0 | 0 | 0 | 0 | 2006 Qtr 1: 0; 2006 Qtr 2: 0; 2006 Qtr 3: 0; 2006 Qtr 4: 0; 2007 Qtr 1: 0; 2007 Qtr 2: 0; 2007 Qtr 3: 0; 2007 Qtr 4: 270; 2008 Qtr 1: 0; 2008 Qtr 2: 0; 2008 Qtr 3: 0; 2008 Qtr 4: 0 | 270
0 | 311005-Storage Water Heaters (LRG >75 MBTUH) |  | 14 | Misc._Commercial | DHW HtPmp | 0 |  |  |  |  | 6.78 | 2 | 0 | 0 | 0 | 4.78 | 0 |  | kW | 0 | 1.753 | Commercial |  | Annual | [5 empty] | 15 | 0.96 |  |  |  | 0 | 0 | 310 | 0 | 0 | 0 | 0 | 0 | 0 | 0 | 0 | 0 | 2006 Qtr 1: 0; 2006 Qtr 2: 0; 2006 Qtr 3: 0; 2006 Qtr 4: 0; 2007 Qtr 1: 0; 2007 Qtr 2: 0; 2007 Qtr 3: 0; 2007 Qtr 4: 310; 2008 Qtr 1: 0; 2008 Qtr 2: 0; 2008 Qtr 3: 0; 2008 Qtr 4: 0 | 310
0 | 311005-Storage Water Heaters (LRG >75 MBTUH) |  | 9 | Misc._Commercial | DHW HtPmp | 0 |  |  |  |  | 6.78 | 2 | 0 | 0 | 0 | 4.78 | 0 |  | kW | 0 | 1.753 | Commercial |  | Annual | [5 empty] | 15 | 0.96 |  |  |  | 0 | 0 | 199 | 0 | 0 | 0 | 0 | 0 | 0 | 0 | 0 | 0 | 2006 Qtr 1: 0; 2006 Qtr 2: 0; 2006 Qtr 3: 0; 2006 Qtr 4: 0; 2007 Qtr 1: 0; 2007 Qtr 2: 0; 2007 Qtr 3: 0; 2007 Qtr 4: 199; 2008 Qtr 1: 0; 2008 Qtr 2: 0; 2008 Qtr 3: 0; 2008 Qtr 4: 0 | 199
0 | 311005-Storage Water Heaters (LRG >75 MBTUH) |  | 10 | Misc._Commercial | DHW HtPmp | 0 |  |  |  |  | 6.78 | 2 | 0 | 0 | 0 | 4.78 | 0 |  | kW | 0 | 1.753 | Commercial |  | Annual | [5 empty] | 15 | 0.96 |  |  |  | 0 | 0 | 160 | 0 | 0 | 0 | 0 | 0 | 0 | 0 | 0 | 0 | 2006 Qtr 1: 0; 2006 Qtr 2: 0; 2006 Qtr 3: 0; 2006 Qtr 4: 0; 2007 Qtr 1: 0; 2007 Qtr 2: 0; 2007 Qtr 3: 0; 2007 Qtr 4: 160; 2008 Qtr 1: 0; 2008 Qtr 2: 0; 2008 Qtr 3: 0; 2008 Qtr 4: 0 | 160
0 | 311005-Storage Water Heaters (LRG >75 MBTUH) |  | 9 | Misc._Commercial | DHW HtPmp | 0 |  |  |  |  | 6.78 | 2 | 0 | 0 | 0 | 4.78 | 0 |  | kW | 0 | 1.753 | Commercial |  | Annual | [5 empty] | 15 | 0.96 |  |  |  | 0 | 0 | 810 | 0 | 0 | 0 | 0 | 0 | 0 | 0 | 0 | 0 | 2006 Qtr 1: 0; 2006 Qtr 2: 0; 2006 Qtr 3: 0; 2006 Qtr 4: 0; 2007 Qtr 1: 0; 2007 Qtr 2: 0; 2007 Qtr 3: 0; 2007 Qtr 4: 810; 2008 Qtr 1: 0; 2008 Qtr 2: 0; 2008 Qtr 3: 0; 2008 Qtr 4: 0 | 810
0 | 311005-Storage Water Heaters (LRG >75 MBTUH) |  | 9 | Misc._Commercial | DHW HtPmp | 0 |  |  |  |  | 6.78 | 2 | 0 | 0 | 0 | 4.78 | 0 |  | kW | 0 | 1.753 | Commercial |  | Annual | [5 empty] | 15 | 0.96 |  |  |  | 0 | 0 | 160 | 0 | 0 | 0 | 0 | 0 | 0 | 0 | 0 | 0 | 2006 Qtr 1: 0; 2006 Qtr 2: 0; 2006 Qtr 3: 0; 2006 Qtr 4: 0; 2007 Qtr 1: 0; 2007 Qtr 2: 0; 2007 Qtr 3: 0; 2007 Qtr 4: 160; 2008 Qtr 1: 0; 2008 Qtr 2: 0; 2008 Qtr 3: 0; 2008 Qtr 4: 0 | 160
0 | 311005-Storage Water Heaters (LRG >75 MBTUH) |  | 8 | Misc._Commercial | DHW HtPmp | 0 |  |  |  |  | 6.78 | 2 | 0 | 0 | 0 | 4.78 | 0 |  | kW | 0 | 1.753 | Commercial |  | Annual | [5 empty] | 15 | 0.96 |  |  |  | 0 | 0 | 160 | 0 | 0 | 0 | 0 | 0 | 0 | 0 | 0 | 0 | 2006 Qtr 1: 0; 2006 Qtr 2: 0; 2006 Qtr 3: 0; 2006 Qtr 4: 0; 2007 Qtr 1: 0; 2007 Qtr 2: 0; 2007 Qtr 3: 0; 2007 Qtr 4: 160; 2008 Qtr 1: 0; 2008 Qtr 2: 0; 2008 Qtr 3: 0; 2008 Qtr 4: 0 | 160
0 | 311005-Storage Water Heaters (LRG >75 MBTUH) |  | System | Misc._Commercial | DHW HtPmp | 0 |  |  |  |  | 6.78 | 2 | 0 | 0 | 0 | 4.78 | 0 |  | kW | 0 | 1.753 | Commercial |  | Annual | [5 empty] | 15 | 0.96 |  |  |  | 0 | 0 | 160 | 0 | 0 | 0 | 0 | 0 | 0 | 0 | 0 | 0 | 2006 Qtr 1: 0; 2006 Qtr 2: 0; 2006 Qtr 3: 0; 2006 Qtr 4: 0; 2007 Qtr 1: 0; 2007 Qtr 2: 0; 2007 Qtr 3: 0; 2007 Qtr 4: 160; 2008 Qtr 1: 0; 2008 Qtr 2: 0; 2008 Qtr 3: 0; 2008 Qtr 4: 0 | 160
0 | 311005-Storage Water Heaters (LRG >75 MBTUH) |  | 8 | Misc._Commercial | DHW HtPmp | 0 |  |  |  |  | 6.78 | 2 | 0 | 0 | 0 | 4.78 | 0 |  | kW | 0 | 1.753 | Commercial |  | Annual | [5 empty] | 15 | 0.96 |  |  |  | 0 | 0 | 130 | 0 | 0 | 0 | 0 | 0 | 0 | 0 | 0 | 0 | 2006 Qtr 1: 0; 2006 Qtr 2: 0; 2006 Qtr 3: 0; 2006 Qtr 4: 0; 2007 Qtr 1: 0; 2007 Qtr 2: 0; 2007 Qtr 3: 0; 2007 Qtr 4: 130; 2008 Qtr 1: 0; 2008 Qtr 2: 0; 2008 Qtr 3: 0; 2008 Qtr 4: 0 | 130
0 | 311005-Storage Water Heaters (LRG >75 MBTUH) |  | 10 | Misc._Commercial | DHW HtPmp | 0 |  |  |  |  | 6.78 | 2 | 0 | 0 | 0 | 4.78 | 0 |  | kW | 0 | 1.753 | Commercial |  | Annual | [5 empty] | 15 | 0.96 |  |  |  | 0 | 0 | 199 | 0 | 0 | 0 | 0 | 0 | 0 | 0 | 0 | 0 | 2006 Qtr 1: 0; 2006 Qtr 2: 0; 2006 Qtr 3: 0; 2006 Qtr 4: 0; 2007 Qtr 1: 0; 2007 Qtr 2: 0; 2007 Qtr 3: 0; 2007 Qtr 4: 199; 2008 Qtr 1: 0; 2008 Qtr 2: 0; 2008 Qtr 3: 0; 2008 Qtr 4: 0 | 199
0 | 311005-Storage Water Heaters (LRG >75 MBTUH) |  | 9 | Misc._Commercial | DHW HtPmp | 0 |  |  |  |  | 6.78 | 2 | 0 | 0 | 0 | 4.78 | 0 |  | kW | 0 | 1.753 | Commercial |  | Annual | [5 empty] | 15 | 0.96 |  |  |  | 0 | 0 | 160 | 0 | 0 | 0 | 0 | 0 | 0 | 0 | 0 | 0 | 2006 Qtr 1: 0; 2006 Qtr 2: 0; 2006 Qtr 3: 0; 2006 Qtr 4: 0; 2007 Qtr 1: 0; 2007 Qtr 2: 0; 2007 Qtr 3: 0; 2007 Qtr 4: 160; 2008 Qtr 1: 0; 2008 Qtr 2: 0; 2008 Qtr 3: 0; 2008 Qtr 4: 0 | 160
0 | 311005-Storage Water Heaters (LRG >75 MBTUH) |  | 8 | Misc._Commercial | DHW HtPmp | 0 |  |  |  |  | 6.78 | 2 | 0 | 0 | 0 | 4.78 | 0 |  | kW | 0 | 1.753 | Commercial |  | Annual | [5 empty] | 15 | 0.96 |  |  |  | 0 | 0 | 1200 | 0 | 0 | 0 | 0 | 0 | 0 | 0 | 0 | 0 | 2006 Qtr 1: 0; 2006 Qtr 2: 0; 2006 Qtr 3: 0; 2006 Qtr 4: 0; 2007 Qtr 1: 0; 2007 Qtr 2: 0; 2007 Qtr 3: 0; 2007 Qtr 4: 1200; 2008 Qtr 1: 0; 2008 Qtr 2: 0; 2008 Qtr 3: 0; 2008 Qtr 4: 0 | 1200
0 | 311005-Storage Water Heaters (LRG >75 MBTUH) |  | 10 | Misc._Commercial | DHW HtPmp | 0 |  |  |  |  | 6.78 | 2 | 0 | 0 | 0 | 4.78 | 0 |  | kW | 0 | 1.753 | Commercial |  | Annual | [5 empty] | 15 | 0.96 |  |  |  | 0 | 0 | 160 | 0 | 0 | 0 | 0 | 0 | 0 | 0 | 0 | 0 | 2006 Qtr 1: 0; 2006 Qtr 2: 0; 2006 Qtr 3: 0; 2006 Qtr 4: 0; 2007 Qtr 1: 0; 2007 Qtr 2: 0; 2007 Qtr 3: 0; 2007 Qtr 4: 160; 2008 Qtr 1: 0; 2008 Qtr 2: 0; 2008 Qtr 3: 0; 2008 Qtr 4: 0 | 160
0 | 311006-Storage Water Heaters (SML <= 75 MBTUH) |  | 9 | Misc._Commercial | DHW HtPmp | 0 |  |  |  |  | 2.69 | 2 | 0 | 0 | 0 | 0.69 | 0 |  | kW | 0 | 0.66 | Commercial |  | Annual | [5 empty] | 15 | 0.96 |  |  |  | 0 | 0 | 500 | 0 | 0 | 0 | 0 | 0 | 0 | 0 | 0 | 0 | 2006 Qtr 1: 0; 2006 Qtr 2: 0; 2006 Qtr 3: 0; 2006 Qtr 4: 0; 2007 Qtr 1: 0; 2007 Qtr 2: 0; 2007 Qtr 3: 0; 2007 Qtr 4: 500; 2008 Qtr 1: 0; 2008 Qtr 2: 0; 2008 Qtr 3: 0; 2008 Qtr 4: 0 | 500
0 | 311006-Storage Water Heaters (SML <= 75 MBTUH) |  | 10 | Misc._Commercial | DHW HtPmp | 0 |  |  |  |  | 2.69 | 2 | 0 | 0 | 0 | 0.69 | 0 |  | kW | 0 | 0.66 | Commercial |  | Annual | [5 empty] | 15 | 0.96 |  |  |  | 0 | 0 | 165 | 0 | 0 | 0 | 0 | 0 | 0 | 0 | 0 | 0 | 2006 Qtr 1: 0; 2006 Qtr 2: 0; 2006 Qtr 3: 0; 2006 Qtr 4: 0; 2007 Qtr 1: 0; 2007 Qtr 2: 0; 2007 Qtr 3: 0; 2007 Qtr 4: 165; 2008 Qtr 1: 0; 2008 Qtr 2: 0; 2008 Qtr 3: 0; 2008 Qtr 4: 0 | 165
0 | 311006-Storage Water Heaters (SML <= 75 MBTUH) |  | 9 | Misc._Commercial | DHW HtPmp | 0 |  |  |  |  | 2.69 | 2 | 0 | 0 | 0 | 0.69 | 0 |  | kW | 0 | 0.66 | Commercial |  | Annual | [5 empty] | 15 | 0.96 |  |  |  | 0 | 0 | 990 | 0 | 0 | 0 | 0 | 0 | 0 | 0 | 0 | 0 | 2006 Qtr 1: 0; 2006 Qtr 2: 0; 2006 Qtr 3: 0; 2006 Qtr 4: 0; 2007 Qtr 1: 0; 2007 Qtr 2: 0; 2007 Qtr 3: 0; 2007 Qtr 4: 990; 2008 Qtr 1: 0; 2008 Qtr 2: 0; 2008 Qtr 3: 0; 2008 Qtr 4: 0 | 990
0 | 311007-Instantaneous Water Heaters (>= 200 MBTUH) |  | 9 | Misc._Commercial | DHW HtPmp | 0 |  |  |  |  | -1.32 | 0.5 | 0 | 0 | 0 | -1.82 | 0 |  | kW | 0 | 0.96 | Commercial |  | Annual | [5 empty] | 15 | 0.96 |  |  |  | 0 | 0 | 1260 | 0 | 0 | 0 | 0 | 0 | 0 | 0 | 0 | 0 | 2006 Qtr 1: 0; 2006 Qtr 2: 0; 2006 Qtr 3: 0; 2006 Qtr 4: 0; 2007 Qtr 1: 0; 2007 Qtr 2: 0; 2007 Qtr 3: 0; 2007 Qtr 4: 1260; 2008 Qtr 1: 0; 2008 Qtr 2: 0; 2008 Qtr 3: 0; 2008 Qtr 4: 0 | 1260
0 | 311007-Instantaneous Water Heaters (>= 200 MBTUH) |  | 9 | Misc._Commercial | DHW HtPmp | 0 |  |  |  |  | -1.32 | 0.5 | 0 | 0 | 0 | -1.82 | 0 |  | kW | 0 | 0.96 | Commercial |  | Annual | [5 empty] | 15 | 0.96 |  |  |  | 0 | 0 | 750 | 0 | 0 | 0 | 0 | 0 | 0 | 0 | 0 | 0 | 2006 Qtr 1: 0; 2006 Qtr 2: 0; 2006 Qtr 3: 0; 2006 Qtr 4: 0; 2007 Qtr 1: 0; 2007 Qtr 2: 0; 2007 Qtr 3: 0; 2007 Qtr 4: 750; 2008 Qtr 1: 0; 2008 Qtr 2: 0; 2008 Qtr 3: 0; 2008 Qtr 4: 0 | 750
0 | 311007-Instantaneous Water Heaters (>= 200 MBTUH) |  | 6 | Misc._Commercial | DHW HtPmp | 0 |  |  |  |  | -1.32 | 0.5 | 0 | 0 | 0 | -1.82 | 0 |  | kW | 0 | 0.96 | Commercial |  | Annual | [5 empty] | 15 | 0.96 |  |  |  | 0 | 0 | 500 | 0 | 0 | 0 | 0 | 0 | 0 | 0 | 0 | 0 | 2006 Qtr 1: 0; 2006 Qtr 2: 0; 2006 Qtr 3: 0; 2006 Qtr 4: 0; 2007 Qtr 1: 0; 2007 Qtr 2: 0; 2007 Qtr 3: 0; 2007 Qtr 4: 500; 2008 Qtr 1: 0; 2008 Qtr 2: 0; 2008 Qtr 3: 0; 2008 Qtr 4: 0 | 500
0 | 311007-Instantaneous Water Heaters (>= 200 MBTUH) |  | 9 | Misc._Commercial | DHW HtPmp | 0 |  |  |  |  | -1.32 | 0.5 | 0 | 0 | 0 | -1.82 | 0 |  | kW | 0 | 0.96 | Commercial |  | Annual | [5 empty] | 15 | 0.96 |  |  |  | 0 | 0 | 1260 | 0 | 0 | 0 | 0 | 0 | 0 | 0 | 0 | 0 | 2006 Qtr 1: 0; 2006 Qtr 2: 0; 2006 Qtr 3: 0; 2006 Qtr 4: 0; 2007 Qtr 1: 0; 2007 Qtr 2: 0; 2007 Qtr 3: 0; 2007 Qtr 4: 1260; 2008 Qtr 1: 0; 2008 Qtr 2: 0; 2008 Qtr 3: 0; 2008 Qtr 4: 0 | 1260
0 | 311007-Instantaneous Water Heaters (>= 200 MBTUH) |  | 6 | Misc._Commercial | DHW HtPmp | 0 |  |  |  |  | -1.32 | 0.5 | 0 | 0 | 0 | -1.82 | 0 |  | kW | 0 | 0.96 | Commercial |  | Annual | [5 empty] | 15 | 0.96 |  |  |  | 0 | 0 | 235 | 0 | 0 | 0 | 0 | 0 | 0 | 0 | 0 | 0 | 2006 Qtr 1: 0; 2006 Qtr 2: 0; 2006 Qtr 3: 0; 2006 Qtr 4: 0; 2007 Qtr 1: 0; 2007 Qtr 2: 0; 2007 Qtr 3: 0; 2007 Qtr 4: 235; 2008 Qtr 1: 0; 2008 Qtr 2: 0; 2008 Qtr 3: 0; 2008 Qtr 4: 0 | 235
0 | 311007-Instantaneous Water Heaters (>= 200 MBTUH) |  | 6 | Misc._Commercial | DHW HtPmp | 0 |  |  |  |  | -1.32 | 0.5 | 0 | 0 | 0 | -1.82 | 0 |  | kW | 0 | 0.96 | Commercial |  | Annual | [5 empty] | 15 | 0.96 |  |  |  | 0 | 0 | 1300 | 0 | 0 | 0 | 0 | 0 | 0 | 0 | 0 | 0 | 2006 Qtr 1: 0; 2006 Qtr 2: 0; 2006 Qtr 3: 0; 2006 Qtr 4: 0; 2007 Qtr 1: 0; 2007 Qtr 2: 0; 2007 Qtr 3: 0; 2007 Qtr 4: 1300; 2008 Qtr 1: 0; 2008 Qtr 2: 0; 2008 Qtr 3: 0; 2008 Qtr 4: 0 | 1300
0 | 311007-Instantaneous Water Heaters (>= 200 MBTUH) |  | 6 | Misc._Commercial | DHW HtPmp | 0 |  |  |  |  | -1.32 | 0.5 | 0 | 0 | 0 | -1.82 | 0 |  | kW | 0 | 0.96 | Commercial |  | Annual | [5 empty] | 15 | 0.96 |  |  |  | 0 | 0 | 1000 | 0 | 0 | 0 | 0 | 0 | 0 | 0 | 0 | 0 | 2006 Qtr 1: 0; 2006 Qtr 2: 0; 2006 Qtr 3: 0; 2006 Qtr 4: 0; 2007 Qtr 1: 0; 2007 Qtr 2: 0; 2007 Qtr 3: 0; 2007 Qtr 4: 1000; 2008 Qtr 1: 0; 2008 Qtr 2: 0; 2008 Qtr 3: 0; 2008 Qtr 4: 0 | 1000
0 | 311007-Instantaneous Water Heaters (>= 200 MBTUH) |  | 8 | Misc._Commercial | DHW HtPmp | 0 |  |  |  |  | -1.32 | 0.5 | 0 | 0 | 0 | -1.82 | 0 |  | kW | 0 | 0.96 | Commercial |  | Annual | [5 empty] | 15 | 0.96 |  |  |  | 0 | 0 | 250 | 0 | 0 | 0 | 0 | 0 | 0 | 0 | 0 | 0 | 2006 Qtr 1: 0; 2006 Qtr 2: 0; 2006 Qtr 3: 0; 2006 Qtr 4: 0; 2007 Qtr 1: 0; 2007 Qtr 2: 0; 2007 Qtr 3: 0; 2007 Qtr 4: 250; 2008 Qtr 1: 0; 2008 Qtr 2: 0; 2008 Qtr 3: 0; 2008 Qtr 4: 0 | 250
0 | 311007-Instantaneous Water Heaters (>= 200 MBTUH) |  | 9 | Misc._Commercial | DHW HtPmp | 0 |  |  |  |  | -1.32 | 0.5 | 0 | 0 | 0 | -1.82 | 0 |  | kW | 0 | 0.96 | Commercial |  | Annual | [5 empty] | 15 | 0.96 |  |  |  | 0 | 0 | 399 | 0 | 0 | 0 | 0 | 0 | 0 | 0 | 0 | 0 | 2006 Qtr 1: 0; 2006 Qtr 2: 0; 2006 Qtr 3: 0; 2006 Qtr 4: 0; 2007 Qtr 1: 0; 2007 Qtr 2: 0; 2007 Qtr 3: 0; 2007 Qtr 4: 399; 2008 Qtr 1: 0; 2008 Qtr 2: 0; 2008 Qtr 3: 0; 2008 Qtr 4: 0 | 399
0 | 311007-Instantaneous Water Heaters (>= 200 MBTUH) |  | 9 | Misc._Commercial | DHW HtPmp | 0 |  |  |  |  | -1.32 | 0.5 | 0 | 0 | 0 | -1.82 | 0 |  | kW | 0 | 0.96 | Commercial |  | Annual | [5 empty] | 15 | 0.96 |  |  |  | 0 | 0 | 650 | 0 | 0 | 0 | 0 | 0 | 0 | 0 | 0 | 0 | 2006 Qtr 1: 0; 2006 Qtr 2: 0; 2006 Qtr 3: 0; 2006 Qtr 4: 0; 2007 Qtr 1: 0; 2007 Qtr 2: 0; 2007 Qtr 3: 0; 2007 Qtr 4: 650; 2008 Qtr 1: 0; 2008 Qtr 2: 0; 2008 Qtr 3: 0; 2008 Qtr 4: 0 | 650
0 | 311007-Instantaneous Water Heaters (>= 200 MBTUH) |  | 9 | Misc._Commercial | DHW HtPmp | 0 |  |  |  |  | -1.32 | 0.5 | 0 | 0 | 0 | -1.82 | 0 |  | kW | 0 | 0.96 | Commercial |  | Annual | [5 empty] | 15 | 0.96 |  |  |  | 0 | 0 | 237 | 0 | 0 | 0 | 0 | 0 | 0 | 0 | 0 | 0 | 2006 Qtr 1: 0; 2006 Qtr 2: 0; 2006 Qtr 3: 0; 2006 Qtr 4: 0; 2007 Qtr 1: 0; 2007 Qtr 2: 0; 2007 Qtr 3: 0; 2007 Qtr 4: 237; 2008 Qtr 1: 0; 2008 Qtr 2: 0; 2008 Qtr 3: 0; 2008 Qtr 4: 0 | 237
0 | 311007-Instantaneous Water Heaters (>= 200 MBTUH) |  | 9 | Misc._Commercial | DHW HtPmp | 0 |  |  |  |  | -1.32 | 0.5 | 0 | 0 | 0 | -1.82 | 0 |  | kW | 0 | 0.96 | Commercial |  | Annual | [5 empty] | 15 | 0.96 |  |  |  | 0 | 0 | 399 | 0 | 0 | 0 | 0 | 0 | 0 | 0 | 0 | 0 | 2006 Qtr 1: 0; 2006 Qtr 2: 0; 2006 Qtr 3: 0; 2006 Qtr 4: 0; 2007 Qtr 1: 0; 2007 Qtr 2: 0; 2007 Qtr 3: 0; 2007 Qtr 4: 399; 2008 Qtr 1: 0; 2008 Qtr 2: 0; 2008 Qtr 3: 0; 2008 Qtr 4: 0 | 399
0 | 311007-Instantaneous Water Heaters (>= 200 MBTUH) |  | 8 | Misc._Commercial | DHW HtPmp | 0 |  |  |  |  | -1.32 | 0.5 | 0 | 0 | 0 | -1.82 | 0 |  | kW | 0 | 0.96 | Commercial |  | Annual | [5 empty] | 15 | 0.96 |  |  |  | 0 | 0 | 528 | 0 | 0 | 0 | 0 | 0 | 0 | 0 | 0 | 0 | 2006 Qtr 1: 0; 2006 Qtr 2: 0; 2006 Qtr 3: 0; 2006 Qtr 4: 0; 2007 Qtr 1: 0; 2007 Qtr 2: 0; 2007 Qtr 3: 0; 2007 Qtr 4: 528; 2008 Qtr 1: 0; 2008 Qtr 2: 0; 2008 Qtr 3: 0; 2008 Qtr 4: 0 | 528
0 | 311008-Instantaneous Water Heaters (< 200 MBTUH) |  | 9 | Misc._Commercial | DHW HtPmp | 0 |  |  |  |  | -7.77 | 2 | 0 | 0 | 0 | -9.77 | 0 |  | kW | 0 | 1.81 | Commercial |  | Annual | [5 empty] | 15 | 0.96 |  |  |  | 0 | 0 | 177 | 0 | 0 | 0 | 0 | 0 | 0 | 0 | 0 | 0 | 2006 Qtr 1: 0; 2006 Qtr 2: 0; 2006 Qtr 3: 0; 2006 Qtr 4: 0; 2007 Qtr 1: 0; 2007 Qtr 2: 0; 2007 Qtr 3: 0; 2007 Qtr 4: 177; 2008 Qtr 1: 0; 2008 Qtr 2: 0; 2008 Qtr 3: 0; 2008 Qtr 4: 0 | 177
0 | 311008-Instantaneous Water Heaters (< 200 MBTUH) |  | 8 | Misc._Commercial | DHW HtPmp | 0 |  |  |  |  | -7.77 | 2 | 0 | 0 | 0 | -9.77 | 0 |  | kW | 0 | 1.81 | Commercial |  | Annual | [5 empty] | 15 | 0.96 |  |  |  | 0 | 0 | 399.8 | 0 | 0 | 0 | 0 | 0 | 0 | 0 | 0 | 0 | 2006 Qtr 1: 0; 2006 Qtr 2: 0; 2006 Qtr 3: 0; 2006 Qtr 4: 0; 2007 Qtr 1: 0; 2007 Qtr 2: 0; 2007 Qtr 3: 0; 2007 Qtr 4: 399.8; 2008 Qtr 1: 0; 2008 Qtr 2: 0; 2008 Qtr 3: 0; 2008 Qtr 4: 0 | 399.8
0 | 311008-Instantaneous Water Heaters (< 200 MBTUH) |  | 8 | Misc._Commercial | DHW HtPmp | 0 |  |  |  |  | -7.77 | 2 | 0 | 0 | 0 | -9.77 | 0 |  | kW | 0 | 1.81 | Commercial |  | Annual | [5 empty] | 15 | 0.96 |  |  |  | 0 | 0 | 398 | 0 | 0 | 0 | 0 | 0 | 0 | 0 | 0 | 0 | 2006 Qtr 1: 0; 2006 Qtr 2: 0; 2006 Qtr 3: 0; 2006 Qtr 4: 0; 2007 Qtr 1: 0; 2007 Qtr 2: 0; 2007 Qtr 3: 0; 2007 Qtr 4: 398; 2008 Qtr 1: 0; 2008 Qtr 2: 0; 2008 Qtr 3: 0; 2008 Qtr 4: 0 | 398
0 | 311008-Instantaneous Water Heaters (< 200 MBTUH) |  | 8 | Misc._Commercial | DHW HtPmp | 0 |  |  |  |  | -7.77 | 2 | 0 | 0 | 0 | -9.77 | 0 |  | kW | 0 | 1.81 | Commercial |  | Annual | [5 empty] | 15 | 0.96 |  |  |  | 0 | 0 | 199.9 | 0 | 0 | 0 | 0 | 0 | 0 | 0 | 0 | 0 | 2006 Qtr 1: 0; 2006 Qtr 2: 0; 2006 Qtr 3: 0; 2006 Qtr 4: 0; 2007 Qtr 1: 0; 2007 Qtr 2: 0; 2007 Qtr 3: 0; 2007 Qtr 4: 199.9; 2008 Qtr 1: 0; 2008 Qtr 2: 0; 2008 Qtr 3: 0; 2008 Qtr 4: 0 | 199.9
0 | 311008-Instantaneous Water Heaters (< 200 MBTUH) |  | 10 | Misc._Commercial | DHW HtPmp | 0 |  |  |  |  | -7.77 | 2 | 0 | 0 | 0 | -9.77 | 0 |  | kW | 0 | 1.81 | Commercial |  | Annual | [5 empty] | 15 | 0.96 |  |  |  | 0 | 0 | 398 | 0 | 0 | 0 | 0 | 0 | 0 | 0 | 0 | 0 | 2006 Qtr 1: 0; 2006 Qtr 2: 0; 2006 Qtr 3: 0; 2006 Qtr 4: 0; 2007 Qtr 1: 0; 2007 Qtr 2: 0; 2007 Qtr 3: 0; 2007 Qtr 4: 398; 2008 Qtr 1: 0; 2008 Qtr 2: 0; 2008 Qtr 3: 0; 2008 Qtr 4: 0 | 398
0 | 311008-Instantaneous Water Heaters (< 200 MBTUH) |  | 9 | Misc._Commercial | DHW HtPmp | 0 |  |  |  |  | -7.77 | 2 | 0 | 0 | 0 | -9.77 | 0 |  | kW | 0 | 1.81 | Commercial |  | Annual | [5 empty] | 15 | 0.96 |  |  |  | 0 | 0 | 117 | 0 | 0 | 0 | 0 | 0 | 0 | 0 | 0 | 0 | 2006 Qtr 1: 0; 2006 Qtr 2: 0; 2006 Qtr 3: 0; 2006 Qtr 4: 0; 2007 Qtr 1: 0; 2007 Qtr 2: 0; 2007 Qtr 3: 0; 2007 Qtr 4: 117; 2008 Qtr 1: 0; 2008 Qtr 2: 0; 2008 Qtr 3: 0; 2008 Qtr 4: 0 | 117
0 | 311010-Infrared Film for Greenhouses | CFRM07AVIRFlm | 6 | Misc._Commercial | Wall_insul | 0 |  |  |  |  | 0.03 | 0.03 | 0 | 0 | 0 | 0 | 0.0094009 |  | kW | 0 | 0.065924 | Commercial |  | Winter Only | [5 empty] | 5 | 0.96 |  |  |  | 0 | 0 | 194250 | 0 | 0 | 0 | 0 | 0 | 0 | 0 | 0 | 0 | 2006 Qtr 1: 0; 2006 Qtr 2: 0; 2006 Qtr 3: 0; 2006 Qtr 4: 0; 2007 Qtr 1: 0; 2007 Qtr 2: 0; 2007 Qtr 3: 0; 2007 Qtr 4: 194250; 2008 Qtr 1: 0; 2008 Qtr 2: 0; 2008 Qtr 3: 0; 2008 Qtr 4: 0 | 194250
0 | 311010-Infrared Film for Greenhouses | CFRM07AVIRFlm | 10 | Misc._Commercial | Wall_insul | 0 |  |  |  |  | 0.03 | 0.03 | 0 | 0 | 0 | 0 | 0.027174 |  | kW | 0 | 0.065924 | Commercial |  | Winter Only | [5 empty] | 5 | 0.96 |  |  |  | 0 | 0 | 67200 | 0 | 0 | 0 | 0 | 0 | 0 | 0 | 0 | 0 | 2006 Qtr 1: 0; 2006 Qtr 2: 0; 2006 Qtr 3: 0; 2006 Qtr 4: 0; 2007 Qtr 1: 0; 2007 Qtr 2: 0; 2007 Qtr 3: 0; 2007 Qtr 4: 67200; 2008 Qtr 1: 0; 2008 Qtr 2: 0; 2008 Qtr 3: 0; 2008 Qtr 4: 0 | 67200
0 | 311010-Infrared Film for Greenhouses | CFRM07AVIRFlm | 10 | Misc._Commercial | Wall_insul | 0 |  |  |  |  | 0.03 | 0.03 | 0 | 0 | 0 | 0 | 0.25363 |  | kW | 0 | 0.065924 | Commercial |  | Winter Only | [5 empty] | 5 | 0.96 |  |  |  | 0 | 0 | 7200 | 0 | 0 | 0 | 0 | 0 | 0 | 0 | 0 | 0 | 2006 Qtr 1: 0; 2006 Qtr 2: 0; 2006 Qtr 3: 0; 2006 Qtr 4: 0; 2007 Qtr 1: 0; 2007 Qtr 2: 0; 2007 Qtr 3: 0; 2007 Qtr 4: 7200; 2008 Qtr 1: 0; 2008 Qtr 2: 0; 2008 Qtr 3: 0; 2008 Qtr 4: 0 | 7200
0 | 311010-Infrared Film for Greenhouses | CFRM07AVIRFlm | 9 | Misc._Commercial | Wall_insul | 0 |  |  |  |  | 0.03 | 0.03 | 0 | 0 | 0 | 0 | 0.034586 |  | kW | 0 | 0.065924 | Commercial |  | Winter Only | [5 empty] | 5 | 0.96 |  |  |  | 0 | 0 | 52800 | 0 | 0 | 0 | 0 | 0 | 0 | 0 | 0 | 0 | 2006 Qtr 1: 0; 2006 Qtr 2: 0; 2006 Qtr 3: 0; 2006 Qtr 4: 0; 2007 Qtr 1: 0; 2007 Qtr 2: 0; 2007 Qtr 3: 0; 2007 Qtr 4: 52800; 2008 Qtr 1: 0; 2008 Qtr 2: 0; 2008 Qtr 3: 0; 2008 Qtr 4: 0 | 52800
0 | 311010-Infrared Film for Greenhouses | CFRM07AVIRFlm | 8 | Misc._Commercial | Wall_insul | 0 |  |  |  |  | 0.03 | 0.03 | 0 | 0 | 0 | 0 | 0.01577 |  | kW | 0 | 0.065924 | Commercial |  | Winter Only | [5 empty] | 5 | 0.96 |  |  |  | 0 | 0 | 115800 | 0 | 0 | 0 | 0 | 0 | 0 | 0 | 0 | 0 | 2006 Qtr 1: 0; 2006 Qtr 2: 0; 2006 Qtr 3: 0; 2006 Qtr 4: 0; 2007 Qtr 1: 0; 2007 Qtr 2: 0; 2007 Qtr 3: 0; 2007 Qtr 4: 115800; 2008 Qtr 1: 0; 2008 Qtr 2: 0; 2008 Qtr 3: 0; 2008 Qtr 4: 0 | 115800
0 | 311010-Infrared Film for Greenhouses | CFRM07AVIRFlm | System | Misc._Commercial | Wall_insul | 0 |  |  |  |  | 0.03 | 0.03 | 0 | 0 | 0 | 0 | 0.010839 |  | kW | 0 | 0.065924 | Commercial |  | Winter Only | [5 empty] | 5 | 0.96 |  |  |  | 0 | 0 | 168480 | 0 | 0 | 0 | 0 | 0 | 0 | 0 | 0 | 0 | 2006 Qtr 1: 0; 2006 Qtr 2: 0; 2006 Qtr 3: 0; 2006 Qtr 4: 0; 2007 Qtr 1: 0; 2007 Qtr 2: 0; 2007 Qtr 3: 0; 2007 Qtr 4: 168480; 2008 Qtr 1: 0; 2008 Qtr 2: 0; 2008 Qtr 3: 0; 2008 Qtr 4: 0 | 168480
0 | 311010-Infrared Film for Greenhouses | CFRM07AVIRFlm | 9 | Misc._Commercial | Wall_insul | 0 |  |  |  |  | 0.03 | 0.03 | 0 | 0 | 0 | 0 | 0.010305 |  | kW | 0 | 0.065924 | Commercial |  | Winter Only | [5 empty] | 5 | 0.96 |  |  |  | 0 | 0 | 177200 | 0 | 0 | 0 | 0 | 0 | 0 | 0 | 0 | 0 | 2006 Qtr 1: 0; 2006 Qtr 2: 0; 2006 Qtr 3: 0; 2006 Qtr 4: 0; 2007 Qtr 1: 0; 2007 Qtr 2: 0; 2007 Qtr 3: 0; 2007 Qtr 4: 177200; 2008 Qtr 1: 0; 2008 Qtr 2: 0; 2008 Qtr 3: 0; 2008 Qtr 4: 0 | 177200
0 | 311010-Infrared Film for Greenhouses | CFRM07AVIRFlm | System | Misc._Commercial | Wall_insul | 0 |  |  |  |  | 0.03 | 0.03 | 0 | 0 | 0 | 0 | 0.030578 |  | kW | 0 | 0.065924 | Commercial |  | Winter Only | [5 empty] | 5 | 0.96 |  |  |  | 0 | 0 | 59720 | 0 | 0 | 0 | 0 | 0 | 0 | 0 | 0 | 0 | 2006 Qtr 1: 0; 2006 Qtr 2: 0; 2006 Qtr 3: 0; 2006 Qtr 4: 0; 2007 Qtr 1: 0; 2007 Qtr 2: 0; 2007 Qtr 3: 0; 2007 Qtr 4: 59720; 2008 Qtr 1: 0; 2008 Qtr 2: 0; 2008 Qtr 3: 0; 2008 Qtr 4: 0 | 59720
0 | 311040-Pipe Insulation -Hot Water Application >= 1" pipe |  | 8 | Misc._Commercial | DHW HtPmp | 0 |  |  |  |  | 16.33 | 2 | 0 | 0 | 0 | 14.33 | 0 |  | kW | 0 | 1.422 | Commercial |  | Annual | [5 empty] | 20 | 0.83 |  |  |  | 0 | 0 | 1770 | 0 | 0 | 0 | 0 | 0 | 0 | 0 | 0 | 0 | 2006 Qtr 1: 0; 2006 Qtr 2: 0; 2006 Qtr 3: 0; 2006 Qtr 4: 0; 2007 Qtr 1: 0; 2007 Qtr 2: 0; 2007 Qtr 3: 0; 2007 Qtr 4: 1770; 2008 Qtr 1: 0; 2008 Qtr 2: 0; 2008 Qtr 3: 0; 2008 Qtr 4: 0 | 1770
0 | 311040-Pipe Insulation -Hot Water Application >= 1" pipe |  | 9 | Misc._Commercial | DHW HtPmp | 0 |  |  |  |  | 16.33 | 2 | 0 | 0 | 0 | 14.33 | 0 |  | kW | 0 | 1.422 | Commercial |  | Annual | [5 empty] | 20 | 0.83 |  |  |  | 0 | 0 | 141 | 0 | 0 | 0 | 0 | 0 | 0 | 0 | 0 | 0 | 2006 Qtr 1: 0; 2006 Qtr 2: 0; 2006 Qtr 3: 0; 2006 Qtr 4: 0; 2007 Qtr 1: 0; 2007 Qtr 2: 0; 2007 Qtr 3: 0; 2007 Qtr 4: 141; 2008 Qtr 1: 0; 2008 Qtr 2: 0; 2008 Qtr 3: 0; 2008 Qtr 4: 0 | 141
0 | 311040-Pipe Insulation -Hot Water Application >= 1" pipe |  | 9 | Misc._Commercial | DHW HtPmp | 0 |  |  |  |  | 16.33 | 2 | 0 | 0 | 0 | 14.33 | 0 |  | kW | 0 | 1.422 | Commercial |  | Annual | [5 empty] | 20 | 0.83 |  |  |  | 0 | 0 | 63 | 0 | 0 | 0 | 0 | 0 | 0 | 0 | 0 | 0 | 2006 Qtr 1: 0; 2006 Qtr 2: 0; 2006 Qtr 3: 0; 2006 Qtr 4: 0; 2007 Qtr 1: 0; 2007 Qtr 2: 0; 2007 Qtr 3: 0; 2007 Qtr 4: 63; 2008 Qtr 1: 0; 2008 Qtr 2: 0; 2008 Qtr 3: 0; 2008 Qtr 4: 0 | 63
0 | 311040-Pipe Insulation -Hot Water Application >= 1" pipe |  | 9 | Misc._Commercial | DHW HtPmp | 0 |  |  |  |  | 16.33 | 2 | 0 | 0 | 0 | 14.33 | 0 |  | kW | 0 | 1.422 | Commercial |  | Annual | [5 empty] | 20 | 0.83 |  |  |  | 0 | 0 | 100 | 0 | 0 | 0 | 0 | 0 | 0 | 0 | 0 | 0 | 2006 Qtr 1: 0; 2006 Qtr 2: 0; 2006 Qtr 3: 0; 2006 Qtr 4: 0; 2007 Qtr 1: 0; 2007 Qtr 2: 0; 2007 Qtr 3: 0; 2007 Qtr 4: 100; 2008 Qtr 1: 0; 2008 Qtr 2: 0; 2008 Qtr 3: 0; 2008 Qtr 4: 0 | 100
0 | 311040-Pipe Insulation -Hot Water Application >= 1" pipe |  | 8 | Misc._Commercial | DHW HtPmp | 0 |  |  |  |  | 16.33 | 2 | 0 | 0 | 0 | 14.33 | 0 |  | kW | 0 | 1.422 | Commercial |  | Annual | [5 empty] | 20 | 0.83 |  |  |  | 0 | 0 | 100 | 0 | 0 | 0 | 0 | 0 | 0 | 0 | 0 | 0 | 2006 Qtr 1: 0; 2006 Qtr 2: 0; 2006 Qtr 3: 0; 2006 Qtr 4: 0; 2007 Qtr 1: 0; 2007 Qtr 2: 0; 2007 Qtr 3: 0; 2007 Qtr 4: 100; 2008 Qtr 1: 0; 2008 Qtr 2: 0; 2008 Qtr 3: 0; 2008 Qtr 4: 0 | 100
0 | 311040-Pipe Insulation -Hot Water Application >= 1" pipe |  | 9 | Misc._Commercial | DHW HtPmp | 0 |  |  |  |  | 16.33 | 2 | 0 | 0 | 0 | 14.33 | 0 |  | kW | 0 | 1.422 | Commercial |  | Annual | [5 empty] | 20 | 0.83 |  |  |  | 0 | 0 | 90 | 0 | 0 | 0 | 0 | 0 | 0 | 0 | 0 | 0 | 2006 Qtr 1: 0; 2006 Qtr 2: 0; 2006 Qtr 3: 0; 2006 Qtr 4: 0; 2007 Qtr 1: 0; 2007 Qtr 2: 0; 2007 Qtr 3: 0; 2007 Qtr 4: 90; 2008 Qtr 1: 0; 2008 Qtr 2: 0; 2008 Qtr 3: 0; 2008 Qtr 4: 0 | 90
0 | 311040-Pipe Insulation -Hot Water Application >= 1" pipe |  | 6 | Misc._Commercial | DHW HtPmp | 0 |  |  |  |  | 16.33 | 2 | 0 | 0 | 0 | 14.33 | 0 |  | kW | 0 | 1.422 | Commercial |  | Annual | [5 empty] | 20 | 0.83 |  |  |  | 0 | 0 | 36 | 0 | 0 | 0 | 0 | 0 | 0 | 0 | 0 | 0 | 2006 Qtr 1: 0; 2006 Qtr 2: 0; 2006 Qtr 3: 0; 2006 Qtr 4: 0; 2007 Qtr 1: 0; 2007 Qtr 2: 0; 2007 Qtr 3: 0; 2007 Qtr 4: 36; 2008 Qtr 1: 0; 2008 Qtr 2: 0; 2008 Qtr 3: 0; 2008 Qtr 4: 0 | 36
0 | 311040-Pipe Insulation -Hot Water Application >= 1" pipe |  | 10 | Misc._Commercial | DHW HtPmp | 0 |  |  |  |  | 16.33 | 2 | 0 | 0 | 0 | 14.33 | 0 |  | kW | 0 | 1.422 | Commercial |  | Annual | [5 empty] | 20 | 0.83 |  |  |  | 0 | 0 | 312 | 0 | 0 | 0 | 0 | 0 | 0 | 0 | 0 | 0 | 2006 Qtr 1: 0; 2006 Qtr 2: 0; 2006 Qtr 3: 0; 2006 Qtr 4: 0; 2007 Qtr 1: 0; 2007 Qtr 2: 0; 2007 Qtr 3: 0; 2007 Qtr 4: 312; 2008 Qtr 1: 0; 2008 Qtr 2: 0; 2008 Qtr 3: 0; 2008 Qtr 4: 0 | 312
0 | 311040-Pipe Insulation -Hot Water Application >= 1" pipe |  | 6 | Misc._Commercial | DHW HtPmp | 0 |  |  |  |  | 16.33 | 2 | 0 | 0 | 0 | 14.33 | 0 |  | kW | 0 | 1.422 | Commercial |  | Annual | [5 empty] | 20 | 0.83 |  |  |  | 0 | 0 | 402 | 0 | 0 | 0 | 0 | 0 | 0 | 0 | 0 | 0 | 2006 Qtr 1: 0; 2006 Qtr 2: 0; 2006 Qtr 3: 0; 2006 Qtr 4: 0; 2007 Qtr 1: 0; 2007 Qtr 2: 0; 2007 Qtr 3: 0; 2007 Qtr 4: 402; 2008 Qtr 1: 0; 2008 Qtr 2: 0; 2008 Qtr 3: 0; 2008 Qtr 4: 0 | 402
0 | 311040-Pipe Insulation -Hot Water Application >= 1" pipe |  | 8 | Misc._Commercial | DHW HtPmp | 0 |  |  |  |  | 16.33 | 2 | 0 | 0 | 0 | 14.33 | 0 |  | kW | 0 | 1.422 | Commercial |  | Annual | [5 empty] | 20 | 0.83 |  |  |  | 0 | 0 | 220 | 0 | 0 | 0 | 0 | 0 | 0 | 0 | 0 | 0 | 2006 Qtr 1: 0; 2006 Qtr 2: 0; 2006 Qtr 3: 0; 2006 Qtr 4: 0; 2007 Qtr 1: 0; 2007 Qtr 2: 0; 2007 Qtr 3: 0; 2007 Qtr 4: 220; 2008 Qtr 1: 0; 2008 Qtr 2: 0; 2008 Qtr 3: 0; 2008 Qtr 4: 0 | 220
0 | 311040-Pipe Insulation -Hot Water Application >= 1" pipe |  | 6 | Misc._Commercial | DHW HtPmp | 0 |  |  |  |  | 16.33 | 2 | 0 | 0 | 0 | 14.33 | 0 |  | kW | 0 | 1.422 | Commercial |  | Annual | [5 empty] | 20 | 0.83 |  |  |  | 0 | 0 | 2510 | 0 | 0 | 0 | 0 | 0 | 0 | 0 | 0 | 0 | 2006 Qtr 1: 0; 2006 Qtr 2: 0; 2006 Qtr 3: 0; 2006 Qtr 4: 0; 2007 Qtr 1: 0; 2007 Qtr 2: 0; 2007 Qtr 3: 0; 2007 Qtr 4: 2510; 2008 Qtr 1: 0; 2008 Qtr 2: 0; 2008 Qtr 3: 0; 2008 Qtr 4: 0 | 2510
0 | 311040-Pipe Insulation -Hot Water Application >= 1" pipe |  | 9 | Misc._Commercial | DHW HtPmp | 0 |  |  |  |  | 16.33 | 2 | 0 | 0 | 0 | 14.33 | 0 |  | kW | 0 | 1.422 | Commercial |  | Annual | [5 empty] | 20 | 0.83 |  |  |  | 0 | 0 | 220 | 0 | 0 | 0 | 0 | 0 | 0 | 0 | 0 | 0 | 2006 Qtr 1: 0; 2006 Qtr 2: 0; 2006 Qtr 3: 0; 2006 Qtr 4: 0; 2007 Qtr 1: 0; 2007 Qtr 2: 0; 2007 Qtr 3: 0; 2007 Qtr 4: 220; 2008 Qtr 1: 0; 2008 Qtr 2: 0; 2008 Qtr 3: 0; 2008 Qtr 4: 0 | 220
0 | 311040-Pipe Insulation -Hot Water Application >= 1" pipe |  | 8 | Misc._Commercial | DHW HtPmp | 0 |  |  |  |  | 16.33 | 2 | 0 | 0 | 0 | 14.33 | 0 |  | kW | 0 | 1.422 | Commercial |  | Annual | [5 empty] | 20 | 0.83 |  |  |  | 0 | 0 | 240 | 0 | 0 | 0 | 0 | 0 | 0 | 0 | 0 | 0 | 2006 Qtr 1: 0; 2006 Qtr 2: 0; 2006 Qtr 3: 0; 2006 Qtr 4: 0; 2007 Qtr 1: 0; 2007 Qtr 2: 0; 2007 Qtr 3: 0; 2007 Qtr 4: 240; 2008 Qtr 1: 0; 2008 Qtr 2: 0; 2008 Qtr 3: 0; 2008 Qtr 4: 0 | 240
0 | 311040-Pipe Insulation -Hot Water Application >= 1" pipe |  | 9 | Misc._Commercial | DHW HtPmp | 0 |  |  |  |  | 16.33 | 2 | 0 | 0 | 0 | 14.33 | 0 |  | kW | 0 | 1.422 | Commercial |  | Annual | [5 empty] | 20 | 0.83 |  |  |  | 0 | 0 | 100 | 0 | 0 | 0 | 0 | 0 | 0 | 0 | 0 | 0 | 2006 Qtr 1: 0; 2006 Qtr 2: 0; 2006 Qtr 3: 0; 2006 Qtr 4: 0; 2007 Qtr 1: 0; 2007 Qtr 2: 0; 2007 Qtr 3: 0; 2007 Qtr 4: 100; 2008 Qtr 1: 0; 2008 Qtr 2: 0; 2008 Qtr 3: 0; 2008 Qtr 4: 0 | 100
0 | 311040-Pipe Insulation -Hot Water Application >= 1" pipe |  | 9 | Misc._Commercial | DHW HtPmp | 0 |  |  |  |  | 16.33 | 2 | 0 | 0 | 0 | 14.33 | 0 |  | kW | 0 | 1.422 | Commercial |  | Annual | [5 empty] | 20 | 0.83 |  |  |  | 0 | 0 | 850 | 0 | 0 | 0 | 0 | 0 | 0 | 0 | 0 | 0 | 2006 Qtr 1: 0; 2006 Qtr 2: 0; 2006 Qtr 3: 0; 2006 Qtr 4: 0; 2007 Qtr 1: 0; 2007 Qtr 2: 0; 2007 Qtr 3: 0; 2007 Qtr 4: 850; 2008 Qtr 1: 0; 2008 Qtr 2: 0; 2008 Qtr 3: 0; 2008 Qtr 4: 0 | 850
0 | 311040-Pipe Insulation -Hot Water Application >= 1" pipe |  | 9 | Misc._Commercial | DHW HtPmp | 0 |  |  |  |  | 16.33 | 2 | 0 | 0 | 0 | 14.33 | 0 |  | kW | 0 | 1.422 | Commercial |  | Annual | [5 empty] | 20 | 0.83 |  |  |  | 0 | 0 | 250 | 0 | 0 | 0 | 0 | 0 | 0 | 0 | 0 | 0 | 2006 Qtr 1: 0; 2006 Qtr 2: 0; 2006 Qtr 3: 0; 2006 Qtr 4: 0; 2007 Qtr 1: 0; 2007 Qtr 2: 0; 2007 Qtr 3: 0; 2007 Qtr 4: 250; 2008 Qtr 1: 0; 2008 Qtr 2: 0; 2008 Qtr 3: 0; 2008 Qtr 4: 0 | 250
0 | 311040-Pipe Insulation -Hot Water Application >= 1" pipe |  | 9 | Misc._Commercial | DHW HtPmp | 0 |  |  |  |  | 16.33 | 2 | 0 | 0 | 0 | 14.33 | 0 |  | kW | 0 | 1.422 | Commercial |  | Annual | [5 empty] | 20 | 0.83 |  |  |  | 0 | 0 | 250 | 0 | 0 | 0 | 0 | 0 | 0 | 0 | 0 | 0 | 2006 Qtr 1: 0; 2006 Qtr 2: 0; 2006 Qtr 3: 0; 2006 Qtr 4: 0; 2007 Qtr 1: 0; 2007 Qtr 2: 0; 2007 Qtr 3: 0; 2007 Qtr 4: 250; 2008 Qtr 1: 0; 2008 Qtr 2: 0; 2008 Qtr 3: 0; 2008 Qtr 4: 0 | 250
0 | 311040-Pipe Insulation -Hot Water Application >= 1" pipe |  | 8 | Misc._Commercial | DHW HtPmp | 0 |  |  |  |  | 16.33 | 2 | 0 | 0 | 0 | 14.33 | 0 |  | kW | 0 | 1.422 | Commercial |  | Annual | [5 empty] | 20 | 0.83 |  |  |  | 0 | 0 | 75 | 0 | 0 | 0 | 0 | 0 | 0 | 0 | 0 | 0 | 2006 Qtr 1: 0; 2006 Qtr 2: 0; 2006 Qtr 3: 0; 2006 Qtr 4: 0; 2007 Qtr 1: 0; 2007 Qtr 2: 0; 2007 Qtr 3: 0; 2007 Qtr 4: 75; 2008 Qtr 1: 0; 2008 Qtr 2: 0; 2008 Qtr 3: 0; 2008 Qtr 4: 0 | 75
0 | 311040-Pipe Insulation -Hot Water Application >= 1" pipe |  | 6 | Misc._Commercial | DHW HtPmp | 0 |  |  |  |  | 16.33 | 2 | 0 | 0 | 0 | 14.33 | 0 |  | kW | 0 | 1.422 | Commercial |  | Annual | [5 empty] | 20 | 0.83 |  |  |  | 0 | 0 | 1344 | 0 | 0 | 0 | 0 | 0 | 0 | 0 | 0 | 0 | 2006 Qtr 1: 0; 2006 Qtr 2: 0; 2006 Qtr 3: 0; 2006 Qtr 4: 0; 2007 Qtr 1: 0; 2007 Qtr 2: 0; 2007 Qtr 3: 0; 2007 Qtr 4: 1344; 2008 Qtr 1: 0; 2008 Qtr 2: 0; 2008 Qtr 3: 0; 2008 Qtr 4: 0 | 1344
0 | 311040-Pipe Insulation -Hot Water Application >= 1" pipe |  | 8 | Misc._Commercial | DHW HtPmp | 0 |  |  |  |  | 16.33 | 2 | 0 | 0 | 0 | 14.33 | 0 |  | kW | 0 | 1.422 | Commercial |  | Annual | [5 empty] | 20 | 0.83 |  |  |  | 0 | 0 | 36 | 0 | 0 | 0 | 0 | 0 | 0 | 0 | 0 | 0 | 2006 Qtr 1: 0; 2006 Qtr 2: 0; 2006 Qtr 3: 0; 2006 Qtr 4: 0; 2007 Qtr 1: 0; 2007 Qtr 2: 0; 2007 Qtr 3: 0; 2007 Qtr 4: 36; 2008 Qtr 1: 0; 2008 Qtr 2: 0; 2008 Qtr 3: 0; 2008 Qtr 4: 0 | 36
0 | 311040-Pipe Insulation -Hot Water Application >= 1" pipe |  | 9 | Misc._Commercial | DHW HtPmp | 0 |  |  |  |  | 16.33 | 2 | 0 | 0 | 0 | 14.33 | 0 |  | kW | 0 | 1.422 | Commercial |  | Annual | [5 empty] | 20 | 0.83 |  |  |  | 0 | 0 | 69 | 0 | 0 | 0 | 0 | 0 | 0 | 0 | 0 | 0 | 2006 Qtr 1: 0; 2006 Qtr 2: 0; 2006 Qtr 3: 0; 2006 Qtr 4: 0; 2007 Qtr 1: 0; 2007 Qtr 2: 0; 2007 Qtr 3: 0; 2007 Qtr 4: 69; 2008 Qtr 1: 0; 2008 Qtr 2: 0; 2008 Qtr 3: 0; 2008 Qtr 4: 0 | 69
0 | 311041-Pipe Insulation - Low pressure steam <=15 psi < 1" pipe |  | 10 | Misc._Commercial | DHW HtPmp | 0 |  |  |  |  | 14.37 | 3 | 0 | 0 | 0 | 11.37 | 0 |  | kW | 0 | 0.4819 | Commercial |  | Annual | [5 empty] | 20 | 0.96 |  |  |  | 0 | 0 | 54 | 0 | 0 | 0 | 0 | 0 | 0 | 0 | 0 | 0 | 2006 Qtr 1: 0; 2006 Qtr 2: 0; 2006 Qtr 3: 0; 2006 Qtr 4: 0; 2007 Qtr 1: 0; 2007 Qtr 2: 0; 2007 Qtr 3: 0; 2007 Qtr 4: 54; 2008 Qtr 1: 0; 2008 Qtr 2: 0; 2008 Qtr 3: 0; 2008 Qtr 4: 0 | 54
0 | 311041-Pipe Insulation - Low pressure steam <=15 psi < 1" pipe |  | 10 | Misc._Commercial | DHW HtPmp | 0 |  |  |  |  | 14.37 | 3 | 0 | 0 | 0 | 11.37 | 0 |  | kW | 0 | 0.4819 | Commercial |  | Annual | [5 empty] | 20 | 0.96 |  |  |  | 0 | 0 | 170 | 0 | 0 | 0 | 0 | 0 | 0 | 0 | 0 | 0 | 2006 Qtr 1: 0; 2006 Qtr 2: 0; 2006 Qtr 3: 0; 2006 Qtr 4: 0; 2007 Qtr 1: 0; 2007 Qtr 2: 0; 2007 Qtr 3: 0; 2007 Qtr 4: 170; 2008 Qtr 1: 0; 2008 Qtr 2: 0; 2008 Qtr 3: 0; 2008 Qtr 4: 0 | 170
0 | 311041-Pipe Insulation - Low pressure steam <=15 psi < 1" pipe |  | 9 | Misc._Commercial | DHW HtPmp | 0 |  |  |  |  | 14.37 | 3 | 0 | 0 | 0 | 11.37 | 0 |  | kW | 0 | 0.4819 | Commercial |  | Annual | [5 empty] | 20 | 0.96 |  |  |  | 0 | 0 | 77 | 0 | 0 | 0 | 0 | 0 | 0 | 0 | 0 | 0 | 2006 Qtr 1: 0; 2006 Qtr 2: 0; 2006 Qtr 3: 0; 2006 Qtr 4: 0; 2007 Qtr 1: 0; 2007 Qtr 2: 0; 2007 Qtr 3: 0; 2007 Qtr 4: 77; 2008 Qtr 1: 0; 2008 Qtr 2: 0; 2008 Qtr 3: 0; 2008 Qtr 4: 0 | 77
0 | 311041-Pipe Insulation - Low pressure steam <=15 psi < 1" pipe |  | 9 | Misc._Commercial | DHW HtPmp | 0 |  |  |  |  | 14.37 | 3 | 0 | 0 | 0 | 11.37 | 0 |  | kW | 0 | 0.4819 | Commercial |  | Annual | [5 empty] | 20 | 0.96 |  |  |  | 0 | 0 | 132 | 0 | 0 | 0 | 0 | 0 | 0 | 0 | 0 | 0 | 2006 Qtr 1: 0; 2006 Qtr 2: 0; 2006 Qtr 3: 0; 2006 Qtr 4: 0; 2007 Qtr 1: 0; 2007 Qtr 2: 0; 2007 Qtr 3: 0; 2007 Qtr 4: 132; 2008 Qtr 1: 0; 2008 Qtr 2: 0; 2008 Qtr 3: 0; 2008 Qtr 4: 0 | 132
0 | 311041-Pipe Insulation - Low pressure steam <=15 psi < 1" pipe |  | 8 | Misc._Commercial | DHW HtPmp | 0 |  |  |  |  | 14.37 | 1.0178 | 0 | 0 | 0 | 13.3522 | 0 |  | kW | 0 | 0.4819 | Commercial |  | Annual | [5 empty] | 20 | 0.96 |  |  |  | 0 | 0 | 285 | 0 | 0 | 0 | 0 | 0 | 0 | 0 | 0 | 0 | 2006 Qtr 1: 0; 2006 Qtr 2: 0; 2006 Qtr 3: 0; 2006 Qtr 4: 0; 2007 Qtr 1: 0; 2007 Qtr 2: 0; 2007 Qtr 3: 0; 2007 Qtr 4: 285; 2008 Qtr 1: 0; 2008 Qtr 2: 0; 2008 Qtr 3: 0; 2008 Qtr 4: 0 | 285
0 | 311041-Pipe Insulation - Low pressure steam <=15 psi < 1" pipe |  | 8 | Misc._Commercial | DHW HtPmp | 0 |  |  |  |  | 14.37 | 1.5683 | 0 | 0 | 0 | 12.8017 | 0 |  | kW | 0 | 0.4819 | Commercial |  | Annual | [5 empty] | 20 | 0.96 |  |  |  | 0 | 0 | 42 | 0 | 0 | 0 | 0 | 0 | 0 | 0 | 0 | 0 | 2006 Qtr 1: 0; 2006 Qtr 2: 0; 2006 Qtr 3: 0; 2006 Qtr 4: 0; 2007 Qtr 1: 0; 2007 Qtr 2: 0; 2007 Qtr 3: 0; 2007 Qtr 4: 42; 2008 Qtr 1: 0; 2008 Qtr 2: 0; 2008 Qtr 3: 0; 2008 Qtr 4: 0 | 42
0 | 311042-Pipe Insulation - Low pressure steam >15 psi >= 1" pipe |  | 8 | Misc._Commercial | DHW HtPmp | 0 |  |  |  |  | 16.57 | 0.665 | 0 | 0 | 0 | 15.905 | 0 |  | kW | 0 | 3.16 | Commercial |  | Annual | [5 empty] | 20 | 0.96 |  |  |  | 0 | 0 | 120 | 0 | 0 | 0 | 0 | 0 | 0 | 0 | 0 | 0 | 2006 Qtr 1: 0; 2006 Qtr 2: 0; 2006 Qtr 3: 0; 2006 Qtr 4: 0; 2007 Qtr 1: 0; 2007 Qtr 2: 0; 2007 Qtr 3: 0; 2007 Qtr 4: 120; 2008 Qtr 1: 0; 2008 Qtr 2: 0; 2008 Qtr 3: 0; 2008 Qtr 4: 0 | 120
0 | 311042-Pipe Insulation - Low pressure steam >15 psi >= 1" pipe |  | 8 | Misc._Commercial | DHW HtPmp | 0 |  |  |  |  | 16.57 | 1.33 | 0 | 0 | 0 | 15.24 | 0 |  | kW | 0 | 3.16 | Commercial |  | Annual | [5 empty] | 20 | 0.96 |  |  |  | 0 | 0 | 60 | 0 | 0 | 0 | 0 | 0 | 0 | 0 | 0 | 0 | 2006 Qtr 1: 0; 2006 Qtr 2: 0; 2006 Qtr 3: 0; 2006 Qtr 4: 0; 2007 Qtr 1: 0; 2007 Qtr 2: 0; 2007 Qtr 3: 0; 2007 Qtr 4: 60; 2008 Qtr 1: 0; 2008 Qtr 2: 0; 2008 Qtr 3: 0; 2008 Qtr 4: 0 | 60
0 | 311042-Pipe Insulation - Low pressure steam >15 psi >= 1" pipe |  | 10 | Misc._Commercial | DHW HtPmp | 0 |  |  |  |  | 16.57 | 3 | 0 | 0 | 0 | 13.57 | 0 |  | kW | 0 | 3.16 | Commercial |  | Annual | [5 empty] | 20 | 0.96 |  |  |  | 0 | 0 | 78 | 0 | 0 | 0 | 0 | 0 | 0 | 0 | 0 | 0 | 2006 Qtr 1: 0; 2006 Qtr 2: 0; 2006 Qtr 3: 0; 2006 Qtr 4: 0; 2007 Qtr 1: 0; 2007 Qtr 2: 0; 2007 Qtr 3: 0; 2007 Qtr 4: 78; 2008 Qtr 1: 0; 2008 Qtr 2: 0; 2008 Qtr 3: 0; 2008 Qtr 4: 0 | 78
0 | 311042-Pipe Insulation - Low pressure steam >15 psi >= 1" pipe |  | 9 | Misc._Commercial | DHW HtPmp | 0 |  |  |  |  | 16.57 | 3 | 0 | 0 | 0 | 13.57 | 0 |  | kW | 0 | 3.16 | Commercial |  | Annual | [5 empty] | 20 | 0.96 |  |  |  | 0 | 0 | 168 | 0 | 0 | 0 | 0 | 0 | 0 | 0 | 0 | 0 | 2006 Qtr 1: 0; 2006 Qtr 2: 0; 2006 Qtr 3: 0; 2006 Qtr 4: 0; 2007 Qtr 1: 0; 2007 Qtr 2: 0; 2007 Qtr 3: 0; 2007 Qtr 4: 168; 2008 Qtr 1: 0; 2008 Qtr 2: 0; 2008 Qtr 3: 0; 2008 Qtr 4: 0 | 168
0 | 311042-Pipe Insulation - Low pressure steam >15 psi >= 1" pipe |  | 8 | Misc._Commercial | DHW HtPmp | 0 |  |  |  |  | 16.57 | 3 | 0 | 0 | 0 | 13.57 | 0 |  | kW | 0 | 3.16 | Commercial |  | Annual | [5 empty] | 20 | 0.96 |  |  |  | 0 | 0 | 920 | 0 | 0 | 0 | 0 | 0 | 0 | 0 | 0 | 0 | 2006 Qtr 1: 0; 2006 Qtr 2: 0; 2006 Qtr 3: 0; 2006 Qtr 4: 0; 2007 Qtr 1: 0; 2007 Qtr 2: 0; 2007 Qtr 3: 0; 2007 Qtr 4: 920; 2008 Qtr 1: 0; 2008 Qtr 2: 0; 2008 Qtr 3: 0; 2008 Qtr 4: 0 | 920
0 | 311042-Pipe Insulation - Low pressure steam >15 psi >= 1" pipe |  | 9 | Misc._Commercial | DHW HtPmp | 0 |  |  |  |  | 16.57 | 3 | 0 | 0 | 0 | 13.57 | 0 |  | kW | 0 | 3.16 | Commercial |  | Annual | [5 empty] | 20 | 0.96 |  |  |  | 0 | 0 | 450 | 0 | 0 | 0 | 0 | 0 | 0 | 0 | 0 | 0 | 2006 Qtr 1: 0; 2006 Qtr 2: 0; 2006 Qtr 3: 0; 2006 Qtr 4: 0; 2007 Qtr 1: 0; 2007 Qtr 2: 0; 2007 Qtr 3: 0; 2007 Qtr 4: 450; 2008 Qtr 1: 0; 2008 Qtr 2: 0; 2008 Qtr 3: 0; 2008 Qtr 4: 0 | 450
0 | 311042-Pipe Insulation - Low pressure steam >15 psi >= 1" pipe |  | 8 | Misc._Commercial | DHW HtPmp | 0 |  |  |  |  | 16.57 | 3 | 0 | 0 | 0 | 13.57 | 0 |  | kW | 0 | 3.16 | Commercial |  | Annual | [5 empty] | 20 | 0.96 |  |  |  | 0 | 0 | 660 | 0 | 0 | 0 | 0 | 0 | 0 | 0 | 0 | 0 | 2006 Qtr 1: 0; 2006 Qtr 2: 0; 2006 Qtr 3: 0; 2006 Qtr 4: 0; 2007 Qtr 1: 0; 2007 Qtr 2: 0; 2007 Qtr 3: 0; 2007 Qtr 4: 660; 2008 Qtr 1: 0; 2008 Qtr 2: 0; 2008 Qtr 3: 0; 2008 Qtr 4: 0 | 660
0 | 311042-Pipe Insulation - Low pressure steam >15 psi >= 1" pipe |  | 8 | Misc._Commercial | DHW HtPmp | 0 |  |  |  |  | 16.57 | 2.115 | 0 | 0 | 0 | 14.455 | 0 |  | kW | 0 | 3.16 | Commercial |  | Annual | [5 empty] | 20 | 0.96 |  |  |  | 0 | 0 | 132 | 0 | 0 | 0 | 0 | 0 | 0 | 0 | 0 | 0 | 2006 Qtr 1: 0; 2006 Qtr 2: 0; 2006 Qtr 3: 0; 2006 Qtr 4: 0; 2007 Qtr 1: 0; 2007 Qtr 2: 0; 2007 Qtr 3: 0; 2007 Qtr 4: 132; 2008 Qtr 1: 0; 2008 Qtr 2: 0; 2008 Qtr 3: 0; 2008 Qtr 4: 0 | 132
0 | 311042-Pipe Insulation - Low pressure steam >15 psi >= 1" pipe |  | 6 | Misc._Commercial | DHW HtPmp | 0 |  |  |  |  | 16.57 | 2.8448 | 0 | 0 | 0 | 13.7252 | 0 |  | kW | 0 | 3.16 | Commercial |  | Annual | [5 empty] | 20 | 0.96 |  |  |  | 0 | 0 | 580 | 0 | 0 | 0 | 0 | 0 | 0 | 0 | 0 | 0 | 2006 Qtr 1: 0; 2006 Qtr 2: 0; 2006 Qtr 3: 0; 2006 Qtr 4: 0; 2007 Qtr 1: 0; 2007 Qtr 2: 0; 2007 Qtr 3: 0; 2007 Qtr 4: 580; 2008 Qtr 1: 0; 2008 Qtr 2: 0; 2008 Qtr 3: 0; 2008 Qtr 4: 0 | 580
0 | 311042-Pipe Insulation - Low pressure steam >15 psi >= 1" pipe |  | 9 | Misc._Commercial | DHW HtPmp | 0 |  |  |  |  | 16.57 | 3 | 0 | 0 | 0 | 13.57 | 0 |  | kW | 0 | 3.16 | Commercial |  | Annual | [5 empty] | 20 | 0.96 |  |  |  | 0 | 0 | 12 | 0 | 0 | 0 | 0 | 0 | 0 | 0 | 0 | 0 | 2006 Qtr 1: 0; 2006 Qtr 2: 0; 2006 Qtr 3: 0; 2006 Qtr 4: 0; 2007 Qtr 1: 0; 2007 Qtr 2: 0; 2007 Qtr 3: 0; 2007 Qtr 4: 12; 2008 Qtr 1: 0; 2008 Qtr 2: 0; 2008 Qtr 3: 0; 2008 Qtr 4: 0 | 12
0 | 311042-Pipe Insulation - Low pressure steam >15 psi >= 1" pipe |  | 8 | Misc._Commercial | DHW HtPmp | 0 |  |  |  |  | 16.57 | 3 | 0 | 0 | 0 | 13.57 | 0 |  | kW | 0 | 3.16 | Commercial |  | Annual | [5 empty] | 20 | 0.96 |  |  |  | 0 | 0 | 144 | 0 | 0 | 0 | 0 | 0 | 0 | 0 | 0 | 0 | 2006 Qtr 1: 0; 2006 Qtr 2: 0; 2006 Qtr 3: 0; 2006 Qtr 4: 0; 2007 Qtr 1: 0; 2007 Qtr 2: 0; 2007 Qtr 3: 0; 2007 Qtr 4: 144; 2008 Qtr 1: 0; 2008 Qtr 2: 0; 2008 Qtr 3: 0; 2008 Qtr 4: 0 | 144
0 | 311042-Pipe Insulation - Low pressure steam >15 psi >= 1" pipe |  | 9 | Misc._Commercial | DHW HtPmp | 0 |  |  |  |  | 16.57 | 3 | 0 | 0 | 0 | 13.57 | 0 |  | kW | 0 | 3.16 | Commercial |  | Annual | [5 empty] | 20 | 0.96 |  |  |  | 0 | 0 | 540 | 0 | 0 | 0 | 0 | 0 | 0 | 0 | 0 | 0 | 2006 Qtr 1: 0; 2006 Qtr 2: 0; 2006 Qtr 3: 0; 2006 Qtr 4: 0; 2007 Qtr 1: 0; 2007 Qtr 2: 0; 2007 Qtr 3: 0; 2007 Qtr 4: 540; 2008 Qtr 1: 0; 2008 Qtr 2: 0; 2008 Qtr 3: 0; 2008 Qtr 4: 0 | 540
0 | 311042-Pipe Insulation - Low pressure steam >15 psi >= 1" pipe |  | 9 | Misc._Commercial | DHW HtPmp | 0 |  |  |  |  | 16.57 | 3 | 0 | 0 | 0 | 13.57 | 0 |  | kW | 0 | 3.16 | Commercial |  | Annual | [5 empty] | 20 | 0.96 |  |  |  | 0 | 0 | 213 | 0 | 0 | 0 | 0 | 0 | 0 | 0 | 0 | 0 | 2006 Qtr 1: 0; 2006 Qtr 2: 0; 2006 Qtr 3: 0; 2006 Qtr 4: 0; 2007 Qtr 1: 0; 2007 Qtr 2: 0; 2007 Qtr 3: 0; 2007 Qtr 4: 213; 2008 Qtr 1: 0; 2008 Qtr 2: 0; 2008 Qtr 3: 0; 2008 Qtr 4: 0 | 213
0 | 311043-Pipe Insulation - Medium pressure steam <=15 psi < 1" pipe |  | 8 | Misc._Commercial | DHW HtPmp | 0 |  |  |  |  | 14.37 | 3 | 0 | 0 | 0 | 11.37 | 0 |  | kW | 0 | 0.7584 | Commercial |  | Annual | [5 empty] | 20 | 0.96 |  |  |  | 0 | 0 | 135 | 0 | 0 | 0 | 0 | 0 | 0 | 0 | 0 | 0 | 2006 Qtr 1: 0; 2006 Qtr 2: 0; 2006 Qtr 3: 0; 2006 Qtr 4: 0; 2007 Qtr 1: 0; 2007 Qtr 2: 0; 2007 Qtr 3: 0; 2007 Qtr 4: 135; 2008 Qtr 1: 0; 2008 Qtr 2: 0; 2008 Qtr 3: 0; 2008 Qtr 4: 0 | 135
0 | 311043-Pipe Insulation - Medium pressure steam <=15 psi < 1" pipe |  | 9 | Misc._Commercial | DHW HtPmp | 0 |  |  |  |  | 14.37 | 3 | 0 | 0 | 0 | 11.37 | 0 |  | kW | 0 | 0.7584 | Commercial |  | Annual | [5 empty] | 20 | 0.96 |  |  |  | 0 | 0 | 228 | 0 | 0 | 0 | 0 | 0 | 0 | 0 | 0 | 0 | 2006 Qtr 1: 0; 2006 Qtr 2: 0; 2006 Qtr 3: 0; 2006 Qtr 4: 0; 2007 Qtr 1: 0; 2007 Qtr 2: 0; 2007 Qtr 3: 0; 2007 Qtr 4: 228; 2008 Qtr 1: 0; 2008 Qtr 2: 0; 2008 Qtr 3: 0; 2008 Qtr 4: 0 | 228
0 | 311043-Pipe Insulation - Medium pressure steam <=15 psi < 1" pipe |  | 6 | Misc._Commercial | DHW HtPmp | 0 |  |  |  |  | 14.37 | 3 | 0 | 0 | 0 | 11.37 | 0 |  | kW | 0 | 0.7584 | Commercial |  | Annual | [5 empty] | 20 | 0.96 |  |  |  | 0 | 0 | 126 | 0 | 0 | 0 | 0 | 0 | 0 | 0 | 0 | 0 | 2006 Qtr 1: 0; 2006 Qtr 2: 0; 2006 Qtr 3: 0; 2006 Qtr 4: 0; 2007 Qtr 1: 0; 2007 Qtr 2: 0; 2007 Qtr 3: 0; 2007 Qtr 4: 126; 2008 Qtr 1: 0; 2008 Qtr 2: 0; 2008 Qtr 3: 0; 2008 Qtr 4: 0 | 126
0 | 311043-Pipe Insulation - Medium pressure steam <=15 psi < 1" pipe |  | 9 | Misc._Commercial | DHW HtPmp | 0 |  |  |  |  | 14.37 | 1.0971 | 0 | 0 | 0 | 13.2729 | 0 |  | kW | 0 | 0.7584 | Commercial |  | Annual | [5 empty] | 20 | 0.96 |  |  |  | 0 | 0 | 810 | 0 | 0 | 0 | 0 | 0 | 0 | 0 | 0 | 0 | 2006 Qtr 1: 0; 2006 Qtr 2: 0; 2006 Qtr 3: 0; 2006 Qtr 4: 0; 2007 Qtr 1: 0; 2007 Qtr 2: 0; 2007 Qtr 3: 0; 2007 Qtr 4: 810; 2008 Qtr 1: 0; 2008 Qtr 2: 0; 2008 Qtr 3: 0; 2008 Qtr 4: 0 | 810
0 | 311043-Pipe Insulation - Medium pressure steam <=15 psi < 1" pipe |  | 9 | Misc._Commercial | DHW HtPmp | 0 |  |  |  |  | 14.37 | 3 | 0 | 0 | 0 | 11.37 | 0 |  | kW | 0 | 0.7584 | Commercial |  | Annual | [5 empty] | 20 | 0.96 |  |  |  | 0 | 0 | 193 | 0 | 0 | 0 | 0 | 0 | 0 | 0 | 0 | 0 | 2006 Qtr 1: 0; 2006 Qtr 2: 0; 2006 Qtr 3: 0; 2006 Qtr 4: 0; 2007 Qtr 1: 0; 2007 Qtr 2: 0; 2007 Qtr 3: 0; 2007 Qtr 4: 193; 2008 Qtr 1: 0; 2008 Qtr 2: 0; 2008 Qtr 3: 0; 2008 Qtr 4: 0 | 193
0 | 311043-Pipe Insulation - Medium pressure steam <=15 psi < 1" pipe |  | 8 | Misc._Commercial | DHW HtPmp | 0 |  |  |  |  | 14.37 | 3 | 0 | 0 | 0 | 11.37 | 0 |  | kW | 0 | 0.7584 | Commercial |  | Annual | [5 empty] | 20 | 0.96 |  |  |  | 0 | 0 | 177 | 0 | 0 | 0 | 0 | 0 | 0 | 0 | 0 | 0 | 2006 Qtr 1: 0; 2006 Qtr 2: 0; 2006 Qtr 3: 0; 2006 Qtr 4: 0; 2007 Qtr 1: 0; 2007 Qtr 2: 0; 2007 Qtr 3: 0; 2007 Qtr 4: 177; 2008 Qtr 1: 0; 2008 Qtr 2: 0; 2008 Qtr 3: 0; 2008 Qtr 4: 0 | 177
0 | 311043-Pipe Insulation - Medium pressure steam <=15 psi < 1" pipe |  | 8 | Misc._Commercial | DHW HtPmp | 0 |  |  |  |  | 14.37 | 3 | 0 | 0 | 0 | 11.37 | 0 |  | kW | 0 | 0.7584 | Commercial |  | Annual | [5 empty] | 20 | 0.96 |  |  |  | 0 | 0 | 198 | 0 | 0 | 0 | 0 | 0 | 0 | 0 | 0 | 0 | 2006 Qtr 1: 0; 2006 Qtr 2: 0; 2006 Qtr 3: 0; 2006 Qtr 4: 0; 2007 Qtr 1: 0; 2007 Qtr 2: 0; 2007 Qtr 3: 0; 2007 Qtr 4: 198; 2008 Qtr 1: 0; 2008 Qtr 2: 0; 2008 Qtr 3: 0; 2008 Qtr 4: 0 | 198
0 | 311043-Pipe Insulation - Medium pressure steam <=15 psi < 1" pipe |  | 8 | Misc._Commercial | DHW HtPmp | 0 |  |  |  |  | 14.37 | 3 | 0 | 0 | 0 | 11.37 | 0 |  | kW | 0 | 0.7584 | Commercial |  | Annual | [5 empty] | 20 | 0.96 |  |  |  | 0 | 0 | 331 | 0 | 0 | 0 | 0 | 0 | 0 | 0 | 0 | 0 | 2006 Qtr 1: 0; 2006 Qtr 2: 0; 2006 Qtr 3: 0; 2006 Qtr 4: 0; 2007 Qtr 1: 0; 2007 Qtr 2: 0; 2007 Qtr 3: 0; 2007 Qtr 4: 331; 2008 Qtr 1: 0; 2008 Qtr 2: 0; 2008 Qtr 3: 0; 2008 Qtr 4: 0 | 331
0 | 311043-Pipe Insulation - Medium pressure steam <=15 psi < 1" pipe |  | 8 | Misc._Commercial | DHW HtPmp | 0 |  |  |  |  | 14.37 | 3 | 0 | 0 | 0 | 11.37 | 0 |  | kW | 0 | 0.7584 | Commercial |  | Annual | [5 empty] | 20 | 0.96 |  |  |  | 0 | 0 | 144 | 0 | 0 | 0 | 0 | 0 | 0 | 0 | 0 | 0 | 2006 Qtr 1: 0; 2006 Qtr 2: 0; 2006 Qtr 3: 0; 2006 Qtr 4: 0; 2007 Qtr 1: 0; 2007 Qtr 2: 0; 2007 Qtr 3: 0; 2007 Qtr 4: 144; 2008 Qtr 1: 0; 2008 Qtr 2: 0; 2008 Qtr 3: 0; 2008 Qtr 4: 0 | 144
0 | 311043-Pipe Insulation - Medium pressure steam <=15 psi < 1" pipe |  | 10 | Misc._Commercial | DHW HtPmp | 0 |  |  |  |  | 14.37 | 3 | 0 | 0 | 0 | 11.37 | 0 |  | kW | 0 | 0.7584 | Commercial |  | Annual | [5 empty] | 20 | 0.96 |  |  |  | 0 | 0 | 117 | 0 | 0 | 0 | 0 | 0 | 0 | 0 | 0 | 0 | 2006 Qtr 1: 0; 2006 Qtr 2: 0; 2006 Qtr 3: 0; 2006 Qtr 4: 0; 2007 Qtr 1: 0; 2007 Qtr 2: 0; 2007 Qtr 3: 0; 2007 Qtr 4: 117; 2008 Qtr 1: 0; 2008 Qtr 2: 0; 2008 Qtr 3: 0; 2008 Qtr 4: 0 | 117
0 | 311043-Pipe Insulation - Medium pressure steam <=15 psi < 1" pipe |  | 8 | Misc._Commercial | DHW HtPmp | 0 |  |  |  |  | 14.37 | 3 | 0 | 0 | 0 | 11.37 | 0 |  | kW | 0 | 0.7584 | Commercial |  | Annual | [5 empty] | 20 | 0.96 |  |  |  | 0 | 0 | 252 | 0 | 0 | 0 | 0 | 0 | 0 | 0 | 0 | 0 | 2006 Qtr 1: 0; 2006 Qtr 2: 0; 2006 Qtr 3: 0; 2006 Qtr 4: 0; 2007 Qtr 1: 0; 2007 Qtr 2: 0; 2007 Qtr 3: 0; 2007 Qtr 4: 252; 2008 Qtr 1: 0; 2008 Qtr 2: 0; 2008 Qtr 3: 0; 2008 Qtr 4: 0 | 252
0 | 311043-Pipe Insulation - Medium pressure steam <=15 psi < 1" pipe |  | 10 | Misc._Commercial | DHW HtPmp | 0 |  |  |  |  | 14.37 | 3 | 0 | 0 | 0 | 11.37 | 0 |  | kW | 0 | 0.7584 | Commercial |  | Annual | [5 empty] | 20 | 0.96 |  |  |  | 0 | 0 | 201 | 0 | 0 | 0 | 0 | 0 | 0 | 0 | 0 | 0 | 2006 Qtr 1: 0; 2006 Qtr 2: 0; 2006 Qtr 3: 0; 2006 Qtr 4: 0; 2007 Qtr 1: 0; 2007 Qtr 2: 0; 2007 Qtr 3: 0; 2007 Qtr 4: 201; 2008 Qtr 1: 0; 2008 Qtr 2: 0; 2008 Qtr 3: 0; 2008 Qtr 4: 0 | 201
0 | 311043-Pipe Insulation - Medium pressure steam <=15 psi < 1" pipe |  | 8 | Misc._Commercial | DHW HtPmp | 0 |  |  |  |  | 14.37 | 3 | 0 | 0 | 0 | 11.37 | 0 |  | kW | 0 | 0.7584 | Commercial |  | Annual | [5 empty] | 20 | 0.96 |  |  |  | 0 | 0 | 147 | 0 | 0 | 0 | 0 | 0 | 0 | 0 | 0 | 0 | 2006 Qtr 1: 0; 2006 Qtr 2: 0; 2006 Qtr 3: 0; 2006 Qtr 4: 0; 2007 Qtr 1: 0; 2007 Qtr 2: 0; 2007 Qtr 3: 0; 2007 Qtr 4: 147; 2008 Qtr 1: 0; 2008 Qtr 2: 0; 2008 Qtr 3: 0; 2008 Qtr 4: 0 | 147
0 | 311043-Pipe Insulation - Medium pressure steam <=15 psi < 1" pipe |  | 8 | Misc._Commercial | DHW HtPmp | 0 |  |  |  |  | 14.37 | 3 | 0 | 0 | 0 | 11.37 | 0 |  | kW | 0 | 0.7584 | Commercial |  | Annual | [5 empty] | 20 | 0.96 |  |  |  | 0 | 0 | 175 | 0 | 0 | 0 | 0 | 0 | 0 | 0 | 0 | 0 | 2006 Qtr 1: 0; 2006 Qtr 2: 0; 2006 Qtr 3: 0; 2006 Qtr 4: 0; 2007 Qtr 1: 0; 2007 Qtr 2: 0; 2007 Qtr 3: 0; 2007 Qtr 4: 175; 2008 Qtr 1: 0; 2008 Qtr 2: 0; 2008 Qtr 3: 0; 2008 Qtr 4: 0 | 175
0 | 311043-Pipe Insulation - Medium pressure steam <=15 psi < 1" pipe |  | 8 | Misc._Commercial | DHW HtPmp | 0 |  |  |  |  | 14.37 | 3 | 0 | 0 | 0 | 11.37 | 0 |  | kW | 0 | 0.7584 | Commercial |  | Annual | [5 empty] | 20 | 0.96 |  |  |  | 0 | 0 | 143 | 0 | 0 | 0 | 0 | 0 | 0 | 0 | 0 | 0 | 2006 Qtr 1: 0; 2006 Qtr 2: 0; 2006 Qtr 3: 0; 2006 Qtr 4: 0; 2007 Qtr 1: 0; 2007 Qtr 2: 0; 2007 Qtr 3: 0; 2007 Qtr 4: 143; 2008 Qtr 1: 0; 2008 Qtr 2: 0; 2008 Qtr 3: 0; 2008 Qtr 4: 0 | 143
0 | 311043-Pipe Insulation - Medium pressure steam <=15 psi < 1" pipe |  | 8 | Misc._Commercial | DHW HtPmp | 0 |  |  |  |  | 14.37 | 3 | 0 | 0 | 0 | 11.37 | 0 |  | kW | 0 | 0.7584 | Commercial |  | Annual | [5 empty] | 20 | 0.96 |  |  |  | 0 | 0 | 207 | 0 | 0 | 0 | 0 | 0 | 0 | 0 | 0 | 0 | 2006 Qtr 1: 0; 2006 Qtr 2: 0; 2006 Qtr 3: 0; 2006 Qtr 4: 0; 2007 Qtr 1: 0; 2007 Qtr 2: 0; 2007 Qtr 3: 0; 2007 Qtr 4: 207; 2008 Qtr 1: 0; 2008 Qtr 2: 0; 2008 Qtr 3: 0; 2008 Qtr 4: 0 | 207
0 | 311043-Pipe Insulation - Medium pressure steam <=15 psi < 1" pipe |  | 8 | Misc._Commercial | DHW HtPmp | 0 |  |  |  |  | 14.37 | 3 | 0 | 0 | 0 | 11.37 | 0 |  | kW | 0 | 0.7584 | Commercial |  | Annual | [5 empty] | 20 | 0.96 |  |  |  | 0 | 0 | 137 | 0 | 0 | 0 | 0 | 0 | 0 | 0 | 0 | 0 | 2006 Qtr 1: 0; 2006 Qtr 2: 0; 2006 Qtr 3: 0; 2006 Qtr 4: 0; 2007 Qtr 1: 0; 2007 Qtr 2: 0; 2007 Qtr 3: 0; 2007 Qtr 4: 137; 2008 Qtr 1: 0; 2008 Qtr 2: 0; 2008 Qtr 3: 0; 2008 Qtr 4: 0 | 137
0 | 311043-Pipe Insulation - Medium pressure steam <=15 psi < 1" pipe |  | 8 | Misc._Commercial | DHW HtPmp | 0 |  |  |  |  | 14.37 | 3 | 0 | 0 | 0 | 11.37 | 0 |  | kW | 0 | 0.7584 | Commercial |  | Annual | [5 empty] | 20 | 0.96 |  |  |  | 0 | 0 | 108 | 0 | 0 | 0 | 0 | 0 | 0 | 0 | 0 | 0 | 2006 Qtr 1: 0; 2006 Qtr 2: 0; 2006 Qtr 3: 0; 2006 Qtr 4: 0; 2007 Qtr 1: 0; 2007 Qtr 2: 0; 2007 Qtr 3: 0; 2007 Qtr 4: 108; 2008 Qtr 1: 0; 2008 Qtr 2: 0; 2008 Qtr 3: 0; 2008 Qtr 4: 0 | 108
0 | 311043-Pipe Insulation - Medium pressure steam <=15 psi < 1" pipe |  | 8 | Misc._Commercial | DHW HtPmp | 0 |  |  |  |  | 14.37 | 3 | 0 | 0 | 0 | 11.37 | 0 |  | kW | 0 | 0.7584 | Commercial |  | Annual | [5 empty] | 20 | 0.96 |  |  |  | 0 | 0 | 160 | 0 | 0 | 0 | 0 | 0 | 0 | 0 | 0 | 0 | 2006 Qtr 1: 0; 2006 Qtr 2: 0; 2006 Qtr 3: 0; 2006 Qtr 4: 0; 2007 Qtr 1: 0; 2007 Qtr 2: 0; 2007 Qtr 3: 0; 2007 Qtr 4: 160; 2008 Qtr 1: 0; 2008 Qtr 2: 0; 2008 Qtr 3: 0; 2008 Qtr 4: 0 | 160
0 | 311043-Pipe Insulation - Medium pressure steam <=15 psi < 1" pipe |  | 8 | Misc._Commercial | DHW HtPmp | 0 |  |  |  |  | 14.37 | 3 | 0 | 0 | 0 | 11.37 | 0 |  | kW | 0 | 0.7584 | Commercial |  | Annual | [5 empty] | 20 | 0.96 |  |  |  | 0 | 0 | 192 | 0 | 0 | 0 | 0 | 0 | 0 | 0 | 0 | 0 | 2006 Qtr 1: 0; 2006 Qtr 2: 0; 2006 Qtr 3: 0; 2006 Qtr 4: 0; 2007 Qtr 1: 0; 2007 Qtr 2: 0; 2007 Qtr 3: 0; 2007 Qtr 4: 192; 2008 Qtr 1: 0; 2008 Qtr 2: 0; 2008 Qtr 3: 0; 2008 Qtr 4: 0 | 192
0 | 311043-Pipe Insulation - Medium pressure steam <=15 psi < 1" pipe |  | 9 | Misc._Commercial | DHW HtPmp | 0 |  |  |  |  | 14.37 | 3 | 0 | 0 | 0 | 11.37 | 0 |  | kW | 0 | 0.7584 | Commercial |  | Annual | [5 empty] | 20 | 0.96 |  |  |  | 0 | 0 | 165 | 0 | 0 | 0 | 0 | 0 | 0 | 0 | 0 | 0 | 2006 Qtr 1: 0; 2006 Qtr 2: 0; 2006 Qtr 3: 0; 2006 Qtr 4: 0; 2007 Qtr 1: 0; 2007 Qtr 2: 0; 2007 Qtr 3: 0; 2007 Qtr 4: 165; 2008 Qtr 1: 0; 2008 Qtr 2: 0; 2008 Qtr 3: 0; 2008 Qtr 4: 0 | 165
0 | 311043-Pipe Insulation - Medium pressure steam <=15 psi < 1" pipe |  | 8 | Misc._Commercial | DHW HtPmp | 0 |  |  |  |  | 14.37 | 3 | 0 | 0 | 0 | 11.37 | 0 |  | kW | 0 | 0.7584 | Commercial |  | Annual | [5 empty] | 20 | 0.96 |  |  |  | 0 | 0 | 143 | 0 | 0 | 0 | 0 | 0 | 0 | 0 | 0 | 0 | 2006 Qtr 1: 0; 2006 Qtr 2: 0; 2006 Qtr 3: 0; 2006 Qtr 4: 0; 2007 Qtr 1: 0; 2007 Qtr 2: 0; 2007 Qtr 3: 0; 2007 Qtr 4: 143; 2008 Qtr 1: 0; 2008 Qtr 2: 0; 2008 Qtr 3: 0; 2008 Qtr 4: 0 | 143
0 | 311043-Pipe Insulation - Medium pressure steam <=15 psi < 1" pipe |  | 8 | Misc._Commercial | DHW HtPmp | 0 |  |  |  |  | 14.37 | 3 | 0 | 0 | 0 | 11.37 | 0 |  | kW | 0 | 0.7584 | Commercial |  | Annual | [5 empty] | 20 | 0.96 |  |  |  | 0 | 0 | 104 | 0 | 0 | 0 | 0 | 0 | 0 | 0 | 0 | 0 | 2006 Qtr 1: 0; 2006 Qtr 2: 0; 2006 Qtr 3: 0; 2006 Qtr 4: 0; 2007 Qtr 1: 0; 2007 Qtr 2: 0; 2007 Qtr 3: 0; 2007 Qtr 4: 104; 2008 Qtr 1: 0; 2008 Qtr 2: 0; 2008 Qtr 3: 0; 2008 Qtr 4: 0 | 104
0 | 311043-Pipe Insulation - Medium pressure steam <=15 psi < 1" pipe |  | 10 | Misc._Commercial | DHW HtPmp | 0 |  |  |  |  | 14.37 | 3 | 0 | 0 | 0 | 11.37 | 0 |  | kW | 0 | 0.7584 | Commercial |  | Annual | [5 empty] | 20 | 0.96 |  |  |  | 0 | 0 | 15 | 0 | 0 | 0 | 0 | 0 | 0 | 0 | 0 | 0 | 2006 Qtr 1: 0; 2006 Qtr 2: 0; 2006 Qtr 3: 0; 2006 Qtr 4: 0; 2007 Qtr 1: 0; 2007 Qtr 2: 0; 2007 Qtr 3: 0; 2007 Qtr 4: 15; 2008 Qtr 1: 0; 2008 Qtr 2: 0; 2008 Qtr 3: 0; 2008 Qtr 4: 0 | 15
0 | 311043-Pipe Insulation - Medium pressure steam <=15 psi < 1" pipe |  | 9 | Misc._Commercial | DHW HtPmp | 0 |  |  |  |  | 14.37 | 3 | 0 | 0 | 0 | 11.37 | 0 |  | kW | 0 | 0.7584 | Commercial |  | Annual | [5 empty] | 20 | 0.96 |  |  |  | 0 | 0 | 63 | 0 | 0 | 0 | 0 | 0 | 0 | 0 | 0 | 0 | 2006 Qtr 1: 0; 2006 Qtr 2: 0; 2006 Qtr 3: 0; 2006 Qtr 4: 0; 2007 Qtr 1: 0; 2007 Qtr 2: 0; 2007 Qtr 3: 0; 2007 Qtr 4: 63; 2008 Qtr 1: 0; 2008 Qtr 2: 0; 2008 Qtr 3: 0; 2008 Qtr 4: 0 | 63
0 | 311043-Pipe Insulation - Medium pressure steam <=15 psi < 1" pipe |  | 8 | Misc._Commercial | DHW HtPmp | 0 |  |  |  |  | 14.37 | 3 | 0 | 0 | 0 | 11.37 | 0 |  | kW | 0 | 0.7584 | Commercial |  | Annual | [5 empty] | 20 | 0.96 |  |  |  | 0 | 0 | 129 | 0 | 0 | 0 | 0 | 0 | 0 | 0 | 0 | 0 | 2006 Qtr 1: 0; 2006 Qtr 2: 0; 2006 Qtr 3: 0; 2006 Qtr 4: 0; 2007 Qtr 1: 0; 2007 Qtr 2: 0; 2007 Qtr 3: 0; 2007 Qtr 4: 129; 2008 Qtr 1: 0; 2008 Qtr 2: 0; 2008 Qtr 3: 0; 2008 Qtr 4: 0 | 129
0 | 311043-Pipe Insulation - Medium pressure steam <=15 psi < 1" pipe |  | 8 | Misc._Commercial | DHW HtPmp | 0 |  |  |  |  | 14.37 | 3 | 0 | 0 | 0 | 11.37 | 0 |  | kW | 0 | 0.7584 | Commercial |  | Annual | [5 empty] | 20 | 0.96 |  |  |  | 0 | 0 | 183 | 0 | 0 | 0 | 0 | 0 | 0 | 0 | 0 | 0 | 2006 Qtr 1: 0; 2006 Qtr 2: 0; 2006 Qtr 3: 0; 2006 Qtr 4: 0; 2007 Qtr 1: 0; 2007 Qtr 2: 0; 2007 Qtr 3: 0; 2007 Qtr 4: 183; 2008 Qtr 1: 0; 2008 Qtr 2: 0; 2008 Qtr 3: 0; 2008 Qtr 4: 0 | 183
0 | 311043-Pipe Insulation - Medium pressure steam <=15 psi < 1" pipe |  | 9 | Misc._Commercial | DHW HtPmp | 0 |  |  |  |  | 14.37 | 3 | 0 | 0 | 0 | 11.37 | 0 |  | kW | 0 | 0.7584 | Commercial |  | Annual | [5 empty] | 20 | 0.96 |  |  |  | 0 | 0 | 15 | 0 | 0 | 0 | 0 | 0 | 0 | 0 | 0 | 0 | 2006 Qtr 1: 0; 2006 Qtr 2: 0; 2006 Qtr 3: 0; 2006 Qtr 4: 0; 2007 Qtr 1: 0; 2007 Qtr 2: 0; 2007 Qtr 3: 0; 2007 Qtr 4: 15; 2008 Qtr 1: 0; 2008 Qtr 2: 0; 2008 Qtr 3: 0; 2008 Qtr 4: 0 | 15
0 | 311043-Pipe Insulation - Medium pressure steam <=15 psi < 1" pipe |  | 8 | Misc._Commercial | DHW HtPmp | 0 |  |  |  |  | 14.37 | 3 | 0 | 0 | 0 | 11.37 | 0 |  | kW | 0 | 0.7584 | Commercial |  | Annual | [5 empty] | 20 | 0.96 |  |  |  | 0 | 0 | 147 | 0 | 0 | 0 | 0 | 0 | 0 | 0 | 0 | 0 | 2006 Qtr 1: 0; 2006 Qtr 2: 0; 2006 Qtr 3: 0; 2006 Qtr 4: 0; 2007 Qtr 1: 0; 2007 Qtr 2: 0; 2007 Qtr 3: 0; 2007 Qtr 4: 147; 2008 Qtr 1: 0; 2008 Qtr 2: 0; 2008 Qtr 3: 0; 2008 Qtr 4: 0 | 147
0 | 311043-Pipe Insulation - Medium pressure steam <=15 psi < 1" pipe |  | 10 | Misc._Commercial | DHW HtPmp | 0 |  |  |  |  | 14.37 | 3 | 0 | 0 | 0 | 11.37 | 0 |  | kW | 0 | 0.7584 | Commercial |  | Annual | [5 empty] | 20 | 0.96 |  |  |  | 0 | 0 | 318 | 0 | 0 | 0 | 0 | 0 | 0 | 0 | 0 | 0 | 2006 Qtr 1: 0; 2006 Qtr 2: 0; 2006 Qtr 3: 0; 2006 Qtr 4: 0; 2007 Qtr 1: 0; 2007 Qtr 2: 0; 2007 Qtr 3: 0; 2007 Qtr 4: 318; 2008 Qtr 1: 0; 2008 Qtr 2: 0; 2008 Qtr 3: 0; 2008 Qtr 4: 0 | 318
0 | 311043-Pipe Insulation - Medium pressure steam <=15 psi < 1" pipe |  | 9 | Misc._Commercial | DHW HtPmp | 0 |  |  |  |  | 14.37 | 3 | 0 | 0 | 0 | 11.37 | 0 |  | kW | 0 | 0.7584 | Commercial |  | Annual | [5 empty] | 20 | 0.96 |  |  |  | 0 | 0 | 36 | 0 | 0 | 0 | 0 | 0 | 0 | 0 | 0 | 0 | 2006 Qtr 1: 0; 2006 Qtr 2: 0; 2006 Qtr 3: 0; 2006 Qtr 4: 0; 2007 Qtr 1: 0; 2007 Qtr 2: 0; 2007 Qtr 3: 0; 2007 Qtr 4: 36; 2008 Qtr 1: 0; 2008 Qtr 2: 0; 2008 Qtr 3: 0; 2008 Qtr 4: 0 | 36
0 | 311043-Pipe Insulation - Medium pressure steam <=15 psi < 1" pipe |  | 8 | Misc._Commercial | DHW HtPmp | 0 |  |  |  |  | 14.37 | 3 | 0 | 0 | 0 | 11.37 | 0 |  | kW | 0 | 0.7584 | Commercial |  | Annual | [5 empty] | 20 | 0.96 |  |  |  | 0 | 0 | 340 | 0 | 0 | 0 | 0 | 0 | 0 | 0 | 0 | 0 | 2006 Qtr 1: 0; 2006 Qtr 2: 0; 2006 Qtr 3: 0; 2006 Qtr 4: 0; 2007 Qtr 1: 0; 2007 Qtr 2: 0; 2007 Qtr 3: 0; 2007 Qtr 4: 340; 2008 Qtr 1: 0; 2008 Qtr 2: 0; 2008 Qtr 3: 0; 2008 Qtr 4: 0 | 340
0 | 311043-Pipe Insulation - Medium pressure steam <=15 psi < 1" pipe |  | 8 | Misc._Commercial | DHW HtPmp | 0 |  |  |  |  | 14.37 | 3 | 0 | 0 | 0 | 11.37 | 0 |  | kW | 0 | 0.7584 | Commercial |  | Annual | [5 empty] | 20 | 0.96 |  |  |  | 0 | 0 | 285 | 0 | 0 | 0 | 0 | 0 | 0 | 0 | 0 | 0 | 2006 Qtr 1: 0; 2006 Qtr 2: 0; 2006 Qtr 3: 0; 2006 Qtr 4: 0; 2007 Qtr 1: 0; 2007 Qtr 2: 0; 2007 Qtr 3: 0; 2007 Qtr 4: 285; 2008 Qtr 1: 0; 2008 Qtr 2: 0; 2008 Qtr 3: 0; 2008 Qtr 4: 0 | 285
0 | 311043-Pipe Insulation - Medium pressure steam <=15 psi < 1" pipe |  | 8 | Misc._Commercial | DHW HtPmp | 0 |  |  |  |  | 14.37 | 3 | 0 | 0 | 0 | 11.37 | 0 |  | kW | 0 | 0.7584 | Commercial |  | Annual | [5 empty] | 20 | 0.96 |  |  |  | 0 | 0 | 180 | 0 | 0 | 0 | 0 | 0 | 0 | 0 | 0 | 0 | 2006 Qtr 1: 0; 2006 Qtr 2: 0; 2006 Qtr 3: 0; 2006 Qtr 4: 0; 2007 Qtr 1: 0; 2007 Qtr 2: 0; 2007 Qtr 3: 0; 2007 Qtr 4: 180; 2008 Qtr 1: 0; 2008 Qtr 2: 0; 2008 Qtr 3: 0; 2008 Qtr 4: 0 | 180
0 | 311043-Pipe Insulation - Medium pressure steam <=15 psi < 1" pipe |  | 8 | Misc._Commercial | DHW HtPmp | 0 |  |  |  |  | 14.37 | 3 | 0 | 0 | 0 | 11.37 | 0 |  | kW | 0 | 0.7584 | Commercial |  | Annual | [5 empty] | 20 | 0.96 |  |  |  | 0 | 0 | 105 | 0 | 0 | 0 | 0 | 0 | 0 | 0 | 0 | 0 | 2006 Qtr 1: 0; 2006 Qtr 2: 0; 2006 Qtr 3: 0; 2006 Qtr 4: 0; 2007 Qtr 1: 0; 2007 Qtr 2: 0; 2007 Qtr 3: 0; 2007 Qtr 4: 105; 2008 Qtr 1: 0; 2008 Qtr 2: 0; 2008 Qtr 3: 0; 2008 Qtr 4: 0 | 105
0 | 311043-Pipe Insulation - Medium pressure steam <=15 psi < 1" pipe |  | 9 | Misc._Commercial | DHW HtPmp | 0 |  |  |  |  | 14.37 | 3 | 0 | 0 | 0 | 11.37 | 0 |  | kW | 0 | 0.7584 | Commercial |  | Annual | [5 empty] | 20 | 0.96 |  |  |  | 0 | 0 | 27 | 0 | 0 | 0 | 0 | 0 | 0 | 0 | 0 | 0 | 2006 Qtr 1: 0; 2006 Qtr 2: 0; 2006 Qtr 3: 0; 2006 Qtr 4: 0; 2007 Qtr 1: 0; 2007 Qtr 2: 0; 2007 Qtr 3: 0; 2007 Qtr 4: 27; 2008 Qtr 1: 0; 2008 Qtr 2: 0; 2008 Qtr 3: 0; 2008 Qtr 4: 0 | 27
0 | 311043-Pipe Insulation - Medium pressure steam <=15 psi < 1" pipe |  | 8 | Misc._Commercial | DHW HtPmp | 0 |  |  |  |  | 14.37 | 3 | 0 | 0 | 0 | 11.37 | 0 |  | kW | 0 | 0.7584 | Commercial |  | Annual | [5 empty] | 20 | 0.96 |  |  |  | 0 | 0 | 108 | 0 | 0 | 0 | 0 | 0 | 0 | 0 | 0 | 0 | 2006 Qtr 1: 0; 2006 Qtr 2: 0; 2006 Qtr 3: 0; 2006 Qtr 4: 0; 2007 Qtr 1: 0; 2007 Qtr 2: 0; 2007 Qtr 3: 0; 2007 Qtr 4: 108; 2008 Qtr 1: 0; 2008 Qtr 2: 0; 2008 Qtr 3: 0; 2008 Qtr 4: 0 | 108
0 | 311043-Pipe Insulation - Medium pressure steam <=15 psi < 1" pipe |  | 8 | Misc._Commercial | DHW HtPmp | 0 |  |  |  |  | 14.37 | 3 | 0 | 0 | 0 | 11.37 | 0 |  | kW | 0 | 0.7584 | Commercial |  | Annual | [5 empty] | 20 | 0.96 |  |  |  | 0 | 0 | 135 | 0 | 0 | 0 | 0 | 0 | 0 | 0 | 0 | 0 | 2006 Qtr 1: 0; 2006 Qtr 2: 0; 2006 Qtr 3: 0; 2006 Qtr 4: 0; 2007 Qtr 1: 0; 2007 Qtr 2: 0; 2007 Qtr 3: 0; 2007 Qtr 4: 135; 2008 Qtr 1: 0; 2008 Qtr 2: 0; 2008 Qtr 3: 0; 2008 Qtr 4: 0 | 135
0 | 311043-Pipe Insulation - Medium pressure steam <=15 psi < 1" pipe |  | 8 | Misc._Commercial | DHW HtPmp | 0 |  |  |  |  | 14.37 | 3 | 0 | 0 | 0 | 11.37 | 0 |  | kW | 0 | 0.7584 | Commercial |  | Annual | [5 empty] | 20 | 0.96 |  |  |  | 0 | 0 | 173 | 0 | 0 | 0 | 0 | 0 | 0 | 0 | 0 | 0 | 2006 Qtr 1: 0; 2006 Qtr 2: 0; 2006 Qtr 3: 0; 2006 Qtr 4: 0; 2007 Qtr 1: 0; 2007 Qtr 2: 0; 2007 Qtr 3: 0; 2007 Qtr 4: 173; 2008 Qtr 1: 0; 2008 Qtr 2: 0; 2008 Qtr 3: 0; 2008 Qtr 4: 0 | 173
0 | 311043-Pipe Insulation - Medium pressure steam <=15 psi < 1" pipe |  | 8 | Misc._Commercial | DHW HtPmp | 0 |  |  |  |  | 14.37 | 3 | 0 | 0 | 0 | 11.37 | 0 |  | kW | 0 | 0.7584 | Commercial |  | Annual | [5 empty] | 20 | 0.96 |  |  |  | 0 | 0 | 174 | 0 | 0 | 0 | 0 | 0 | 0 | 0 | 0 | 0 | 2006 Qtr 1: 0; 2006 Qtr 2: 0; 2006 Qtr 3: 0; 2006 Qtr 4: 0; 2007 Qtr 1: 0; 2007 Qtr 2: 0; 2007 Qtr 3: 0; 2007 Qtr 4: 174; 2008 Qtr 1: 0; 2008 Qtr 2: 0; 2008 Qtr 3: 0; 2008 Qtr 4: 0 | 174
0 | 311043-Pipe Insulation - Medium pressure steam <=15 psi < 1" pipe |  | 8 | Misc._Commercial | DHW HtPmp | 0 |  |  |  |  | 14.37 | 1.1183 | 0 | 0 | 0 | 13.2517 | 0 |  | kW | 0 | 0.7584 | Commercial |  | Annual | [5 empty] | 20 | 0.96 |  |  |  | 0 | 0 | 120 | 0 | 0 | 0 | 0 | 0 | 0 | 0 | 0 | 0 | 2006 Qtr 1: 0; 2006 Qtr 2: 0; 2006 Qtr 3: 0; 2006 Qtr 4: 0; 2007 Qtr 1: 0; 2007 Qtr 2: 0; 2007 Qtr 3: 0; 2007 Qtr 4: 120; 2008 Qtr 1: 0; 2008 Qtr 2: 0; 2008 Qtr 3: 0; 2008 Qtr 4: 0 | 120
0 | 311043-Pipe Insulation - Medium pressure steam <=15 psi < 1" pipe |  | 14 | Misc._Commercial | DHW HtPmp | 0 |  |  |  |  | 14.37 | 3 | 0 | 0 | 0 | 11.37 | 0 |  | kW | 0 | 0.7584 | Commercial |  | Annual | [5 empty] | 20 | 0.96 |  |  |  | 0 | 0 | 234 | 0 | 0 | 0 | 0 | 0 | 0 | 0 | 0 | 0 | 2006 Qtr 1: 0; 2006 Qtr 2: 0; 2006 Qtr 3: 0; 2006 Qtr 4: 0; 2007 Qtr 1: 0; 2007 Qtr 2: 0; 2007 Qtr 3: 0; 2007 Qtr 4: 234; 2008 Qtr 1: 0; 2008 Qtr 2: 0; 2008 Qtr 3: 0; 2008 Qtr 4: 0 | 234
0 | 311043-Pipe Insulation - Medium pressure steam <=15 psi < 1" pipe |  | 8 | Misc._Commercial | DHW HtPmp | 0 |  |  |  |  | 14.37 | 3 | 0 | 0 | 0 | 11.37 | 0 |  | kW | 0 | 0.7584 | Commercial |  | Annual | [5 empty] | 20 | 0.96 |  |  |  | 0 | 0 | 60 | 0 | 0 | 0 | 0 | 0 | 0 | 0 | 0 | 0 | 2006 Qtr 1: 0; 2006 Qtr 2: 0; 2006 Qtr 3: 0; 2006 Qtr 4: 0; 2007 Qtr 1: 0; 2007 Qtr 2: 0; 2007 Qtr 3: 0; 2007 Qtr 4: 60; 2008 Qtr 1: 0; 2008 Qtr 2: 0; 2008 Qtr 3: 0; 2008 Qtr 4: 0 | 60
0 | 311043-Pipe Insulation - Medium pressure steam <=15 psi < 1" pipe |  | 9 | Misc._Commercial | DHW HtPmp | 0 |  |  |  |  | 14.37 | 3 | 0 | 0 | 0 | 11.37 | 0 |  | kW | 0 | 0.7584 | Commercial |  | Annual | [5 empty] | 20 | 0.96 |  |  |  | 0 | 0 | 39 | 0 | 0 | 0 | 0 | 0 | 0 | 0 | 0 | 0 | 2006 Qtr 1: 0; 2006 Qtr 2: 0; 2006 Qtr 3: 0; 2006 Qtr 4: 0; 2007 Qtr 1: 0; 2007 Qtr 2: 0; 2007 Qtr 3: 0; 2007 Qtr 4: 39; 2008 Qtr 1: 0; 2008 Qtr 2: 0; 2008 Qtr 3: 0; 2008 Qtr 4: 0 | 39
0 | 311043-Pipe Insulation - Medium pressure steam <=15 psi < 1" pipe |  | 8 | Misc._Commercial | DHW HtPmp | 0 |  |  |  |  | 14.37 | 3 | 0 | 0 | 0 | 11.37 | 0 |  | kW | 0 | 0.7584 | Commercial |  | Annual | [5 empty] | 20 | 0.96 |  |  |  | 0 | 0 | 209 | 0 | 0 | 0 | 0 | 0 | 0 | 0 | 0 | 0 | 2006 Qtr 1: 0; 2006 Qtr 2: 0; 2006 Qtr 3: 0; 2006 Qtr 4: 0; 2007 Qtr 1: 0; 2007 Qtr 2: 0; 2007 Qtr 3: 0; 2007 Qtr 4: 209; 2008 Qtr 1: 0; 2008 Qtr 2: 0; 2008 Qtr 3: 0; 2008 Qtr 4: 0 | 209
0 | 311043-Pipe Insulation - Medium pressure steam <=15 psi < 1" pipe |  | 8 | Misc._Commercial | DHW HtPmp | 0 |  |  |  |  | 14.37 | 3 | 0 | 0 | 0 | 11.37 | 0 |  | kW | 0 | 0.7584 | Commercial |  | Annual | [5 empty] | 20 | 0.96 |  |  |  | 0 | 0 | 117 | 0 | 0 | 0 | 0 | 0 | 0 | 0 | 0 | 0 | 2006 Qtr 1: 0; 2006 Qtr 2: 0; 2006 Qtr 3: 0; 2006 Qtr 4: 0; 2007 Qtr 1: 0; 2007 Qtr 2: 0; 2007 Qtr 3: 0; 2007 Qtr 4: 117; 2008 Qtr 1: 0; 2008 Qtr 2: 0; 2008 Qtr 3: 0; 2008 Qtr 4: 0 | 117
0 | 311043-Pipe Insulation - Medium pressure steam <=15 psi < 1" pipe |  | 10 | Misc._Commercial | DHW HtPmp | 0 |  |  |  |  | 14.37 | 3 | 0 | 0 | 0 | 11.37 | 0 |  | kW | 0 | 0.7584 | Commercial |  | Annual | [5 empty] | 20 | 0.96 |  |  |  | 0 | 0 | 198 | 0 | 0 | 0 | 0 | 0 | 0 | 0 | 0 | 0 | 2006 Qtr 1: 0; 2006 Qtr 2: 0; 2006 Qtr 3: 0; 2006 Qtr 4: 0; 2007 Qtr 1: 0; 2007 Qtr 2: 0; 2007 Qtr 3: 0; 2007 Qtr 4: 198; 2008 Qtr 1: 0; 2008 Qtr 2: 0; 2008 Qtr 3: 0; 2008 Qtr 4: 0 | 198
0 | 311043-Pipe Insulation - Medium pressure steam <=15 psi < 1" pipe |  | 10 | Misc._Commercial | DHW HtPmp | 0 |  |  |  |  | 14.37 | 3 | 0 | 0 | 0 | 11.37 | 0 |  | kW | 0 | 0.7584 | Commercial |  | Annual | [5 empty] | 20 | 0.96 |  |  |  | 0 | 0 | 132 | 0 | 0 | 0 | 0 | 0 | 0 | 0 | 0 | 0 | 2006 Qtr 1: 0; 2006 Qtr 2: 0; 2006 Qtr 3: 0; 2006 Qtr 4: 0; 2007 Qtr 1: 0; 2007 Qtr 2: 0; 2007 Qtr 3: 0; 2007 Qtr 4: 132; 2008 Qtr 1: 0; 2008 Qtr 2: 0; 2008 Qtr 3: 0; 2008 Qtr 4: 0 | 132
0 | 311043-Pipe Insulation - Medium pressure steam <=15 psi < 1" pipe |  | 9 | Misc._Commercial | DHW HtPmp | 0 |  |  |  |  | 14.37 | 3 | 0 | 0 | 0 | 11.37 | 0 |  | kW | 0 | 0.7584 | Commercial |  | Annual | [5 empty] | 20 | 0.96 |  |  |  | 0 | 0 | 181 | 0 | 0 | 0 | 0 | 0 | 0 | 0 | 0 | 0 | 2006 Qtr 1: 0; 2006 Qtr 2: 0; 2006 Qtr 3: 0; 2006 Qtr 4: 0; 2007 Qtr 1: 0; 2007 Qtr 2: 0; 2007 Qtr 3: 0; 2007 Qtr 4: 181; 2008 Qtr 1: 0; 2008 Qtr 2: 0; 2008 Qtr 3: 0; 2008 Qtr 4: 0 | 181
0 | 311043-Pipe Insulation - Medium pressure steam <=15 psi < 1" pipe |  | 6 | Misc._Commercial | DHW HtPmp | 0 |  |  |  |  | 14.37 | 3 | 0 | 0 | 0 | 11.37 | 0 |  | kW | 0 | 0.7584 | Commercial |  | Annual | [5 empty] | 20 | 0.96 |  |  |  | 0 | 0 | 240 | 0 | 0 | 0 | 0 | 0 | 0 | 0 | 0 | 0 | 2006 Qtr 1: 0; 2006 Qtr 2: 0; 2006 Qtr 3: 0; 2006 Qtr 4: 0; 2007 Qtr 1: 0; 2007 Qtr 2: 0; 2007 Qtr 3: 0; 2007 Qtr 4: 240; 2008 Qtr 1: 0; 2008 Qtr 2: 0; 2008 Qtr 3: 0; 2008 Qtr 4: 0 | 240
0 | 311043-Pipe Insulation - Medium pressure steam <=15 psi < 1" pipe |  | 9 | Misc._Commercial | DHW HtPmp | 0 |  |  |  |  | 14.37 | 3 | 0 | 0 | 0 | 11.37 | 0 |  | kW | 0 | 0.7584 | Commercial |  | Annual | [5 empty] | 20 | 0.96 |  |  |  | 0 | 0 | 213 | 0 | 0 | 0 | 0 | 0 | 0 | 0 | 0 | 0 | 2006 Qtr 1: 0; 2006 Qtr 2: 0; 2006 Qtr 3: 0; 2006 Qtr 4: 0; 2007 Qtr 1: 0; 2007 Qtr 2: 0; 2007 Qtr 3: 0; 2007 Qtr 4: 213; 2008 Qtr 1: 0; 2008 Qtr 2: 0; 2008 Qtr 3: 0; 2008 Qtr 4: 0 | 213
0 | 311043-Pipe Insulation - Medium pressure steam <=15 psi < 1" pipe |  | 10 | Misc._Commercial | DHW HtPmp | 0 |  |  |  |  | 14.37 | 3 | 0 | 0 | 0 | 11.37 | 0 |  | kW | 0 | 0.7584 | Commercial |  | Annual | [5 empty] | 20 | 0.96 |  |  |  | 0 | 0 | 174 | 0 | 0 | 0 | 0 | 0 | 0 | 0 | 0 | 0 | 2006 Qtr 1: 0; 2006 Qtr 2: 0; 2006 Qtr 3: 0; 2006 Qtr 4: 0; 2007 Qtr 1: 0; 2007 Qtr 2: 0; 2007 Qtr 3: 0; 2007 Qtr 4: 174; 2008 Qtr 1: 0; 2008 Qtr 2: 0; 2008 Qtr 3: 0; 2008 Qtr 4: 0 | 174
0 | 311043-Pipe Insulation - Medium pressure steam <=15 psi < 1" pipe |  | 9 | Misc._Commercial | DHW HtPmp | 0 |  |  |  |  | 14.37 | 3 | 0 | 0 | 0 | 11.37 | 0 |  | kW | 0 | 0.7584 | Commercial |  | Annual | [5 empty] | 20 | 0.96 |  |  |  | 0 | 0 | 177 | 0 | 0 | 0 | 0 | 0 | 0 | 0 | 0 | 0 | 2006 Qtr 1: 0; 2006 Qtr 2: 0; 2006 Qtr 3: 0; 2006 Qtr 4: 0; 2007 Qtr 1: 0; 2007 Qtr 2: 0; 2007 Qtr 3: 0; 2007 Qtr 4: 177; 2008 Qtr 1: 0; 2008 Qtr 2: 0; 2008 Qtr 3: 0; 2008 Qtr 4: 0 | 177
0 | 311043-Pipe Insulation - Medium pressure steam <=15 psi < 1" pipe |  | 10 | Misc._Commercial | DHW HtPmp | 0 |  |  |  |  | 14.37 | 3 | 0 | 0 | 0 | 11.37 | 0 |  | kW | 0 | 0.7584 | Commercial |  | Annual | [5 empty] | 20 | 0.96 |  |  |  | 0 | 0 | 192 | 0 | 0 | 0 | 0 | 0 | 0 | 0 | 0 | 0 | 2006 Qtr 1: 0; 2006 Qtr 2: 0; 2006 Qtr 3: 0; 2006 Qtr 4: 0; 2007 Qtr 1: 0; 2007 Qtr 2: 0; 2007 Qtr 3: 0; 2007 Qtr 4: 192; 2008 Qtr 1: 0; 2008 Qtr 2: 0; 2008 Qtr 3: 0; 2008 Qtr 4: 0 | 192
0 | 311043-Pipe Insulation - Medium pressure steam <=15 psi < 1" pipe |  | 9 | Misc._Commercial | DHW HtPmp | 0 |  |  |  |  | 14.37 | 3 | 0 | 0 | 0 | 11.37 | 0 |  | kW | 0 | 0.7584 | Commercial |  | Annual | [5 empty] | 20 | 0.96 |  |  |  | 0 | 0 | 102 | 0 | 0 | 0 | 0 | 0 | 0 | 0 | 0 | 0 | 2006 Qtr 1: 0; 2006 Qtr 2: 0; 2006 Qtr 3: 0; 2006 Qtr 4: 0; 2007 Qtr 1: 0; 2007 Qtr 2: 0; 2007 Qtr 3: 0; 2007 Qtr 4: 102; 2008 Qtr 1: 0; 2008 Qtr 2: 0; 2008 Qtr 3: 0; 2008 Qtr 4: 0 | 102
0 | 311043-Pipe Insulation - Medium pressure steam <=15 psi < 1" pipe |  | 9 | Misc._Commercial | DHW HtPmp | 0 |  |  |  |  | 14.37 | 3 | 0 | 0 | 0 | 11.37 | 0 |  | kW | 0 | 0.7584 | Commercial |  | Annual | [5 empty] | 20 | 0.96 |  |  |  | 0 | 0 | 147 | 0 | 0 | 0 | 0 | 0 | 0 | 0 | 0 | 0 | 2006 Qtr 1: 0; 2006 Qtr 2: 0; 2006 Qtr 3: 0; 2006 Qtr 4: 0; 2007 Qtr 1: 0; 2007 Qtr 2: 0; 2007 Qtr 3: 0; 2007 Qtr 4: 147; 2008 Qtr 1: 0; 2008 Qtr 2: 0; 2008 Qtr 3: 0; 2008 Qtr 4: 0 | 147
0 | 311043-Pipe Insulation - Medium pressure steam <=15 psi < 1" pipe |  | 9 | Misc._Commercial | DHW HtPmp | 0 |  |  |  |  | 14.37 | 3 | 0 | 0 | 0 | 11.37 | 0 |  | kW | 0 | 0.7584 | Commercial |  | Annual | [5 empty] | 20 | 0.96 |  |  |  | 0 | 0 | 147 | 0 | 0 | 0 | 0 | 0 | 0 | 0 | 0 | 0 | 2006 Qtr 1: 0; 2006 Qtr 2: 0; 2006 Qtr 3: 0; 2006 Qtr 4: 0; 2007 Qtr 1: 0; 2007 Qtr 2: 0; 2007 Qtr 3: 0; 2007 Qtr 4: 147; 2008 Qtr 1: 0; 2008 Qtr 2: 0; 2008 Qtr 3: 0; 2008 Qtr 4: 0 | 147
0 | 311043-Pipe Insulation - Medium pressure steam <=15 psi < 1" pipe |  | 9 | Misc._Commercial | DHW HtPmp | 0 |  |  |  |  | 14.37 | 3 | 0 | 0 | 0 | 11.37 | 0 |  | kW | 0 | 0.7584 | Commercial |  | Annual | [5 empty] | 20 | 0.96 |  |  |  | 0 | 0 | 111 | 0 | 0 | 0 | 0 | 0 | 0 | 0 | 0 | 0 | 2006 Qtr 1: 0; 2006 Qtr 2: 0; 2006 Qtr 3: 0; 2006 Qtr 4: 0; 2007 Qtr 1: 0; 2007 Qtr 2: 0; 2007 Qtr 3: 0; 2007 Qtr 4: 111; 2008 Qtr 1: 0; 2008 Qtr 2: 0; 2008 Qtr 3: 0; 2008 Qtr 4: 0 | 111
0 | 311043-Pipe Insulation - Medium pressure steam <=15 psi < 1" pipe |  | 10 | Misc._Commercial | DHW HtPmp | 0 |  |  |  |  | 14.37 | 3 | 0 | 0 | 0 | 11.37 | 0 |  | kW | 0 | 0.7584 | Commercial |  | Annual | [5 empty] | 20 | 0.96 |  |  |  | 0 | 0 | 243 | 0 | 0 | 0 | 0 | 0 | 0 | 0 | 0 | 0 | 2006 Qtr 1: 0; 2006 Qtr 2: 0; 2006 Qtr 3: 0; 2006 Qtr 4: 0; 2007 Qtr 1: 0; 2007 Qtr 2: 0; 2007 Qtr 3: 0; 2007 Qtr 4: 243; 2008 Qtr 1: 0; 2008 Qtr 2: 0; 2008 Qtr 3: 0; 2008 Qtr 4: 0 | 243
0 | 311043-Pipe Insulation - Medium pressure steam <=15 psi < 1" pipe |  | 9 | Misc._Commercial | DHW HtPmp | 0 |  |  |  |  | 14.37 | 3 | 0 | 0 | 0 | 11.37 | 0 |  | kW | 0 | 0.7584 | Commercial |  | Annual | [5 empty] | 20 | 0.96 |  |  |  | 0 | 0 | 126 | 0 | 0 | 0 | 0 | 0 | 0 | 0 | 0 | 0 | 2006 Qtr 1: 0; 2006 Qtr 2: 0; 2006 Qtr 3: 0; 2006 Qtr 4: 0; 2007 Qtr 1: 0; 2007 Qtr 2: 0; 2007 Qtr 3: 0; 2007 Qtr 4: 126; 2008 Qtr 1: 0; 2008 Qtr 2: 0; 2008 Qtr 3: 0; 2008 Qtr 4: 0 | 126
0 | 311043-Pipe Insulation - Medium pressure steam <=15 psi < 1" pipe |  | 6 | Misc._Commercial | DHW HtPmp | 0 |  |  |  |  | 14.37 | 3 | 0 | 0 | 0 | 11.37 | 0 |  | kW | 0 | 0.7584 | Commercial |  | Annual | [5 empty] | 20 | 0.96 |  |  |  | 0 | 0 | 204 | 0 | 0 | 0 | 0 | 0 | 0 | 0 | 0 | 0 | 2006 Qtr 1: 0; 2006 Qtr 2: 0; 2006 Qtr 3: 0; 2006 Qtr 4: 0; 2007 Qtr 1: 0; 2007 Qtr 2: 0; 2007 Qtr 3: 0; 2007 Qtr 4: 204; 2008 Qtr 1: 0; 2008 Qtr 2: 0; 2008 Qtr 3: 0; 2008 Qtr 4: 0 | 204
0 | 311043-Pipe Insulation - Medium pressure steam <=15 psi < 1" pipe |  | 9 | Misc._Commercial | DHW HtPmp | 0 |  |  |  |  | 14.37 | 3 | 0 | 0 | 0 | 11.37 | 0 |  | kW | 0 | 0.7584 | Commercial |  | Annual | [5 empty] | 20 | 0.96 |  |  |  | 0 | 0 | 120 | 0 | 0 | 0 | 0 | 0 | 0 | 0 | 0 | 0 | 2006 Qtr 1: 0; 2006 Qtr 2: 0; 2006 Qtr 3: 0; 2006 Qtr 4: 0; 2007 Qtr 1: 0; 2007 Qtr 2: 0; 2007 Qtr 3: 0; 2007 Qtr 4: 120; 2008 Qtr 1: 0; 2008 Qtr 2: 0; 2008 Qtr 3: 0; 2008 Qtr 4: 0 | 120
0 | 311043-Pipe Insulation - Medium pressure steam <=15 psi < 1" pipe |  | 9 | Misc._Commercial | DHW HtPmp | 0 |  |  |  |  | 14.37 | 3 | 0 | 0 | 0 | 11.37 | 0 |  | kW | 0 | 0.7584 | Commercial |  | Annual | [5 empty] | 20 | 0.96 |  |  |  | 0 | 0 | 102 | 0 | 0 | 0 | 0 | 0 | 0 | 0 | 0 | 0 | 2006 Qtr 1: 0; 2006 Qtr 2: 0; 2006 Qtr 3: 0; 2006 Qtr 4: 0; 2007 Qtr 1: 0; 2007 Qtr 2: 0; 2007 Qtr 3: 0; 2007 Qtr 4: 102; 2008 Qtr 1: 0; 2008 Qtr 2: 0; 2008 Qtr 3: 0; 2008 Qtr 4: 0 | 102
0 | 311043-Pipe Insulation - Medium pressure steam <=15 psi < 1" pipe |  | 9 | Misc._Commercial | DHW HtPmp | 0 |  |  |  |  | 14.37 | 3 | 0 | 0 | 0 | 11.37 | 0 |  | kW | 0 | 0.7584 | Commercial |  | Annual | [5 empty] | 20 | 0.96 |  |  |  | 0 | 0 | 102 | 0 | 0 | 0 | 0 | 0 | 0 | 0 | 0 | 0 | 2006 Qtr 1: 0; 2006 Qtr 2: 0; 2006 Qtr 3: 0; 2006 Qtr 4: 0; 2007 Qtr 1: 0; 2007 Qtr 2: 0; 2007 Qtr 3: 0; 2007 Qtr 4: 102; 2008 Qtr 1: 0; 2008 Qtr 2: 0; 2008 Qtr 3: 0; 2008 Qtr 4: 0 | 102
0 | 311043-Pipe Insulation - Medium pressure steam <=15 psi < 1" pipe |  | 8 | Misc._Commercial | DHW HtPmp | 0 |  |  |  |  | 14.37 | 3 | 0 | 0 | 0 | 11.37 | 0 |  | kW | 0 | 0.7584 | Commercial |  | Annual | [5 empty] | 20 | 0.96 |  |  |  | 0 | 0 | 267 | 0 | 0 | 0 | 0 | 0 | 0 | 0 | 0 | 0 | 2006 Qtr 1: 0; 2006 Qtr 2: 0; 2006 Qtr 3: 0; 2006 Qtr 4: 0; 2007 Qtr 1: 0; 2007 Qtr 2: 0; 2007 Qtr 3: 0; 2007 Qtr 4: 267; 2008 Qtr 1: 0; 2008 Qtr 2: 0; 2008 Qtr 3: 0; 2008 Qtr 4: 0 | 267
0 | 311043-Pipe Insulation - Medium pressure steam <=15 psi < 1" pipe |  | 10 | Misc._Commercial | DHW HtPmp | 0 |  |  |  |  | 14.37 | 3 | 0 | 0 | 0 | 11.37 | 0 |  | kW | 0 | 0.7584 | Commercial |  | Annual | [5 empty] | 20 | 0.96 |  |  |  | 0 | 0 | 126 | 0 | 0 | 0 | 0 | 0 | 0 | 0 | 0 | 0 | 2006 Qtr 1: 0; 2006 Qtr 2: 0; 2006 Qtr 3: 0; 2006 Qtr 4: 0; 2007 Qtr 1: 0; 2007 Qtr 2: 0; 2007 Qtr 3: 0; 2007 Qtr 4: 126; 2008 Qtr 1: 0; 2008 Qtr 2: 0; 2008 Qtr 3: 0; 2008 Qtr 4: 0 | 126
0 | 311043-Pipe Insulation - Medium pressure steam <=15 psi < 1" pipe |  | 9 | Misc._Commercial | DHW HtPmp | 0 |  |  |  |  | 14.37 | 3 | 0 | 0 | 0 | 11.37 | 0 |  | kW | 0 | 0.7584 | Commercial |  | Annual | [5 empty] | 20 | 0.96 |  |  |  | 0 | 0 | 63 | 0 | 0 | 0 | 0 | 0 | 0 | 0 | 0 | 0 | 2006 Qtr 1: 0; 2006 Qtr 2: 0; 2006 Qtr 3: 0; 2006 Qtr 4: 0; 2007 Qtr 1: 0; 2007 Qtr 2: 0; 2007 Qtr 3: 0; 2007 Qtr 4: 63; 2008 Qtr 1: 0; 2008 Qtr 2: 0; 2008 Qtr 3: 0; 2008 Qtr 4: 0 | 63
0 | 311043-Pipe Insulation - Medium pressure steam <=15 psi < 1" pipe |  | 9 | Misc._Commercial | DHW HtPmp | 0 |  |  |  |  | 14.37 | 3 | 0 | 0 | 0 | 11.37 | 0 |  | kW | 0 | 0.7584 | Commercial |  | Annual | [5 empty] | 20 | 0.96 |  |  |  | 0 | 0 | 159 | 0 | 0 | 0 | 0 | 0 | 0 | 0 | 0 | 0 | 2006 Qtr 1: 0; 2006 Qtr 2: 0; 2006 Qtr 3: 0; 2006 Qtr 4: 0; 2007 Qtr 1: 0; 2007 Qtr 2: 0; 2007 Qtr 3: 0; 2007 Qtr 4: 159; 2008 Qtr 1: 0; 2008 Qtr 2: 0; 2008 Qtr 3: 0; 2008 Qtr 4: 0 | 159
0 | 311043-Pipe Insulation - Medium pressure steam <=15 psi < 1" pipe |  | 9 | Misc._Commercial | DHW HtPmp | 0 |  |  |  |  | 14.37 | 3 | 0 | 0 | 0 | 11.37 | 0 |  | kW | 0 | 0.7584 | Commercial |  | Annual | [5 empty] | 20 | 0.96 |  |  |  | 0 | 0 | 72 | 0 | 0 | 0 | 0 | 0 | 0 | 0 | 0 | 0 | 2006 Qtr 1: 0; 2006 Qtr 2: 0; 2006 Qtr 3: 0; 2006 Qtr 4: 0; 2007 Qtr 1: 0; 2007 Qtr 2: 0; 2007 Qtr 3: 0; 2007 Qtr 4: 72; 2008 Qtr 1: 0; 2008 Qtr 2: 0; 2008 Qtr 3: 0; 2008 Qtr 4: 0 | 72
0 | 311043-Pipe Insulation - Medium pressure steam <=15 psi < 1" pipe |  | 9 | Misc._Commercial | DHW HtPmp | 0 |  |  |  |  | 14.37 | 3 | 0 | 0 | 0 | 11.37 | 0 |  | kW | 0 | 0.7584 | Commercial |  | Annual | [5 empty] | 20 | 0.96 |  |  |  | 0 | 0 | 201 | 0 | 0 | 0 | 0 | 0 | 0 | 0 | 0 | 0 | 2006 Qtr 1: 0; 2006 Qtr 2: 0; 2006 Qtr 3: 0; 2006 Qtr 4: 0; 2007 Qtr 1: 0; 2007 Qtr 2: 0; 2007 Qtr 3: 0; 2007 Qtr 4: 201; 2008 Qtr 1: 0; 2008 Qtr 2: 0; 2008 Qtr 3: 0; 2008 Qtr 4: 0 | 201
0 | 311043-Pipe Insulation - Medium pressure steam <=15 psi < 1" pipe |  | 9 | Misc._Commercial | DHW HtPmp | 0 |  |  |  |  | 14.37 | 3 | 0 | 0 | 0 | 11.37 | 0 |  | kW | 0 | 0.7584 | Commercial |  | Annual | [5 empty] | 20 | 0.96 |  |  |  | 0 | 0 | 243 | 0 | 0 | 0 | 0 | 0 | 0 | 0 | 0 | 0 | 2006 Qtr 1: 0; 2006 Qtr 2: 0; 2006 Qtr 3: 0; 2006 Qtr 4: 0; 2007 Qtr 1: 0; 2007 Qtr 2: 0; 2007 Qtr 3: 0; 2007 Qtr 4: 243; 2008 Qtr 1: 0; 2008 Qtr 2: 0; 2008 Qtr 3: 0; 2008 Qtr 4: 0 | 243
0 | 311043-Pipe Insulation - Medium pressure steam <=15 psi < 1" pipe |  | 10 | Misc._Commercial | DHW HtPmp | 0 |  |  |  |  | 14.37 | 3 | 0 | 0 | 0 | 11.37 | 0 |  | kW | 0 | 0.7584 | Commercial |  | Annual | [5 empty] | 20 | 0.96 |  |  |  | 0 | 0 | 189 | 0 | 0 | 0 | 0 | 0 | 0 | 0 | 0 | 0 | 2006 Qtr 1: 0; 2006 Qtr 2: 0; 2006 Qtr 3: 0; 2006 Qtr 4: 0; 2007 Qtr 1: 0; 2007 Qtr 2: 0; 2007 Qtr 3: 0; 2007 Qtr 4: 189; 2008 Qtr 1: 0; 2008 Qtr 2: 0; 2008 Qtr 3: 0; 2008 Qtr 4: 0 | 189
0 | 311043-Pipe Insulation - Medium pressure steam <=15 psi < 1" pipe |  | 9 | Misc._Commercial | DHW HtPmp | 0 |  |  |  |  | 14.37 | 3 | 0 | 0 | 0 | 11.37 | 0 |  | kW | 0 | 0.7584 | Commercial |  | Annual | [5 empty] | 20 | 0.96 |  |  |  | 0 | 0 | 189 | 0 | 0 | 0 | 0 | 0 | 0 | 0 | 0 | 0 | 2006 Qtr 1: 0; 2006 Qtr 2: 0; 2006 Qtr 3: 0; 2006 Qtr 4: 0; 2007 Qtr 1: 0; 2007 Qtr 2: 0; 2007 Qtr 3: 0; 2007 Qtr 4: 189; 2008 Qtr 1: 0; 2008 Qtr 2: 0; 2008 Qtr 3: 0; 2008 Qtr 4: 0 | 189
0 | 311043-Pipe Insulation - Medium pressure steam <=15 psi < 1" pipe |  | 9 | Misc._Commercial | DHW HtPmp | 0 |  |  |  |  | 14.37 | 3 | 0 | 0 | 0 | 11.37 | 0 |  | kW | 0 | 0.7584 | Commercial |  | Annual | [5 empty] | 20 | 0.96 |  |  |  | 0 | 0 | 159 | 0 | 0 | 0 | 0 | 0 | 0 | 0 | 0 | 0 | 2006 Qtr 1: 0; 2006 Qtr 2: 0; 2006 Qtr 3: 0; 2006 Qtr 4: 0; 2007 Qtr 1: 0; 2007 Qtr 2: 0; 2007 Qtr 3: 0; 2007 Qtr 4: 159; 2008 Qtr 1: 0; 2008 Qtr 2: 0; 2008 Qtr 3: 0; 2008 Qtr 4: 0 | 159
0 | 311043-Pipe Insulation - Medium pressure steam <=15 psi < 1" pipe |  | 9 | Misc._Commercial | DHW HtPmp | 0 |  |  |  |  | 14.37 | 3 | 0 | 0 | 0 | 11.37 | 0 |  | kW | 0 | 0.7584 | Commercial |  | Annual | [5 empty] | 20 | 0.96 |  |  |  | 0 | 0 | 144 | 0 | 0 | 0 | 0 | 0 | 0 | 0 | 0 | 0 | 2006 Qtr 1: 0; 2006 Qtr 2: 0; 2006 Qtr 3: 0; 2006 Qtr 4: 0; 2007 Qtr 1: 0; 2007 Qtr 2: 0; 2007 Qtr 3: 0; 2007 Qtr 4: 144; 2008 Qtr 1: 0; 2008 Qtr 2: 0; 2008 Qtr 3: 0; 2008 Qtr 4: 0 | 144
0 | 311043-Pipe Insulation - Medium pressure steam <=15 psi < 1" pipe |  | 9 | Misc._Commercial | DHW HtPmp | 0 |  |  |  |  | 14.37 | 3 | 0 | 0 | 0 | 11.37 | 0 |  | kW | 0 | 0.7584 | Commercial |  | Annual | [5 empty] | 20 | 0.96 |  |  |  | 0 | 0 | 226 | 0 | 0 | 0 | 0 | 0 | 0 | 0 | 0 | 0 | 2006 Qtr 1: 0; 2006 Qtr 2: 0; 2006 Qtr 3: 0; 2006 Qtr 4: 0; 2007 Qtr 1: 0; 2007 Qtr 2: 0; 2007 Qtr 3: 0; 2007 Qtr 4: 226; 2008 Qtr 1: 0; 2008 Qtr 2: 0; 2008 Qtr 3: 0; 2008 Qtr 4: 0 | 226
0 | 311043-Pipe Insulation - Medium pressure steam <=15 psi < 1" pipe |  | 9 | Misc._Commercial | DHW HtPmp | 0 |  |  |  |  | 14.37 | 3 | 0 | 0 | 0 | 11.37 | 0 |  | kW | 0 | 0.7584 | Commercial |  | Annual | [5 empty] | 20 | 0.96 |  |  |  | 0 | 0 | 179 | 0 | 0 | 0 | 0 | 0 | 0 | 0 | 0 | 0 | 2006 Qtr 1: 0; 2006 Qtr 2: 0; 2006 Qtr 3: 0; 2006 Qtr 4: 0; 2007 Qtr 1: 0; 2007 Qtr 2: 0; 2007 Qtr 3: 0; 2007 Qtr 4: 179; 2008 Qtr 1: 0; 2008 Qtr 2: 0; 2008 Qtr 3: 0; 2008 Qtr 4: 0 | 179
0 | 311043-Pipe Insulation - Medium pressure steam <=15 psi < 1" pipe |  | 10 | Misc._Commercial | DHW HtPmp | 0 |  |  |  |  | 14.37 | 3 | 0 | 0 | 0 | 11.37 | 0 |  | kW | 0 | 0.7584 | Commercial |  | Annual | [5 empty] | 20 | 0.96 |  |  |  | 0 | 0 | 207 | 0 | 0 | 0 | 0 | 0 | 0 | 0 | 0 | 0 | 2006 Qtr 1: 0; 2006 Qtr 2: 0; 2006 Qtr 3: 0; 2006 Qtr 4: 0; 2007 Qtr 1: 0; 2007 Qtr 2: 0; 2007 Qtr 3: 0; 2007 Qtr 4: 207; 2008 Qtr 1: 0; 2008 Qtr 2: 0; 2008 Qtr 3: 0; 2008 Qtr 4: 0 | 207
0 | 311043-Pipe Insulation - Medium pressure steam <=15 psi < 1" pipe |  | 8 | Misc._Commercial | DHW HtPmp | 0 |  |  |  |  | 14.37 | 3 | 0 | 0 | 0 | 11.37 | 0 |  | kW | 0 | 0.7584 | Commercial |  | Annual | [5 empty] | 20 | 0.96 |  |  |  | 0 | 0 | 177 | 0 | 0 | 0 | 0 | 0 | 0 | 0 | 0 | 0 | 2006 Qtr 1: 0; 2006 Qtr 2: 0; 2006 Qtr 3: 0; 2006 Qtr 4: 0; 2007 Qtr 1: 0; 2007 Qtr 2: 0; 2007 Qtr 3: 0; 2007 Qtr 4: 177; 2008 Qtr 1: 0; 2008 Qtr 2: 0; 2008 Qtr 3: 0; 2008 Qtr 4: 0 | 177
0 | 311043-Pipe Insulation - Medium pressure steam <=15 psi < 1" pipe |  | 10 | Misc._Commercial | DHW HtPmp | 0 |  |  |  |  | 14.37 | 3 | 0 | 0 | 0 | 11.37 | 0 |  | kW | 0 | 0.7584 | Commercial |  | Annual | [5 empty] | 20 | 0.96 |  |  |  | 0 | 0 | 246 | 0 | 0 | 0 | 0 | 0 | 0 | 0 | 0 | 0 | 2006 Qtr 1: 0; 2006 Qtr 2: 0; 2006 Qtr 3: 0; 2006 Qtr 4: 0; 2007 Qtr 1: 0; 2007 Qtr 2: 0; 2007 Qtr 3: 0; 2007 Qtr 4: 246; 2008 Qtr 1: 0; 2008 Qtr 2: 0; 2008 Qtr 3: 0; 2008 Qtr 4: 0 | 246
0 | 311043-Pipe Insulation - Medium pressure steam <=15 psi < 1" pipe |  | 9 | Misc._Commercial | DHW HtPmp | 0 |  |  |  |  | 14.37 | 3 | 0 | 0 | 0 | 11.37 | 0 |  | kW | 0 | 0.7584 | Commercial |  | Annual | [5 empty] | 20 | 0.96 |  |  |  | 0 | 0 | 60 | 0 | 0 | 0 | 0 | 0 | 0 | 0 | 0 | 0 | 2006 Qtr 1: 0; 2006 Qtr 2: 0; 2006 Qtr 3: 0; 2006 Qtr 4: 0; 2007 Qtr 1: 0; 2007 Qtr 2: 0; 2007 Qtr 3: 0; 2007 Qtr 4: 60; 2008 Qtr 1: 0; 2008 Qtr 2: 0; 2008 Qtr 3: 0; 2008 Qtr 4: 0 | 60
0 | 311043-Pipe Insulation - Medium pressure steam <=15 psi < 1" pipe |  | 10 | Misc._Commercial | DHW HtPmp | 0 |  |  |  |  | 14.37 | 3 | 0 | 0 | 0 | 11.37 | 0 |  | kW | 0 | 0.7584 | Commercial |  | Annual | [5 empty] | 20 | 0.96 |  |  |  | 0 | 0 | 63 | 0 | 0 | 0 | 0 | 0 | 0 | 0 | 0 | 0 | 2006 Qtr 1: 0; 2006 Qtr 2: 0; 2006 Qtr 3: 0; 2006 Qtr 4: 0; 2007 Qtr 1: 0; 2007 Qtr 2: 0; 2007 Qtr 3: 0; 2007 Qtr 4: 63; 2008 Qtr 1: 0; 2008 Qtr 2: 0; 2008 Qtr 3: 0; 2008 Qtr 4: 0 | 63
0 | 311043-Pipe Insulation - Medium pressure steam <=15 psi < 1" pipe |  | 9 | Misc._Commercial | DHW HtPmp | 0 |  |  |  |  | 14.37 | 3 | 0 | 0 | 0 | 11.37 | 0 |  | kW | 0 | 0.7584 | Commercial |  | Annual | [5 empty] | 20 | 0.96 |  |  |  | 0 | 0 | 192 | 0 | 0 | 0 | 0 | 0 | 0 | 0 | 0 | 0 | 2006 Qtr 1: 0; 2006 Qtr 2: 0; 2006 Qtr 3: 0; 2006 Qtr 4: 0; 2007 Qtr 1: 0; 2007 Qtr 2: 0; 2007 Qtr 3: 0; 2007 Qtr 4: 192; 2008 Qtr 1: 0; 2008 Qtr 2: 0; 2008 Qtr 3: 0; 2008 Qtr 4: 0 | 192
0 | 311043-Pipe Insulation - Medium pressure steam <=15 psi < 1" pipe |  | 8 | Misc._Commercial | DHW HtPmp | 0 |  |  |  |  | 14.37 | 3 | 0 | 0 | 0 | 11.37 | 0 |  | kW | 0 | 0.7584 | Commercial |  | Annual | [5 empty] | 20 | 0.96 |  |  |  | 0 | 0 | 120 | 0 | 0 | 0 | 0 | 0 | 0 | 0 | 0 | 0 | 2006 Qtr 1: 0; 2006 Qtr 2: 0; 2006 Qtr 3: 0; 2006 Qtr 4: 0; 2007 Qtr 1: 0; 2007 Qtr 2: 0; 2007 Qtr 3: 0; 2007 Qtr 4: 120; 2008 Qtr 1: 0; 2008 Qtr 2: 0; 2008 Qtr 3: 0; 2008 Qtr 4: 0 | 120
0 | 311043-Pipe Insulation - Medium pressure steam <=15 psi < 1" pipe |  | 9 | Misc._Commercial | DHW HtPmp | 0 |  |  |  |  | 14.37 | 3 | 0 | 0 | 0 | 11.37 | 0 |  | kW | 0 | 0.7584 | Commercial |  | Annual | [5 empty] | 20 | 0.96 |  |  |  | 0 | 0 | 204 | 0 | 0 | 0 | 0 | 0 | 0 | 0 | 0 | 0 | 2006 Qtr 1: 0; 2006 Qtr 2: 0; 2006 Qtr 3: 0; 2006 Qtr 4: 0; 2007 Qtr 1: 0; 2007 Qtr 2: 0; 2007 Qtr 3: 0; 2007 Qtr 4: 204; 2008 Qtr 1: 0; 2008 Qtr 2: 0; 2008 Qtr 3: 0; 2008 Qtr 4: 0 | 204
0 | 311043-Pipe Insulation - Medium pressure steam <=15 psi < 1" pipe |  | 10 | Misc._Commercial | DHW HtPmp | 0 |  |  |  |  | 14.37 | 3 | 0 | 0 | 0 | 11.37 | 0 |  | kW | 0 | 0.7584 | Commercial |  | Annual | [5 empty] | 20 | 0.96 |  |  |  | 0 | 0 | 181 | 0 | 0 | 0 | 0 | 0 | 0 | 0 | 0 | 0 | 2006 Qtr 1: 0; 2006 Qtr 2: 0; 2006 Qtr 3: 0; 2006 Qtr 4: 0; 2007 Qtr 1: 0; 2007 Qtr 2: 0; 2007 Qtr 3: 0; 2007 Qtr 4: 181; 2008 Qtr 1: 0; 2008 Qtr 2: 0; 2008 Qtr 3: 0; 2008 Qtr 4: 0 | 181
0 | 311043-Pipe Insulation - Medium pressure steam <=15 psi < 1" pipe |  | 9 | Misc._Commercial | DHW HtPmp | 0 |  |  |  |  | 14.37 | 3 | 0 | 0 | 0 | 11.37 | 0 |  | kW | 0 | 0.7584 | Commercial |  | Annual | [5 empty] | 20 | 0.96 |  |  |  | 0 | 0 | 90 | 0 | 0 | 0 | 0 | 0 | 0 | 0 | 0 | 0 | 2006 Qtr 1: 0; 2006 Qtr 2: 0; 2006 Qtr 3: 0; 2006 Qtr 4: 0; 2007 Qtr 1: 0; 2007 Qtr 2: 0; 2007 Qtr 3: 0; 2007 Qtr 4: 90; 2008 Qtr 1: 0; 2008 Qtr 2: 0; 2008 Qtr 3: 0; 2008 Qtr 4: 0 | 90
0 | 311043-Pipe Insulation - Medium pressure steam <=15 psi < 1" pipe |  | 9 | Misc._Commercial | DHW HtPmp | 0 |  |  |  |  | 14.37 | 3 | 0 | 0 | 0 | 11.37 | 0 |  | kW | 0 | 0.7584 | Commercial |  | Annual | [5 empty] | 20 | 0.96 |  |  |  | 0 | 0 | 306 | 0 | 0 | 0 | 0 | 0 | 0 | 0 | 0 | 0 | 2006 Qtr 1: 0; 2006 Qtr 2: 0; 2006 Qtr 3: 0; 2006 Qtr 4: 0; 2007 Qtr 1: 0; 2007 Qtr 2: 0; 2007 Qtr 3: 0; 2007 Qtr 4: 306; 2008 Qtr 1: 0; 2008 Qtr 2: 0; 2008 Qtr 3: 0; 2008 Qtr 4: 0 | 306
0 | 311043-Pipe Insulation - Medium pressure steam <=15 psi < 1" pipe |  | 10 | Misc._Commercial | DHW HtPmp | 0 |  |  |  |  | 14.37 | 3 | 0 | 0 | 0 | 11.37 | 0 |  | kW | 0 | 0.7584 | Commercial |  | Annual | [5 empty] | 20 | 0.96 |  |  |  | 0 | 0 | 75 | 0 | 0 | 0 | 0 | 0 | 0 | 0 | 0 | 0 | 2006 Qtr 1: 0; 2006 Qtr 2: 0; 2006 Qtr 3: 0; 2006 Qtr 4: 0; 2007 Qtr 1: 0; 2007 Qtr 2: 0; 2007 Qtr 3: 0; 2007 Qtr 4: 75; 2008 Qtr 1: 0; 2008 Qtr 2: 0; 2008 Qtr 3: 0; 2008 Qtr 4: 0 | 75
0 | 311043-Pipe Insulation - Medium pressure steam <=15 psi < 1" pipe |  | 9 | Misc._Commercial | DHW HtPmp | 0 |  |  |  |  | 14.37 | 3 | 0 | 0 | 0 | 11.37 | 0 |  | kW | 0 | 0.7584 | Commercial |  | Annual | [5 empty] | 20 | 0.96 |  |  |  | 0 | 0 | 81 | 0 | 0 | 0 | 0 | 0 | 0 | 0 | 0 | 0 | 2006 Qtr 1: 0; 2006 Qtr 2: 0; 2006 Qtr 3: 0; 2006 Qtr 4: 0; 2007 Qtr 1: 0; 2007 Qtr 2: 0; 2007 Qtr 3: 0; 2007 Qtr 4: 81; 2008 Qtr 1: 0; 2008 Qtr 2: 0; 2008 Qtr 3: 0; 2008 Qtr 4: 0 | 81
0 | 311043-Pipe Insulation - Medium pressure steam <=15 psi < 1" pipe |  | 9 | Misc._Commercial | DHW HtPmp | 0 |  |  |  |  | 14.37 | 3 | 0 | 0 | 0 | 11.37 | 0 |  | kW | 0 | 0.7584 | Commercial |  | Annual | [5 empty] | 20 | 0.96 |  |  |  | 0 | 0 | 132 | 0 | 0 | 0 | 0 | 0 | 0 | 0 | 0 | 0 | 2006 Qtr 1: 0; 2006 Qtr 2: 0; 2006 Qtr 3: 0; 2006 Qtr 4: 0; 2007 Qtr 1: 0; 2007 Qtr 2: 0; 2007 Qtr 3: 0; 2007 Qtr 4: 132; 2008 Qtr 1: 0; 2008 Qtr 2: 0; 2008 Qtr 3: 0; 2008 Qtr 4: 0 | 132
0 | 311043-Pipe Insulation - Medium pressure steam <=15 psi < 1" pipe |  | 9 | Misc._Commercial | DHW HtPmp | 0 |  |  |  |  | 14.37 | 3 | 0 | 0 | 0 | 11.37 | 0 |  | kW | 0 | 0.7584 | Commercial |  | Annual | [5 empty] | 20 | 0.96 |  |  |  | 0 | 0 | 180 | 0 | 0 | 0 | 0 | 0 | 0 | 0 | 0 | 0 | 2006 Qtr 1: 0; 2006 Qtr 2: 0; 2006 Qtr 3: 0; 2006 Qtr 4: 0; 2007 Qtr 1: 0; 2007 Qtr 2: 0; 2007 Qtr 3: 0; 2007 Qtr 4: 180; 2008 Qtr 1: 0; 2008 Qtr 2: 0; 2008 Qtr 3: 0; 2008 Qtr 4: 0 | 180
0 | 311043-Pipe Insulation - Medium pressure steam <=15 psi < 1" pipe |  | 9 | Misc._Commercial | DHW HtPmp | 0 |  |  |  |  | 14.37 | 3 | 0 | 0 | 0 | 11.37 | 0 |  | kW | 0 | 0.7584 | Commercial |  | Annual | [5 empty] | 20 | 0.96 |  |  |  | 0 | 0 | 123 | 0 | 0 | 0 | 0 | 0 | 0 | 0 | 0 | 0 | 2006 Qtr 1: 0; 2006 Qtr 2: 0; 2006 Qtr 3: 0; 2006 Qtr 4: 0; 2007 Qtr 1: 0; 2007 Qtr 2: 0; 2007 Qtr 3: 0; 2007 Qtr 4: 123; 2008 Qtr 1: 0; 2008 Qtr 2: 0; 2008 Qtr 3: 0; 2008 Qtr 4: 0 | 123
0 | 311043-Pipe Insulation - Medium pressure steam <=15 psi < 1" pipe |  | 9 | Misc._Commercial | DHW HtPmp | 0 |  |  |  |  | 14.37 | 3 | 0 | 0 | 0 | 11.37 | 0 |  | kW | 0 | 0.7584 | Commercial |  | Annual | [5 empty] | 20 | 0.96 |  |  |  | 0 | 0 | 163 | 0 | 0 | 0 | 0 | 0 | 0 | 0 | 0 | 0 | 2006 Qtr 1: 0; 2006 Qtr 2: 0; 2006 Qtr 3: 0; 2006 Qtr 4: 0; 2007 Qtr 1: 0; 2007 Qtr 2: 0; 2007 Qtr 3: 0; 2007 Qtr 4: 163; 2008 Qtr 1: 0; 2008 Qtr 2: 0; 2008 Qtr 3: 0; 2008 Qtr 4: 0 | 163
0 | 311043-Pipe Insulation - Medium pressure steam <=15 psi < 1" pipe |  | 9 | Misc._Commercial | DHW HtPmp | 0 |  |  |  |  | 14.37 | 3 | 0 | 0 | 0 | 11.37 | 0 |  | kW | 0 | 0.7584 | Commercial |  | Annual | [5 empty] | 20 | 0.96 |  |  |  | 0 | 0 | 150 | 0 | 0 | 0 | 0 | 0 | 0 | 0 | 0 | 0 | 2006 Qtr 1: 0; 2006 Qtr 2: 0; 2006 Qtr 3: 0; 2006 Qtr 4: 0; 2007 Qtr 1: 0; 2007 Qtr 2: 0; 2007 Qtr 3: 0; 2007 Qtr 4: 150; 2008 Qtr 1: 0; 2008 Qtr 2: 0; 2008 Qtr 3: 0; 2008 Qtr 4: 0 | 150
0 | 311043-Pipe Insulation - Medium pressure steam <=15 psi < 1" pipe |  | 9 | Misc._Commercial | DHW HtPmp | 0 |  |  |  |  | 14.37 | 3 | 0 | 0 | 0 | 11.37 | 0 |  | kW | 0 | 0.7584 | Commercial |  | Annual | [5 empty] | 20 | 0.96 |  |  |  | 0 | 0 | 135 | 0 | 0 | 0 | 0 | 0 | 0 | 0 | 0 | 0 | 2006 Qtr 1: 0; 2006 Qtr 2: 0; 2006 Qtr 3: 0; 2006 Qtr 4: 0; 2007 Qtr 1: 0; 2007 Qtr 2: 0; 2007 Qtr 3: 0; 2007 Qtr 4: 135; 2008 Qtr 1: 0; 2008 Qtr 2: 0; 2008 Qtr 3: 0; 2008 Qtr 4: 0 | 135
0 | 311043-Pipe Insulation - Medium pressure steam <=15 psi < 1" pipe |  | 9 | Misc._Commercial | DHW HtPmp | 0 |  |  |  |  | 14.37 | 3 | 0 | 0 | 0 | 11.37 | 0 |  | kW | 0 | 0.7584 | Commercial |  | Annual | [5 empty] | 20 | 0.96 |  |  |  | 0 | 0 | 168 | 0 | 0 | 0 | 0 | 0 | 0 | 0 | 0 | 0 | 2006 Qtr 1: 0; 2006 Qtr 2: 0; 2006 Qtr 3: 0; 2006 Qtr 4: 0; 2007 Qtr 1: 0; 2007 Qtr 2: 0; 2007 Qtr 3: 0; 2007 Qtr 4: 168; 2008 Qtr 1: 0; 2008 Qtr 2: 0; 2008 Qtr 3: 0; 2008 Qtr 4: 0 | 168
0 | 311043-Pipe Insulation - Medium pressure steam <=15 psi < 1" pipe |  | 9 | Misc._Commercial | DHW HtPmp | 0 |  |  |  |  | 14.37 | 3 | 0 | 0 | 0 | 11.37 | 0 |  | kW | 0 | 0.7584 | Commercial |  | Annual | [5 empty] | 20 | 0.96 |  |  |  | 0 | 0 | 126 | 0 | 0 | 0 | 0 | 0 | 0 | 0 | 0 | 0 | 2006 Qtr 1: 0; 2006 Qtr 2: 0; 2006 Qtr 3: 0; 2006 Qtr 4: 0; 2007 Qtr 1: 0; 2007 Qtr 2: 0; 2007 Qtr 3: 0; 2007 Qtr 4: 126; 2008 Qtr 1: 0; 2008 Qtr 2: 0; 2008 Qtr 3: 0; 2008 Qtr 4: 0 | 126
0 | 311043-Pipe Insulation - Medium pressure steam <=15 psi < 1" pipe |  | 9 | Misc._Commercial | DHW HtPmp | 0 |  |  |  |  | 14.37 | 3 | 0 | 0 | 0 | 11.37 | 0 |  | kW | 0 | 0.7584 | Commercial |  | Annual | [5 empty] | 20 | 0.96 |  |  |  | 0 | 0 | 303 | 0 | 0 | 0 | 0 | 0 | 0 | 0 | 0 | 0 | 2006 Qtr 1: 0; 2006 Qtr 2: 0; 2006 Qtr 3: 0; 2006 Qtr 4: 0; 2007 Qtr 1: 0; 2007 Qtr 2: 0; 2007 Qtr 3: 0; 2007 Qtr 4: 303; 2008 Qtr 1: 0; 2008 Qtr 2: 0; 2008 Qtr 3: 0; 2008 Qtr 4: 0 | 303
0 | 311043-Pipe Insulation - Medium pressure steam <=15 psi < 1" pipe |  | 9 | Misc._Commercial | DHW HtPmp | 0 |  |  |  |  | 14.37 | 3 | 0 | 0 | 0 | 11.37 | 0 |  | kW | 0 | 0.7584 | Commercial |  | Annual | [5 empty] | 20 | 0.96 |  |  |  | 0 | 0 | 237 | 0 | 0 | 0 | 0 | 0 | 0 | 0 | 0 | 0 | 2006 Qtr 1: 0; 2006 Qtr 2: 0; 2006 Qtr 3: 0; 2006 Qtr 4: 0; 2007 Qtr 1: 0; 2007 Qtr 2: 0; 2007 Qtr 3: 0; 2007 Qtr 4: 237; 2008 Qtr 1: 0; 2008 Qtr 2: 0; 2008 Qtr 3: 0; 2008 Qtr 4: 0 | 237
0 | 311043-Pipe Insulation - Medium pressure steam <=15 psi < 1" pipe |  | 9 | Misc._Commercial | DHW HtPmp | 0 |  |  |  |  | 14.37 | 3 | 0 | 0 | 0 | 11.37 | 0 |  | kW | 0 | 0.7584 | Commercial |  | Annual | [5 empty] | 20 | 0.96 |  |  |  | 0 | 0 | 216 | 0 | 0 | 0 | 0 | 0 | 0 | 0 | 0 | 0 | 2006 Qtr 1: 0; 2006 Qtr 2: 0; 2006 Qtr 3: 0; 2006 Qtr 4: 0; 2007 Qtr 1: 0; 2007 Qtr 2: 0; 2007 Qtr 3: 0; 2007 Qtr 4: 216; 2008 Qtr 1: 0; 2008 Qtr 2: 0; 2008 Qtr 3: 0; 2008 Qtr 4: 0 | 216
0 | 311043-Pipe Insulation - Medium pressure steam <=15 psi < 1" pipe |  | 10 | Misc._Commercial | DHW HtPmp | 0 |  |  |  |  | 14.37 | 3 | 0 | 0 | 0 | 11.37 | 0 |  | kW | 0 | 0.7584 | Commercial |  | Annual | [5 empty] | 20 | 0.96 |  |  |  | 0 | 0 | 120 | 0 | 0 | 0 | 0 | 0 | 0 | 0 | 0 | 0 | 2006 Qtr 1: 0; 2006 Qtr 2: 0; 2006 Qtr 3: 0; 2006 Qtr 4: 0; 2007 Qtr 1: 0; 2007 Qtr 2: 0; 2007 Qtr 3: 0; 2007 Qtr 4: 120; 2008 Qtr 1: 0; 2008 Qtr 2: 0; 2008 Qtr 3: 0; 2008 Qtr 4: 0 | 120
0 | 311043-Pipe Insulation - Medium pressure steam <=15 psi < 1" pipe |  | 9 | Misc._Commercial | DHW HtPmp | 0 |  |  |  |  | 14.37 | 3 | 0 | 0 | 0 | 11.37 | 0 |  | kW | 0 | 0.7584 | Commercial |  | Annual | [5 empty] | 20 | 0.96 |  |  |  | 0 | 0 | 144 | 0 | 0 | 0 | 0 | 0 | 0 | 0 | 0 | 0 | 2006 Qtr 1: 0; 2006 Qtr 2: 0; 2006 Qtr 3: 0; 2006 Qtr 4: 0; 2007 Qtr 1: 0; 2007 Qtr 2: 0; 2007 Qtr 3: 0; 2007 Qtr 4: 144; 2008 Qtr 1: 0; 2008 Qtr 2: 0; 2008 Qtr 3: 0; 2008 Qtr 4: 0 | 144
0 | 311043-Pipe Insulation - Medium pressure steam <=15 psi < 1" pipe |  | 10 | Misc._Commercial | DHW HtPmp | 0 |  |  |  |  | 14.37 | 3 | 0 | 0 | 0 | 11.37 | 0 |  | kW | 0 | 0.7584 | Commercial |  | Annual | [5 empty] | 20 | 0.96 |  |  |  | 0 | 0 | 171 | 0 | 0 | 0 | 0 | 0 | 0 | 0 | 0 | 0 | 2006 Qtr 1: 0; 2006 Qtr 2: 0; 2006 Qtr 3: 0; 2006 Qtr 4: 0; 2007 Qtr 1: 0; 2007 Qtr 2: 0; 2007 Qtr 3: 0; 2007 Qtr 4: 171; 2008 Qtr 1: 0; 2008 Qtr 2: 0; 2008 Qtr 3: 0; 2008 Qtr 4: 0 | 171
0 | 311043-Pipe Insulation - Medium pressure steam <=15 psi < 1" pipe |  | 9 | Misc._Commercial | DHW HtPmp | 0 |  |  |  |  | 14.37 | 3 | 0 | 0 | 0 | 11.37 | 0 |  | kW | 0 | 0.7584 | Commercial |  | Annual | [5 empty] | 20 | 0.96 |  |  |  | 0 | 0 | 239 | 0 | 0 | 0 | 0 | 0 | 0 | 0 | 0 | 0 | 2006 Qtr 1: 0; 2006 Qtr 2: 0; 2006 Qtr 3: 0; 2006 Qtr 4: 0; 2007 Qtr 1: 0; 2007 Qtr 2: 0; 2007 Qtr 3: 0; 2007 Qtr 4: 239; 2008 Qtr 1: 0; 2008 Qtr 2: 0; 2008 Qtr 3: 0; 2008 Qtr 4: 0 | 239
0 | 311043-Pipe Insulation - Medium pressure steam <=15 psi < 1" pipe |  | 9 | Misc._Commercial | DHW HtPmp | 0 |  |  |  |  | 14.37 | 3 | 0 | 0 | 0 | 11.37 | 0 |  | kW | 0 | 0.7584 | Commercial |  | Annual | [5 empty] | 20 | 0.96 |  |  |  | 0 | 0 | 87 | 0 | 0 | 0 | 0 | 0 | 0 | 0 | 0 | 0 | 2006 Qtr 1: 0; 2006 Qtr 2: 0; 2006 Qtr 3: 0; 2006 Qtr 4: 0; 2007 Qtr 1: 0; 2007 Qtr 2: 0; 2007 Qtr 3: 0; 2007 Qtr 4: 87; 2008 Qtr 1: 0; 2008 Qtr 2: 0; 2008 Qtr 3: 0; 2008 Qtr 4: 0 | 87
0 | 311043-Pipe Insulation - Medium pressure steam <=15 psi < 1" pipe |  | 9 | Misc._Commercial | DHW HtPmp | 0 |  |  |  |  | 14.37 | 3 | 0 | 0 | 0 | 11.37 | 0 |  | kW | 0 | 0.7584 | Commercial |  | Annual | [5 empty] | 20 | 0.96 |  |  |  | 0 | 0 | 225 | 0 | 0 | 0 | 0 | 0 | 0 | 0 | 0 | 0 | 2006 Qtr 1: 0; 2006 Qtr 2: 0; 2006 Qtr 3: 0; 2006 Qtr 4: 0; 2007 Qtr 1: 0; 2007 Qtr 2: 0; 2007 Qtr 3: 0; 2007 Qtr 4: 225; 2008 Qtr 1: 0; 2008 Qtr 2: 0; 2008 Qtr 3: 0; 2008 Qtr 4: 0 | 225
0 | 311043-Pipe Insulation - Medium pressure steam <=15 psi < 1" pipe |  | 6 | Misc._Commercial | DHW HtPmp | 0 |  |  |  |  | 14.37 | 3 | 0 | 0 | 0 | 11.37 | 0 |  | kW | 0 | 0.7584 | Commercial |  | Annual | [5 empty] | 20 | 0.96 |  |  |  | 0 | 0 | 111 | 0 | 0 | 0 | 0 | 0 | 0 | 0 | 0 | 0 | 2006 Qtr 1: 0; 2006 Qtr 2: 0; 2006 Qtr 3: 0; 2006 Qtr 4: 0; 2007 Qtr 1: 0; 2007 Qtr 2: 0; 2007 Qtr 3: 0; 2007 Qtr 4: 111; 2008 Qtr 1: 0; 2008 Qtr 2: 0; 2008 Qtr 3: 0; 2008 Qtr 4: 0 | 111
0 | 311043-Pipe Insulation - Medium pressure steam <=15 psi < 1" pipe |  | 6 | Misc._Commercial | DHW HtPmp | 0 |  |  |  |  | 14.37 | 3 | 0 | 0 | 0 | 11.37 | 0 |  | kW | 0 | 0.7584 | Commercial |  | Annual | [5 empty] | 20 | 0.96 |  |  |  | 0 | 0 | 219 | 0 | 0 | 0 | 0 | 0 | 0 | 0 | 0 | 0 | 2006 Qtr 1: 0; 2006 Qtr 2: 0; 2006 Qtr 3: 0; 2006 Qtr 4: 0; 2007 Qtr 1: 0; 2007 Qtr 2: 0; 2007 Qtr 3: 0; 2007 Qtr 4: 219; 2008 Qtr 1: 0; 2008 Qtr 2: 0; 2008 Qtr 3: 0; 2008 Qtr 4: 0 | 219
0 | 311043-Pipe Insulation - Medium pressure steam <=15 psi < 1" pipe |  | 8 | Misc._Commercial | DHW HtPmp | 0 |  |  |  |  | 14.37 | 3 | 0 | 0 | 0 | 11.37 | 0 |  | kW | 0 | 0.7584 | Commercial |  | Annual | [5 empty] | 20 | 0.96 |  |  |  | 0 | 0 | 162 | 0 | 0 | 0 | 0 | 0 | 0 | 0 | 0 | 0 | 2006 Qtr 1: 0; 2006 Qtr 2: 0; 2006 Qtr 3: 0; 2006 Qtr 4: 0; 2007 Qtr 1: 0; 2007 Qtr 2: 0; 2007 Qtr 3: 0; 2007 Qtr 4: 162; 2008 Qtr 1: 0; 2008 Qtr 2: 0; 2008 Qtr 3: 0; 2008 Qtr 4: 0 | 162
0 | 311043-Pipe Insulation - Medium pressure steam <=15 psi < 1" pipe |  | 6 | Misc._Commercial | DHW HtPmp | 0 |  |  |  |  | 14.37 | 3 | 0 | 0 | 0 | 11.37 | 0 |  | kW | 0 | 0.7584 | Commercial |  | Annual | [5 empty] | 20 | 0.96 |  |  |  | 0 | 0 | 171 | 0 | 0 | 0 | 0 | 0 | 0 | 0 | 0 | 0 | 2006 Qtr 1: 0; 2006 Qtr 2: 0; 2006 Qtr 3: 0; 2006 Qtr 4: 0; 2007 Qtr 1: 0; 2007 Qtr 2: 0; 2007 Qtr 3: 0; 2007 Qtr 4: 171; 2008 Qtr 1: 0; 2008 Qtr 2: 0; 2008 Qtr 3: 0; 2008 Qtr 4: 0 | 171
0 | 311043-Pipe Insulation - Medium pressure steam <=15 psi < 1" pipe |  | 9 | Misc._Commercial | DHW HtPmp | 0 |  |  |  |  | 14.37 | 3 | 0 | 0 | 0 | 11.37 | 0 |  | kW | 0 | 0.7584 | Commercial |  | Annual | [5 empty] | 20 | 0.96 |  |  |  | 0 | 0 | 132 | 0 | 0 | 0 | 0 | 0 | 0 | 0 | 0 | 0 | 2006 Qtr 1: 0; 2006 Qtr 2: 0; 2006 Qtr 3: 0; 2006 Qtr 4: 0; 2007 Qtr 1: 0; 2007 Qtr 2: 0; 2007 Qtr 3: 0; 2007 Qtr 4: 132; 2008 Qtr 1: 0; 2008 Qtr 2: 0; 2008 Qtr 3: 0; 2008 Qtr 4: 0 | 132
0 | 311043-Pipe Insulation - Medium pressure steam <=15 psi < 1" pipe |  | 8 | Misc._Commercial | DHW HtPmp | 0 |  |  |  |  | 14.37 | 3 | 0 | 0 | 0 | 11.37 | 0 |  | kW | 0 | 0.7584 | Commercial |  | Annual | [5 empty] | 20 | 0.96 |  |  |  | 0 | 0 | 30 | 0 | 0 | 0 | 0 | 0 | 0 | 0 | 0 | 0 | 2006 Qtr 1: 0; 2006 Qtr 2: 0; 2006 Qtr 3: 0; 2006 Qtr 4: 0; 2007 Qtr 1: 0; 2007 Qtr 2: 0; 2007 Qtr 3: 0; 2007 Qtr 4: 30; 2008 Qtr 1: 0; 2008 Qtr 2: 0; 2008 Qtr 3: 0; 2008 Qtr 4: 0 | 30
0 | 311043-Pipe Insulation - Medium pressure steam <=15 psi < 1" pipe |  | 9 | Misc._Commercial | DHW HtPmp | 0 |  |  |  |  | 14.37 | 3 | 0 | 0 | 0 | 11.37 | 0 |  | kW | 0 | 0.7584 | Commercial |  | Annual | [5 empty] | 20 | 0.96 |  |  |  | 0 | 0 | 225 | 0 | 0 | 0 | 0 | 0 | 0 | 0 | 0 | 0 | 2006 Qtr 1: 0; 2006 Qtr 2: 0; 2006 Qtr 3: 0; 2006 Qtr 4: 0; 2007 Qtr 1: 0; 2007 Qtr 2: 0; 2007 Qtr 3: 0; 2007 Qtr 4: 225; 2008 Qtr 1: 0; 2008 Qtr 2: 0; 2008 Qtr 3: 0; 2008 Qtr 4: 0 | 225
0 | 311043-Pipe Insulation - Medium pressure steam <=15 psi < 1" pipe |  | 10 | Misc._Commercial | DHW HtPmp | 0 |  |  |  |  | 14.37 | 3 | 0 | 0 | 0 | 11.37 | 0 |  | kW | 0 | 0.7584 | Commercial |  | Annual | [5 empty] | 20 | 0.96 |  |  |  | 0 | 0 | 201 | 0 | 0 | 0 | 0 | 0 | 0 | 0 | 0 | 0 | 2006 Qtr 1: 0; 2006 Qtr 2: 0; 2006 Qtr 3: 0; 2006 Qtr 4: 0; 2007 Qtr 1: 0; 2007 Qtr 2: 0; 2007 Qtr 3: 0; 2007 Qtr 4: 201; 2008 Qtr 1: 0; 2008 Qtr 2: 0; 2008 Qtr 3: 0; 2008 Qtr 4: 0 | 201
0 | 311043-Pipe Insulation - Medium pressure steam <=15 psi < 1" pipe |  | 10 | Misc._Commercial | DHW HtPmp | 0 |  |  |  |  | 14.37 | 3 | 0 | 0 | 0 | 11.37 | 0 |  | kW | 0 | 0.7584 | Commercial |  | Annual | [5 empty] | 20 | 0.96 |  |  |  | 0 | 0 | 138 | 0 | 0 | 0 | 0 | 0 | 0 | 0 | 0 | 0 | 2006 Qtr 1: 0; 2006 Qtr 2: 0; 2006 Qtr 3: 0; 2006 Qtr 4: 0; 2007 Qtr 1: 0; 2007 Qtr 2: 0; 2007 Qtr 3: 0; 2007 Qtr 4: 138; 2008 Qtr 1: 0; 2008 Qtr 2: 0; 2008 Qtr 3: 0; 2008 Qtr 4: 0 | 138
0 | 311043-Pipe Insulation - Medium pressure steam <=15 psi < 1" pipe |  | 10 | Misc._Commercial | DHW HtPmp | 0 |  |  |  |  | 14.37 | 3 | 0 | 0 | 0 | 11.37 | 0 |  | kW | 0 | 0.7584 | Commercial |  | Annual | [5 empty] | 20 | 0.96 |  |  |  | 0 | 0 | 201 | 0 | 0 | 0 | 0 | 0 | 0 | 0 | 0 | 0 | 2006 Qtr 1: 0; 2006 Qtr 2: 0; 2006 Qtr 3: 0; 2006 Qtr 4: 0; 2007 Qtr 1: 0; 2007 Qtr 2: 0; 2007 Qtr 3: 0; 2007 Qtr 4: 201; 2008 Qtr 1: 0; 2008 Qtr 2: 0; 2008 Qtr 3: 0; 2008 Qtr 4: 0 | 201
0 | 311043-Pipe Insulation - Medium pressure steam <=15 psi < 1" pipe |  | 9 | Misc._Commercial | DHW HtPmp | 0 |  |  |  |  | 14.37 | 3 | 0 | 0 | 0 | 11.37 | 0 |  | kW | 0 | 0.7584 | Commercial |  | Annual | [5 empty] | 20 | 0.96 |  |  |  | 0 | 0 | 289 | 0 | 0 | 0 | 0 | 0 | 0 | 0 | 0 | 0 | 2006 Qtr 1: 0; 2006 Qtr 2: 0; 2006 Qtr 3: 0; 2006 Qtr 4: 0; 2007 Qtr 1: 0; 2007 Qtr 2: 0; 2007 Qtr 3: 0; 2007 Qtr 4: 289; 2008 Qtr 1: 0; 2008 Qtr 2: 0; 2008 Qtr 3: 0; 2008 Qtr 4: 0 | 289
0 | 311043-Pipe Insulation - Medium pressure steam <=15 psi < 1" pipe |  | 6 | Misc._Commercial | DHW HtPmp | 0 |  |  |  |  | 14.37 | 3 | 0 | 0 | 0 | 11.37 | 0 |  | kW | 0 | 0.7584 | Commercial |  | Annual | [5 empty] | 20 | 0.96 |  |  |  | 0 | 0 | 174 | 0 | 0 | 0 | 0 | 0 | 0 | 0 | 0 | 0 | 2006 Qtr 1: 0; 2006 Qtr 2: 0; 2006 Qtr 3: 0; 2006 Qtr 4: 0; 2007 Qtr 1: 0; 2007 Qtr 2: 0; 2007 Qtr 3: 0; 2007 Qtr 4: 174; 2008 Qtr 1: 0; 2008 Qtr 2: 0; 2008 Qtr 3: 0; 2008 Qtr 4: 0 | 174
0 | 311043-Pipe Insulation - Medium pressure steam <=15 psi < 1" pipe |  | 10 | Misc._Commercial | DHW HtPmp | 0 |  |  |  |  | 14.37 | 3 | 0 | 0 | 0 | 11.37 | 0 |  | kW | 0 | 0.7584 | Commercial |  | Annual | [5 empty] | 20 | 0.96 |  |  |  | 0 | 0 | 117 | 0 | 0 | 0 | 0 | 0 | 0 | 0 | 0 | 0 | 2006 Qtr 1: 0; 2006 Qtr 2: 0; 2006 Qtr 3: 0; 2006 Qtr 4: 0; 2007 Qtr 1: 0; 2007 Qtr 2: 0; 2007 Qtr 3: 0; 2007 Qtr 4: 117; 2008 Qtr 1: 0; 2008 Qtr 2: 0; 2008 Qtr 3: 0; 2008 Qtr 4: 0 | 117
0 | 311043-Pipe Insulation - Medium pressure steam <=15 psi < 1" pipe |  | 9 | Misc._Commercial | DHW HtPmp | 0 |  |  |  |  | 14.37 | 3 | 0 | 0 | 0 | 11.37 | 0 |  | kW | 0 | 0.7584 | Commercial |  | Annual | [5 empty] | 20 | 0.96 |  |  |  | 0 | 0 | 156 | 0 | 0 | 0 | 0 | 0 | 0 | 0 | 0 | 0 | 2006 Qtr 1: 0; 2006 Qtr 2: 0; 2006 Qtr 3: 0; 2006 Qtr 4: 0; 2007 Qtr 1: 0; 2007 Qtr 2: 0; 2007 Qtr 3: 0; 2007 Qtr 4: 156; 2008 Qtr 1: 0; 2008 Qtr 2: 0; 2008 Qtr 3: 0; 2008 Qtr 4: 0 | 156
0 | 311043-Pipe Insulation - Medium pressure steam <=15 psi < 1" pipe |  | 8 | Misc._Commercial | DHW HtPmp | 0 |  |  |  |  | 14.37 | 3 | 0 | 0 | 0 | 11.37 | 0 |  | kW | 0 | 0.7584 | Commercial |  | Annual | [5 empty] | 20 | 0.96 |  |  |  | 0 | 0 | 210 | 0 | 0 | 0 | 0 | 0 | 0 | 0 | 0 | 0 | 2006 Qtr 1: 0; 2006 Qtr 2: 0; 2006 Qtr 3: 0; 2006 Qtr 4: 0; 2007 Qtr 1: 0; 2007 Qtr 2: 0; 2007 Qtr 3: 0; 2007 Qtr 4: 210; 2008 Qtr 1: 0; 2008 Qtr 2: 0; 2008 Qtr 3: 0; 2008 Qtr 4: 0 | 210
0 | 311043-Pipe Insulation - Medium pressure steam <=15 psi < 1" pipe |  | 9 | Misc._Commercial | DHW HtPmp | 0 |  |  |  |  | 14.37 | 3 | 0 | 0 | 0 | 11.37 | 0 |  | kW | 0 | 0.7584 | Commercial |  | Annual | [5 empty] | 20 | 0.96 |  |  |  | 0 | 0 | 105 | 0 | 0 | 0 | 0 | 0 | 0 | 0 | 0 | 0 | 2006 Qtr 1: 0; 2006 Qtr 2: 0; 2006 Qtr 3: 0; 2006 Qtr 4: 0; 2007 Qtr 1: 0; 2007 Qtr 2: 0; 2007 Qtr 3: 0; 2007 Qtr 4: 105; 2008 Qtr 1: 0; 2008 Qtr 2: 0; 2008 Qtr 3: 0; 2008 Qtr 4: 0 | 105
0 | 311043-Pipe Insulation - Medium pressure steam <=15 psi < 1" pipe |  | 6 | Misc._Commercial | DHW HtPmp | 0 |  |  |  |  | 14.37 | 3 | 0 | 0 | 0 | 11.37 | 0 |  | kW | 0 | 0.7584 | Commercial |  | Annual | [5 empty] | 20 | 0.96 |  |  |  | 0 | 0 | 42 | 0 | 0 | 0 | 0 | 0 | 0 | 0 | 0 | 0 | 2006 Qtr 1: 0; 2006 Qtr 2: 0; 2006 Qtr 3: 0; 2006 Qtr 4: 0; 2007 Qtr 1: 0; 2007 Qtr 2: 0; 2007 Qtr 3: 0; 2007 Qtr 4: 42; 2008 Qtr 1: 0; 2008 Qtr 2: 0; 2008 Qtr 3: 0; 2008 Qtr 4: 0 | 42
0 | 311043-Pipe Insulation - Medium pressure steam <=15 psi < 1" pipe |  | 9 | Misc._Commercial | DHW HtPmp | 0 |  |  |  |  | 14.37 | 3 | 0 | 0 | 0 | 11.37 | 0 |  | kW | 0 | 0.7584 | Commercial |  | Annual | [5 empty] | 20 | 0.96 |  |  |  | 0 | 0 | 180 | 0 | 0 | 0 | 0 | 0 | 0 | 0 | 0 | 0 | 2006 Qtr 1: 0; 2006 Qtr 2: 0; 2006 Qtr 3: 0; 2006 Qtr 4: 0; 2007 Qtr 1: 0; 2007 Qtr 2: 0; 2007 Qtr 3: 0; 2007 Qtr 4: 180; 2008 Qtr 1: 0; 2008 Qtr 2: 0; 2008 Qtr 3: 0; 2008 Qtr 4: 0 | 180
0 | 311043-Pipe Insulation - Medium pressure steam <=15 psi < 1" pipe |  | 10 | Misc._Commercial | DHW HtPmp | 0 |  |  |  |  | 14.37 | 3 | 0 | 0 | 0 | 11.37 | 0 |  | kW | 0 | 0.7584 | Commercial |  | Annual | [5 empty] | 20 | 0.96 |  |  |  | 0 | 0 | 99 | 0 | 0 | 0 | 0 | 0 | 0 | 0 | 0 | 0 | 2006 Qtr 1: 0; 2006 Qtr 2: 0; 2006 Qtr 3: 0; 2006 Qtr 4: 0; 2007 Qtr 1: 0; 2007 Qtr 2: 0; 2007 Qtr 3: 0; 2007 Qtr 4: 99; 2008 Qtr 1: 0; 2008 Qtr 2: 0; 2008 Qtr 3: 0; 2008 Qtr 4: 0 | 99
0 | 311043-Pipe Insulation - Medium pressure steam <=15 psi < 1" pipe |  | 6 | Misc._Commercial | DHW HtPmp | 0 |  |  |  |  | 14.37 | 3 | 0 | 0 | 0 | 11.37 | 0 |  | kW | 0 | 0.7584 | Commercial |  | Annual | [5 empty] | 20 | 0.96 |  |  |  | 0 | 0 | 102 | 0 | 0 | 0 | 0 | 0 | 0 | 0 | 0 | 0 | 2006 Qtr 1: 0; 2006 Qtr 2: 0; 2006 Qtr 3: 0; 2006 Qtr 4: 0; 2007 Qtr 1: 0; 2007 Qtr 2: 0; 2007 Qtr 3: 0; 2007 Qtr 4: 102; 2008 Qtr 1: 0; 2008 Qtr 2: 0; 2008 Qtr 3: 0; 2008 Qtr 4: 0 | 102
0 | 311043-Pipe Insulation - Medium pressure steam <=15 psi < 1" pipe |  | 10 | Misc._Commercial | DHW HtPmp | 0 |  |  |  |  | 14.37 | 3 | 0 | 0 | 0 | 11.37 | 0 |  | kW | 0 | 0.7584 | Commercial |  | Annual | [5 empty] | 20 | 0.96 |  |  |  | 0 | 0 | 195 | 0 | 0 | 0 | 0 | 0 | 0 | 0 | 0 | 0 | 2006 Qtr 1: 0; 2006 Qtr 2: 0; 2006 Qtr 3: 0; 2006 Qtr 4: 0; 2007 Qtr 1: 0; 2007 Qtr 2: 0; 2007 Qtr 3: 0; 2007 Qtr 4: 195; 2008 Qtr 1: 0; 2008 Qtr 2: 0; 2008 Qtr 3: 0; 2008 Qtr 4: 0 | 195
0 | 311043-Pipe Insulation - Medium pressure steam <=15 psi < 1" pipe |  | 10 | Misc._Commercial | DHW HtPmp | 0 |  |  |  |  | 14.37 | 3 | 0 | 0 | 0 | 11.37 | 0 |  | kW | 0 | 0.7584 | Commercial |  | Annual | [5 empty] | 20 | 0.96 |  |  |  | 0 | 0 | 226 | 0 | 0 | 0 | 0 | 0 | 0 | 0 | 0 | 0 | 2006 Qtr 1: 0; 2006 Qtr 2: 0; 2006 Qtr 3: 0; 2006 Qtr 4: 0; 2007 Qtr 1: 0; 2007 Qtr 2: 0; 2007 Qtr 3: 0; 2007 Qtr 4: 226; 2008 Qtr 1: 0; 2008 Qtr 2: 0; 2008 Qtr 3: 0; 2008 Qtr 4: 0 | 226
0 | 311043-Pipe Insulation - Medium pressure steam <=15 psi < 1" pipe |  | 9 | Misc._Commercial | DHW HtPmp | 0 |  |  |  |  | 14.37 | 3 | 0 | 0 | 0 | 11.37 | 0 |  | kW | 0 | 0.7584 | Commercial |  | Annual | [5 empty] | 20 | 0.96 |  |  |  | 0 | 0 | 189 | 0 | 0 | 0 | 0 | 0 | 0 | 0 | 0 | 0 | 2006 Qtr 1: 0; 2006 Qtr 2: 0; 2006 Qtr 3: 0; 2006 Qtr 4: 0; 2007 Qtr 1: 0; 2007 Qtr 2: 0; 2007 Qtr 3: 0; 2007 Qtr 4: 189; 2008 Qtr 1: 0; 2008 Qtr 2: 0; 2008 Qtr 3: 0; 2008 Qtr 4: 0 | 189
0 | 311043-Pipe Insulation - Medium pressure steam <=15 psi < 1" pipe |  | 9 | Misc._Commercial | DHW HtPmp | 0 |  |  |  |  | 14.37 | 3 | 0 | 0 | 0 | 11.37 | 0 |  | kW | 0 | 0.7584 | Commercial |  | Annual | [5 empty] | 20 | 0.96 |  |  |  | 0 | 0 | 162 | 0 | 0 | 0 | 0 | 0 | 0 | 0 | 0 | 0 | 2006 Qtr 1: 0; 2006 Qtr 2: 0; 2006 Qtr 3: 0; 2006 Qtr 4: 0; 2007 Qtr 1: 0; 2007 Qtr 2: 0; 2007 Qtr 3: 0; 2007 Qtr 4: 162; 2008 Qtr 1: 0; 2008 Qtr 2: 0; 2008 Qtr 3: 0; 2008 Qtr 4: 0 | 162
0 | 311043-Pipe Insulation - Medium pressure steam <=15 psi < 1" pipe |  | 10 | Misc._Commercial | DHW HtPmp | 0 |  |  |  |  | 14.37 | 3 | 0 | 0 | 0 | 11.37 | 0 |  | kW | 0 | 0.7584 | Commercial |  | Annual | [5 empty] | 20 | 0.96 |  |  |  | 0 | 0 | 231 | 0 | 0 | 0 | 0 | 0 | 0 | 0 | 0 | 0 | 2006 Qtr 1: 0; 2006 Qtr 2: 0; 2006 Qtr 3: 0; 2006 Qtr 4: 0; 2007 Qtr 1: 0; 2007 Qtr 2: 0; 2007 Qtr 3: 0; 2007 Qtr 4: 231; 2008 Qtr 1: 0; 2008 Qtr 2: 0; 2008 Qtr 3: 0; 2008 Qtr 4: 0 | 231
0 | 311043-Pipe Insulation - Medium pressure steam <=15 psi < 1" pipe |  | 9 | Misc._Commercial | DHW HtPmp | 0 |  |  |  |  | 14.37 | 3 | 0 | 0 | 0 | 11.37 | 0 |  | kW | 0 | 0.7584 | Commercial |  | Annual | [5 empty] | 20 | 0.96 |  |  |  | 0 | 0 | 177 | 0 | 0 | 0 | 0 | 0 | 0 | 0 | 0 | 0 | 2006 Qtr 1: 0; 2006 Qtr 2: 0; 2006 Qtr 3: 0; 2006 Qtr 4: 0; 2007 Qtr 1: 0; 2007 Qtr 2: 0; 2007 Qtr 3: 0; 2007 Qtr 4: 177; 2008 Qtr 1: 0; 2008 Qtr 2: 0; 2008 Qtr 3: 0; 2008 Qtr 4: 0 | 177
0 | 311043-Pipe Insulation - Medium pressure steam <=15 psi < 1" pipe |  | 9 | Misc._Commercial | DHW HtPmp | 0 |  |  |  |  | 14.37 | 3 | 0 | 0 | 0 | 11.37 | 0 |  | kW | 0 | 0.7584 | Commercial |  | Annual | [5 empty] | 20 | 0.96 |  |  |  | 0 | 0 | 153 | 0 | 0 | 0 | 0 | 0 | 0 | 0 | 0 | 0 | 2006 Qtr 1: 0; 2006 Qtr 2: 0; 2006 Qtr 3: 0; 2006 Qtr 4: 0; 2007 Qtr 1: 0; 2007 Qtr 2: 0; 2007 Qtr 3: 0; 2007 Qtr 4: 153; 2008 Qtr 1: 0; 2008 Qtr 2: 0; 2008 Qtr 3: 0; 2008 Qtr 4: 0 | 153
0 | 311043-Pipe Insulation - Medium pressure steam <=15 psi < 1" pipe |  | 10 | Misc._Commercial | DHW HtPmp | 0 |  |  |  |  | 14.37 | 3 | 0 | 0 | 0 | 11.37 | 0 |  | kW | 0 | 0.7584 | Commercial |  | Annual | [5 empty] | 20 | 0.96 |  |  |  | 0 | 0 | 123 | 0 | 0 | 0 | 0 | 0 | 0 | 0 | 0 | 0 | 2006 Qtr 1: 0; 2006 Qtr 2: 0; 2006 Qtr 3: 0; 2006 Qtr 4: 0; 2007 Qtr 1: 0; 2007 Qtr 2: 0; 2007 Qtr 3: 0; 2007 Qtr 4: 123; 2008 Qtr 1: 0; 2008 Qtr 2: 0; 2008 Qtr 3: 0; 2008 Qtr 4: 0 | 123
0 | 311043-Pipe Insulation - Medium pressure steam <=15 psi < 1" pipe |  | 9 | Misc._Commercial | DHW HtPmp | 0 |  |  |  |  | 14.37 | 3 | 0 | 0 | 0 | 11.37 | 0 |  | kW | 0 | 0.7584 | Commercial |  | Annual | [5 empty] | 20 | 0.96 |  |  |  | 0 | 0 | 279 | 0 | 0 | 0 | 0 | 0 | 0 | 0 | 0 | 0 | 2006 Qtr 1: 0; 2006 Qtr 2: 0; 2006 Qtr 3: 0; 2006 Qtr 4: 0; 2007 Qtr 1: 0; 2007 Qtr 2: 0; 2007 Qtr 3: 0; 2007 Qtr 4: 279; 2008 Qtr 1: 0; 2008 Qtr 2: 0; 2008 Qtr 3: 0; 2008 Qtr 4: 0 | 279
0 | 311043-Pipe Insulation - Medium pressure steam <=15 psi < 1" pipe |  | 9 | Misc._Commercial | DHW HtPmp | 0 |  |  |  |  | 14.37 | 3 | 0 | 0 | 0 | 11.37 | 0 |  | kW | 0 | 0.7584 | Commercial |  | Annual | [5 empty] | 20 | 0.96 |  |  |  | 0 | 0 | 75 | 0 | 0 | 0 | 0 | 0 | 0 | 0 | 0 | 0 | 2006 Qtr 1: 0; 2006 Qtr 2: 0; 2006 Qtr 3: 0; 2006 Qtr 4: 0; 2007 Qtr 1: 0; 2007 Qtr 2: 0; 2007 Qtr 3: 0; 2007 Qtr 4: 75; 2008 Qtr 1: 0; 2008 Qtr 2: 0; 2008 Qtr 3: 0; 2008 Qtr 4: 0 | 75
0 | 311043-Pipe Insulation - Medium pressure steam <=15 psi < 1" pipe |  | 10 | Misc._Commercial | DHW HtPmp | 0 |  |  |  |  | 14.37 | 3 | 0 | 0 | 0 | 11.37 | 0 |  | kW | 0 | 0.7584 | Commercial |  | Annual | [5 empty] | 20 | 0.96 |  |  |  | 0 | 0 | 46 | 0 | 0 | 0 | 0 | 0 | 0 | 0 | 0 | 0 | 2006 Qtr 1: 0; 2006 Qtr 2: 0; 2006 Qtr 3: 0; 2006 Qtr 4: 0; 2007 Qtr 1: 0; 2007 Qtr 2: 0; 2007 Qtr 3: 0; 2007 Qtr 4: 46; 2008 Qtr 1: 0; 2008 Qtr 2: 0; 2008 Qtr 3: 0; 2008 Qtr 4: 0 | 46
0 | 311043-Pipe Insulation - Medium pressure steam <=15 psi < 1" pipe |  | 9 | Misc._Commercial | DHW HtPmp | 0 |  |  |  |  | 14.37 | 3 | 0 | 0 | 0 | 11.37 | 0 |  | kW | 0 | 0.7584 | Commercial |  | Annual | [5 empty] | 20 | 0.96 |  |  |  | 0 | 0 | 95 | 0 | 0 | 0 | 0 | 0 | 0 | 0 | 0 | 0 | 2006 Qtr 1: 0; 2006 Qtr 2: 0; 2006 Qtr 3: 0; 2006 Qtr 4: 0; 2007 Qtr 1: 0; 2007 Qtr 2: 0; 2007 Qtr 3: 0; 2007 Qtr 4: 95; 2008 Qtr 1: 0; 2008 Qtr 2: 0; 2008 Qtr 3: 0; 2008 Qtr 4: 0 | 95
0 | 311043-Pipe Insulation - Medium pressure steam <=15 psi < 1" pipe |  | 9 | Misc._Commercial | DHW HtPmp | 0 |  |  |  |  | 14.37 | 3 | 0 | 0 | 0 | 11.37 | 0 |  | kW | 0 | 0.7584 | Commercial |  | Annual | [5 empty] | 20 | 0.96 |  |  |  | 0 | 0 | 160 | 0 | 0 | 0 | 0 | 0 | 0 | 0 | 0 | 0 | 2006 Qtr 1: 0; 2006 Qtr 2: 0; 2006 Qtr 3: 0; 2006 Qtr 4: 0; 2007 Qtr 1: 0; 2007 Qtr 2: 0; 2007 Qtr 3: 0; 2007 Qtr 4: 160; 2008 Qtr 1: 0; 2008 Qtr 2: 0; 2008 Qtr 3: 0; 2008 Qtr 4: 0 | 160
0 | 311043-Pipe Insulation - Medium pressure steam <=15 psi < 1" pipe |  | 9 | Misc._Commercial | DHW HtPmp | 0 |  |  |  |  | 14.37 | 3 | 0 | 0 | 0 | 11.37 | 0 |  | kW | 0 | 0.7584 | Commercial |  | Annual | [5 empty] | 20 | 0.96 |  |  |  | 0 | 0 | 118 | 0 | 0 | 0 | 0 | 0 | 0 | 0 | 0 | 0 | 2006 Qtr 1: 0; 2006 Qtr 2: 0; 2006 Qtr 3: 0; 2006 Qtr 4: 0; 2007 Qtr 1: 0; 2007 Qtr 2: 0; 2007 Qtr 3: 0; 2007 Qtr 4: 118; 2008 Qtr 1: 0; 2008 Qtr 2: 0; 2008 Qtr 3: 0; 2008 Qtr 4: 0 | 118
0 | 311043-Pipe Insulation - Medium pressure steam <=15 psi < 1" pipe |  | 9 | Misc._Commercial | DHW HtPmp | 0 |  |  |  |  | 14.37 | 3 | 0 | 0 | 0 | 11.37 | 0 |  | kW | 0 | 0.7584 | Commercial |  | Annual | [5 empty] | 20 | 0.96 |  |  |  | 0 | 0 | 120 | 0 | 0 | 0 | 0 | 0 | 0 | 0 | 0 | 0 | 2006 Qtr 1: 0; 2006 Qtr 2: 0; 2006 Qtr 3: 0; 2006 Qtr 4: 0; 2007 Qtr 1: 0; 2007 Qtr 2: 0; 2007 Qtr 3: 0; 2007 Qtr 4: 120; 2008 Qtr 1: 0; 2008 Qtr 2: 0; 2008 Qtr 3: 0; 2008 Qtr 4: 0 | 120
0 | 311043-Pipe Insulation - Medium pressure steam <=15 psi < 1" pipe |  | 10 | Misc._Commercial | DHW HtPmp | 0 |  |  |  |  | 14.37 | 3 | 0 | 0 | 0 | 11.37 | 0 |  | kW | 0 | 0.7584 | Commercial |  | Annual | [5 empty] | 20 | 0.96 |  |  |  | 0 | 0 | 219 | 0 | 0 | 0 | 0 | 0 | 0 | 0 | 0 | 0 | 2006 Qtr 1: 0; 2006 Qtr 2: 0; 2006 Qtr 3: 0; 2006 Qtr 4: 0; 2007 Qtr 1: 0; 2007 Qtr 2: 0; 2007 Qtr 3: 0; 2007 Qtr 4: 219; 2008 Qtr 1: 0; 2008 Qtr 2: 0; 2008 Qtr 3: 0; 2008 Qtr 4: 0 | 219
0 | 311043-Pipe Insulation - Medium pressure steam <=15 psi < 1" pipe |  | 10 | Misc._Commercial | DHW HtPmp | 0 |  |  |  |  | 14.37 | 3 | 0 | 0 | 0 | 11.37 | 0 |  | kW | 0 | 0.7584 | Commercial |  | Annual | [5 empty] | 20 | 0.96 |  |  |  | 0 | 0 | 384 | 0 | 0 | 0 | 0 | 0 | 0 | 0 | 0 | 0 | 2006 Qtr 1: 0; 2006 Qtr 2: 0; 2006 Qtr 3: 0; 2006 Qtr 4: 0; 2007 Qtr 1: 0; 2007 Qtr 2: 0; 2007 Qtr 3: 0; 2007 Qtr 4: 384; 2008 Qtr 1: 0; 2008 Qtr 2: 0; 2008 Qtr 3: 0; 2008 Qtr 4: 0 | 384
0 | 311043-Pipe Insulation - Medium pressure steam <=15 psi < 1" pipe |  | 9 | Misc._Commercial | DHW HtPmp | 0 |  |  |  |  | 14.37 | 3 | 0 | 0 | 0 | 11.37 | 0 |  | kW | 0 | 0.7584 | Commercial |  | Annual | [5 empty] | 20 | 0.96 |  |  |  | 0 | 0 | 171 | 0 | 0 | 0 | 0 | 0 | 0 | 0 | 0 | 0 | 2006 Qtr 1: 0; 2006 Qtr 2: 0; 2006 Qtr 3: 0; 2006 Qtr 4: 0; 2007 Qtr 1: 0; 2007 Qtr 2: 0; 2007 Qtr 3: 0; 2007 Qtr 4: 171; 2008 Qtr 1: 0; 2008 Qtr 2: 0; 2008 Qtr 3: 0; 2008 Qtr 4: 0 | 171
0 | 311043-Pipe Insulation - Medium pressure steam <=15 psi < 1" pipe |  | 9 | Misc._Commercial | DHW HtPmp | 0 |  |  |  |  | 14.37 | 3 | 0 | 0 | 0 | 11.37 | 0 |  | kW | 0 | 0.7584 | Commercial |  | Annual | [5 empty] | 20 | 0.96 |  |  |  | 0 | 0 | 78 | 0 | 0 | 0 | 0 | 0 | 0 | 0 | 0 | 0 | 2006 Qtr 1: 0; 2006 Qtr 2: 0; 2006 Qtr 3: 0; 2006 Qtr 4: 0; 2007 Qtr 1: 0; 2007 Qtr 2: 0; 2007 Qtr 3: 0; 2007 Qtr 4: 78; 2008 Qtr 1: 0; 2008 Qtr 2: 0; 2008 Qtr 3: 0; 2008 Qtr 4: 0 | 78
0 | 311043-Pipe Insulation - Medium pressure steam <=15 psi < 1" pipe |  | 10 | Misc._Commercial | DHW HtPmp | 0 |  |  |  |  | 14.37 | 3 | 0 | 0 | 0 | 11.37 | 0 |  | kW | 0 | 0.7584 | Commercial |  | Annual | [5 empty] | 20 | 0.96 |  |  |  | 0 | 0 | 153 | 0 | 0 | 0 | 0 | 0 | 0 | 0 | 0 | 0 | 2006 Qtr 1: 0; 2006 Qtr 2: 0; 2006 Qtr 3: 0; 2006 Qtr 4: 0; 2007 Qtr 1: 0; 2007 Qtr 2: 0; 2007 Qtr 3: 0; 2007 Qtr 4: 153; 2008 Qtr 1: 0; 2008 Qtr 2: 0; 2008 Qtr 3: 0; 2008 Qtr 4: 0 | 153
0 | 311043-Pipe Insulation - Medium pressure steam <=15 psi < 1" pipe |  | 10 | Misc._Commercial | DHW HtPmp | 0 |  |  |  |  | 14.37 | 3 | 0 | 0 | 0 | 11.37 | 0 |  | kW | 0 | 0.7584 | Commercial |  | Annual | [5 empty] | 20 | 0.96 |  |  |  | 0 | 0 | 126 | 0 | 0 | 0 | 0 | 0 | 0 | 0 | 0 | 0 | 2006 Qtr 1: 0; 2006 Qtr 2: 0; 2006 Qtr 3: 0; 2006 Qtr 4: 0; 2007 Qtr 1: 0; 2007 Qtr 2: 0; 2007 Qtr 3: 0; 2007 Qtr 4: 126; 2008 Qtr 1: 0; 2008 Qtr 2: 0; 2008 Qtr 3: 0; 2008 Qtr 4: 0 | 126
0 | 311043-Pipe Insulation - Medium pressure steam <=15 psi < 1" pipe |  | 10 | Misc._Commercial | DHW HtPmp | 0 |  |  |  |  | 14.37 | 3 | 0 | 0 | 0 | 11.37 | 0 |  | kW | 0 | 0.7584 | Commercial |  | Annual | [5 empty] | 20 | 0.96 |  |  |  | 0 | 0 | 228 | 0 | 0 | 0 | 0 | 0 | 0 | 0 | 0 | 0 | 2006 Qtr 1: 0; 2006 Qtr 2: 0; 2006 Qtr 3: 0; 2006 Qtr 4: 0; 2007 Qtr 1: 0; 2007 Qtr 2: 0; 2007 Qtr 3: 0; 2007 Qtr 4: 228; 2008 Qtr 1: 0; 2008 Qtr 2: 0; 2008 Qtr 3: 0; 2008 Qtr 4: 0 | 228
0 | 311043-Pipe Insulation - Medium pressure steam <=15 psi < 1" pipe |  | 10 | Misc._Commercial | DHW HtPmp | 0 |  |  |  |  | 14.37 | 3 | 0 | 0 | 0 | 11.37 | 0 |  | kW | 0 | 0.7584 | Commercial |  | Annual | [5 empty] | 20 | 0.96 |  |  |  | 0 | 0 | 145 | 0 | 0 | 0 | 0 | 0 | 0 | 0 | 0 | 0 | 2006 Qtr 1: 0; 2006 Qtr 2: 0; 2006 Qtr 3: 0; 2006 Qtr 4: 0; 2007 Qtr 1: 0; 2007 Qtr 2: 0; 2007 Qtr 3: 0; 2007 Qtr 4: 145; 2008 Qtr 1: 0; 2008 Qtr 2: 0; 2008 Qtr 3: 0; 2008 Qtr 4: 0 | 145
0 | 311043-Pipe Insulation - Medium pressure steam <=15 psi < 1" pipe |  | 10 | Misc._Commercial | DHW HtPmp | 0 |  |  |  |  | 14.37 | 3 | 0 | 0 | 0 | 11.37 | 0 |  | kW | 0 | 0.7584 | Commercial |  | Annual | [5 empty] | 20 | 0.96 |  |  |  | 0 | 0 | 121 | 0 | 0 | 0 | 0 | 0 | 0 | 0 | 0 | 0 | 2006 Qtr 1: 0; 2006 Qtr 2: 0; 2006 Qtr 3: 0; 2006 Qtr 4: 0; 2007 Qtr 1: 0; 2007 Qtr 2: 0; 2007 Qtr 3: 0; 2007 Qtr 4: 121; 2008 Qtr 1: 0; 2008 Qtr 2: 0; 2008 Qtr 3: 0; 2008 Qtr 4: 0 | 121
0 | 311043-Pipe Insulation - Medium pressure steam <=15 psi < 1" pipe |  | 8 | Misc._Commercial | DHW HtPmp | 0 |  |  |  |  | 14.37 | 3 | 0 | 0 | 0 | 11.37 | 0 |  | kW | 0 | 0.7584 | Commercial |  | Annual | [5 empty] | 20 | 0.96 |  |  |  | 0 | 0 | 117 | 0 | 0 | 0 | 0 | 0 | 0 | 0 | 0 | 0 | 2006 Qtr 1: 0; 2006 Qtr 2: 0; 2006 Qtr 3: 0; 2006 Qtr 4: 0; 2007 Qtr 1: 0; 2007 Qtr 2: 0; 2007 Qtr 3: 0; 2007 Qtr 4: 117; 2008 Qtr 1: 0; 2008 Qtr 2: 0; 2008 Qtr 3: 0; 2008 Qtr 4: 0 | 117
0 | 311043-Pipe Insulation - Medium pressure steam <=15 psi < 1" pipe |  | 9 | Misc._Commercial | DHW HtPmp | 0 |  |  |  |  | 14.37 | 1 | 0 | 0 | 0 | 13.37 | 0 |  | kW | 0 | 0.7584 | Commercial |  | Annual | [5 empty] | 20 | 0.96 |  |  |  | 0 | 0 | 603 | 0 | 0 | 0 | 0 | 0 | 0 | 0 | 0 | 0 | 2006 Qtr 1: 0; 2006 Qtr 2: 0; 2006 Qtr 3: 0; 2006 Qtr 4: 0; 2007 Qtr 1: 0; 2007 Qtr 2: 0; 2007 Qtr 3: 0; 2007 Qtr 4: 603; 2008 Qtr 1: 0; 2008 Qtr 2: 0; 2008 Qtr 3: 0; 2008 Qtr 4: 0 | 603
0 | 311043-Pipe Insulation - Medium pressure steam <=15 psi < 1" pipe |  | 10 | Misc._Commercial | DHW HtPmp | 0 |  |  |  |  | 14.37 | 3 | 0 | 0 | 0 | 11.37 | 0 |  | kW | 0 | 0.7584 | Commercial |  | Annual | [5 empty] | 20 | 0.96 |  |  |  | 0 | 0 | 77 | 0 | 0 | 0 | 0 | 0 | 0 | 0 | 0 | 0 | 2006 Qtr 1: 0; 2006 Qtr 2: 0; 2006 Qtr 3: 0; 2006 Qtr 4: 0; 2007 Qtr 1: 0; 2007 Qtr 2: 0; 2007 Qtr 3: 0; 2007 Qtr 4: 77; 2008 Qtr 1: 0; 2008 Qtr 2: 0; 2008 Qtr 3: 0; 2008 Qtr 4: 0 | 77
0 | 311043-Pipe Insulation - Medium pressure steam <=15 psi < 1" pipe |  | 10 | Misc._Commercial | DHW HtPmp | 0 |  |  |  |  | 14.37 | 3 | 0 | 0 | 0 | 11.37 | 0 |  | kW | 0 | 0.7584 | Commercial |  | Annual | [5 empty] | 20 | 0.96 |  |  |  | 0 | 0 | 189 | 0 | 0 | 0 | 0 | 0 | 0 | 0 | 0 | 0 | 2006 Qtr 1: 0; 2006 Qtr 2: 0; 2006 Qtr 3: 0; 2006 Qtr 4: 0; 2007 Qtr 1: 0; 2007 Qtr 2: 0; 2007 Qtr 3: 0; 2007 Qtr 4: 189; 2008 Qtr 1: 0; 2008 Qtr 2: 0; 2008 Qtr 3: 0; 2008 Qtr 4: 0 | 189
0 | 311043-Pipe Insulation - Medium pressure steam <=15 psi < 1" pipe |  | 9 | Misc._Commercial | DHW HtPmp | 0 |  |  |  |  | 14.37 | 3 | 0 | 0 | 0 | 11.37 | 0 |  | kW | 0 | 0.7584 | Commercial |  | Annual | [5 empty] | 20 | 0.96 |  |  |  | 0 | 0 | 141 | 0 | 0 | 0 | 0 | 0 | 0 | 0 | 0 | 0 | 2006 Qtr 1: 0; 2006 Qtr 2: 0; 2006 Qtr 3: 0; 2006 Qtr 4: 0; 2007 Qtr 1: 0; 2007 Qtr 2: 0; 2007 Qtr 3: 0; 2007 Qtr 4: 141; 2008 Qtr 1: 0; 2008 Qtr 2: 0; 2008 Qtr 3: 0; 2008 Qtr 4: 0 | 141
0 | 311043-Pipe Insulation - Medium pressure steam <=15 psi < 1" pipe |  | 9 | Misc._Commercial | DHW HtPmp | 0 |  |  |  |  | 14.37 | 3 | 0 | 0 | 0 | 11.37 | 0 |  | kW | 0 | 0.7584 | Commercial |  | Annual | [5 empty] | 20 | 0.96 |  |  |  | 0 | 0 | 298 | 0 | 0 | 0 | 0 | 0 | 0 | 0 | 0 | 0 | 2006 Qtr 1: 0; 2006 Qtr 2: 0; 2006 Qtr 3: 0; 2006 Qtr 4: 0; 2007 Qtr 1: 0; 2007 Qtr 2: 0; 2007 Qtr 3: 0; 2007 Qtr 4: 298; 2008 Qtr 1: 0; 2008 Qtr 2: 0; 2008 Qtr 3: 0; 2008 Qtr 4: 0 | 298
0 | 311043-Pipe Insulation - Medium pressure steam <=15 psi < 1" pipe |  | 6 | Misc._Commercial | DHW HtPmp | 0 |  |  |  |  | 14.37 | 0.95 | 0 | 0 | 0 | 13.42 | 0 |  | kW | 0 | 0.7584 | Commercial |  | Annual | [5 empty] | 20 | 0.96 |  |  |  | 0 | 0 | 60 | 0 | 0 | 0 | 0 | 0 | 0 | 0 | 0 | 0 | 2006 Qtr 1: 0; 2006 Qtr 2: 0; 2006 Qtr 3: 0; 2006 Qtr 4: 0; 2007 Qtr 1: 0; 2007 Qtr 2: 0; 2007 Qtr 3: 0; 2007 Qtr 4: 60; 2008 Qtr 1: 0; 2008 Qtr 2: 0; 2008 Qtr 3: 0; 2008 Qtr 4: 0 | 60
0 | 311043-Pipe Insulation - Medium pressure steam <=15 psi < 1" pipe |  | 9 | Misc._Commercial | DHW HtPmp | 0 |  |  |  |  | 14.37 | 3 | 0 | 0 | 0 | 11.37 | 0 |  | kW | 0 | 0.7584 | Commercial |  | Annual | [5 empty] | 20 | 0.96 |  |  |  | 0 | 0 | 84 | 0 | 0 | 0 | 0 | 0 | 0 | 0 | 0 | 0 | 2006 Qtr 1: 0; 2006 Qtr 2: 0; 2006 Qtr 3: 0; 2006 Qtr 4: 0; 2007 Qtr 1: 0; 2007 Qtr 2: 0; 2007 Qtr 3: 0; 2007 Qtr 4: 84; 2008 Qtr 1: 0; 2008 Qtr 2: 0; 2008 Qtr 3: 0; 2008 Qtr 4: 0 | 84
0 | 311043-Pipe Insulation - Medium pressure steam <=15 psi < 1" pipe |  | 8 | Misc._Commercial | DHW HtPmp | 0 |  |  |  |  | 14.37 | 3 | 0 | 0 | 0 | 11.37 | 0 |  | kW | 0 | 0.7584 | Commercial |  | Annual | [5 empty] | 20 | 0.96 |  |  |  | 0 | 0 | 114 | 0 | 0 | 0 | 0 | 0 | 0 | 0 | 0 | 0 | 2006 Qtr 1: 0; 2006 Qtr 2: 0; 2006 Qtr 3: 0; 2006 Qtr 4: 0; 2007 Qtr 1: 0; 2007 Qtr 2: 0; 2007 Qtr 3: 0; 2007 Qtr 4: 114; 2008 Qtr 1: 0; 2008 Qtr 2: 0; 2008 Qtr 3: 0; 2008 Qtr 4: 0 | 114
0 | 311043-Pipe Insulation - Medium pressure steam <=15 psi < 1" pipe |  | 9 | Misc._Commercial | DHW HtPmp | 0 |  |  |  |  | 14.37 | 3 | 0 | 0 | 0 | 11.37 | 0 |  | kW | 0 | 0.7584 | Commercial |  | Annual | [5 empty] | 20 | 0.96 |  |  |  | 0 | 0 | 193 | 0 | 0 | 0 | 0 | 0 | 0 | 0 | 0 | 0 | 2006 Qtr 1: 0; 2006 Qtr 2: 0; 2006 Qtr 3: 0; 2006 Qtr 4: 0; 2007 Qtr 1: 0; 2007 Qtr 2: 0; 2007 Qtr 3: 0; 2007 Qtr 4: 193; 2008 Qtr 1: 0; 2008 Qtr 2: 0; 2008 Qtr 3: 0; 2008 Qtr 4: 0 | 193
0 | 311043-Pipe Insulation - Medium pressure steam <=15 psi < 1" pipe |  | 9 | Misc._Commercial | DHW HtPmp | 0 |  |  |  |  | 14.37 | 3 | 0 | 0 | 0 | 11.37 | 0 |  | kW | 0 | 0.7584 | Commercial |  | Annual | [5 empty] | 20 | 0.96 |  |  |  | 0 | 0 | 192 | 0 | 0 | 0 | 0 | 0 | 0 | 0 | 0 | 0 | 2006 Qtr 1: 0; 2006 Qtr 2: 0; 2006 Qtr 3: 0; 2006 Qtr 4: 0; 2007 Qtr 1: 0; 2007 Qtr 2: 0; 2007 Qtr 3: 0; 2007 Qtr 4: 192; 2008 Qtr 1: 0; 2008 Qtr 2: 0; 2008 Qtr 3: 0; 2008 Qtr 4: 0 | 192
0 | 311043-Pipe Insulation - Medium pressure steam <=15 psi < 1" pipe |  | 8 | Misc._Commercial | DHW HtPmp | 0 |  |  |  |  | 14.37 | 3 | 0 | 0 | 0 | 11.37 | 0 |  | kW | 0 | 0.7584 | Commercial |  | Annual | [5 empty] | 20 | 0.96 |  |  |  | 0 | 0 | 348 | 0 | 0 | 0 | 0 | 0 | 0 | 0 | 0 | 0 | 2006 Qtr 1: 0; 2006 Qtr 2: 0; 2006 Qtr 3: 0; 2006 Qtr 4: 0; 2007 Qtr 1: 0; 2007 Qtr 2: 0; 2007 Qtr 3: 0; 2007 Qtr 4: 348; 2008 Qtr 1: 0; 2008 Qtr 2: 0; 2008 Qtr 3: 0; 2008 Qtr 4: 0 | 348
0 | 311043-Pipe Insulation - Medium pressure steam <=15 psi < 1" pipe |  | 9 | Misc._Commercial | DHW HtPmp | 0 |  |  |  |  | 14.37 | 3 | 0 | 0 | 0 | 11.37 | 0 |  | kW | 0 | 0.7584 | Commercial |  | Annual | [5 empty] | 20 | 0.96 |  |  |  | 0 | 0 | 201 | 0 | 0 | 0 | 0 | 0 | 0 | 0 | 0 | 0 | 2006 Qtr 1: 0; 2006 Qtr 2: 0; 2006 Qtr 3: 0; 2006 Qtr 4: 0; 2007 Qtr 1: 0; 2007 Qtr 2: 0; 2007 Qtr 3: 0; 2007 Qtr 4: 201; 2008 Qtr 1: 0; 2008 Qtr 2: 0; 2008 Qtr 3: 0; 2008 Qtr 4: 0 | 201
0 | 311043-Pipe Insulation - Medium pressure steam <=15 psi < 1" pipe |  | 9 | Misc._Commercial | DHW HtPmp | 0 |  |  |  |  | 14.37 | 3 | 0 | 0 | 0 | 11.37 | 0 |  | kW | 0 | 0.7584 | Commercial |  | Annual | [5 empty] | 20 | 0.96 |  |  |  | 0 | 0 | 63 | 0 | 0 | 0 | 0 | 0 | 0 | 0 | 0 | 0 | 2006 Qtr 1: 0; 2006 Qtr 2: 0; 2006 Qtr 3: 0; 2006 Qtr 4: 0; 2007 Qtr 1: 0; 2007 Qtr 2: 0; 2007 Qtr 3: 0; 2007 Qtr 4: 63; 2008 Qtr 1: 0; 2008 Qtr 2: 0; 2008 Qtr 3: 0; 2008 Qtr 4: 0 | 63
0 | 311043-Pipe Insulation - Medium pressure steam <=15 psi < 1" pipe |  | 9 | Misc._Commercial | DHW HtPmp | 0 |  |  |  |  | 14.37 | 3 | 0 | 0 | 0 | 11.37 | 0 |  | kW | 0 | 0.7584 | Commercial |  | Annual | [5 empty] | 20 | 0.96 |  |  |  | 0 | 0 | 105 | 0 | 0 | 0 | 0 | 0 | 0 | 0 | 0 | 0 | 2006 Qtr 1: 0; 2006 Qtr 2: 0; 2006 Qtr 3: 0; 2006 Qtr 4: 0; 2007 Qtr 1: 0; 2007 Qtr 2: 0; 2007 Qtr 3: 0; 2007 Qtr 4: 105; 2008 Qtr 1: 0; 2008 Qtr 2: 0; 2008 Qtr 3: 0; 2008 Qtr 4: 0 | 105
0 | 311043-Pipe Insulation - Medium pressure steam <=15 psi < 1" pipe |  | 6 | Misc._Commercial | DHW HtPmp | 0 |  |  |  |  | 14.37 | 3 | 0 | 0 | 0 | 11.37 | 0 |  | kW | 0 | 0.7584 | Commercial |  | Annual | [5 empty] | 20 | 0.96 |  |  |  | 0 | 0 | 123 | 0 | 0 | 0 | 0 | 0 | 0 | 0 | 0 | 0 | 2006 Qtr 1: 0; 2006 Qtr 2: 0; 2006 Qtr 3: 0; 2006 Qtr 4: 0; 2007 Qtr 1: 0; 2007 Qtr 2: 0; 2007 Qtr 3: 0; 2007 Qtr 4: 123; 2008 Qtr 1: 0; 2008 Qtr 2: 0; 2008 Qtr 3: 0; 2008 Qtr 4: 0 | 123
0 | 311043-Pipe Insulation - Medium pressure steam <=15 psi < 1" pipe |  | 9 | Misc._Commercial | DHW HtPmp | 0 |  |  |  |  | 14.37 | 3 | 0 | 0 | 0 | 11.37 | 0 |  | kW | 0 | 0.7584 | Commercial |  | Annual | [5 empty] | 20 | 0.96 |  |  |  | 0 | 0 | 162 | 0 | 0 | 0 | 0 | 0 | 0 | 0 | 0 | 0 | 2006 Qtr 1: 0; 2006 Qtr 2: 0; 2006 Qtr 3: 0; 2006 Qtr 4: 0; 2007 Qtr 1: 0; 2007 Qtr 2: 0; 2007 Qtr 3: 0; 2007 Qtr 4: 162; 2008 Qtr 1: 0; 2008 Qtr 2: 0; 2008 Qtr 3: 0; 2008 Qtr 4: 0 | 162
0 | 311043-Pipe Insulation - Medium pressure steam <=15 psi < 1" pipe |  | 9 | Misc._Commercial | DHW HtPmp | 0 |  |  |  |  | 14.37 | 3 | 0 | 0 | 0 | 11.37 | 0 |  | kW | 0 | 0.7584 | Commercial |  | Annual | [5 empty] | 20 | 0.96 |  |  |  | 0 | 0 | 231 | 0 | 0 | 0 | 0 | 0 | 0 | 0 | 0 | 0 | 2006 Qtr 1: 0; 2006 Qtr 2: 0; 2006 Qtr 3: 0; 2006 Qtr 4: 0; 2007 Qtr 1: 0; 2007 Qtr 2: 0; 2007 Qtr 3: 0; 2007 Qtr 4: 231; 2008 Qtr 1: 0; 2008 Qtr 2: 0; 2008 Qtr 3: 0; 2008 Qtr 4: 0 | 231
0 | 311043-Pipe Insulation - Medium pressure steam <=15 psi < 1" pipe |  | 9 | Misc._Commercial | DHW HtPmp | 0 |  |  |  |  | 14.37 | 3 | 0 | 0 | 0 | 11.37 | 0 |  | kW | 0 | 0.7584 | Commercial |  | Annual | [5 empty] | 20 | 0.96 |  |  |  | 0 | 0 | 120 | 0 | 0 | 0 | 0 | 0 | 0 | 0 | 0 | 0 | 2006 Qtr 1: 0; 2006 Qtr 2: 0; 2006 Qtr 3: 0; 2006 Qtr 4: 0; 2007 Qtr 1: 0; 2007 Qtr 2: 0; 2007 Qtr 3: 0; 2007 Qtr 4: 120; 2008 Qtr 1: 0; 2008 Qtr 2: 0; 2008 Qtr 3: 0; 2008 Qtr 4: 0 | 120
0 | 311043-Pipe Insulation - Medium pressure steam <=15 psi < 1" pipe |  | 8 | Misc._Commercial | DHW HtPmp | 0 |  |  |  |  | 14.37 | 2.579 | 0 | 0 | 0 | 11.791 | 0 |  | kW | 0 | 0.7584 | Commercial |  | Annual | [5 empty] | 20 | 0.96 |  |  |  | 0 | 0 | 60 | 0 | 0 | 0 | 0 | 0 | 0 | 0 | 0 | 0 | 2006 Qtr 1: 0; 2006 Qtr 2: 0; 2006 Qtr 3: 0; 2006 Qtr 4: 0; 2007 Qtr 1: 0; 2007 Qtr 2: 0; 2007 Qtr 3: 0; 2007 Qtr 4: 60; 2008 Qtr 1: 0; 2008 Qtr 2: 0; 2008 Qtr 3: 0; 2008 Qtr 4: 0 | 60
0 | 311043-Pipe Insulation - Medium pressure steam <=15 psi < 1" pipe |  | 9 | Misc._Commercial | DHW HtPmp | 0 |  |  |  |  | 14.37 | 3 | 0 | 0 | 0 | 11.37 | 0 |  | kW | 0 | 0.7584 | Commercial |  | Annual | [5 empty] | 20 | 0.96 |  |  |  | 0 | 0 | 96 | 0 | 0 | 0 | 0 | 0 | 0 | 0 | 0 | 0 | 2006 Qtr 1: 0; 2006 Qtr 2: 0; 2006 Qtr 3: 0; 2006 Qtr 4: 0; 2007 Qtr 1: 0; 2007 Qtr 2: 0; 2007 Qtr 3: 0; 2007 Qtr 4: 96; 2008 Qtr 1: 0; 2008 Qtr 2: 0; 2008 Qtr 3: 0; 2008 Qtr 4: 0 | 96
0 | 311043-Pipe Insulation - Medium pressure steam <=15 psi < 1" pipe |  | 9 | Misc._Commercial | DHW HtPmp | 0 |  |  |  |  | 14.37 | 3 | 0 | 0 | 0 | 11.37 | 0 |  | kW | 0 | 0.7584 | Commercial |  | Annual | [5 empty] | 20 | 0.96 |  |  |  | 0 | 0 | 504 | 0 | 0 | 0 | 0 | 0 | 0 | 0 | 0 | 0 | 2006 Qtr 1: 0; 2006 Qtr 2: 0; 2006 Qtr 3: 0; 2006 Qtr 4: 0; 2007 Qtr 1: 0; 2007 Qtr 2: 0; 2007 Qtr 3: 0; 2007 Qtr 4: 504; 2008 Qtr 1: 0; 2008 Qtr 2: 0; 2008 Qtr 3: 0; 2008 Qtr 4: 0 | 504
0 | 311043-Pipe Insulation - Medium pressure steam <=15 psi < 1" pipe |  | 10 | Misc._Commercial | DHW HtPmp | 0 |  |  |  |  | 14.37 | 3 | 0 | 0 | 0 | 11.37 | 0 |  | kW | 0 | 0.7584 | Commercial |  | Annual | [5 empty] | 20 | 0.96 |  |  |  | 0 | 0 | 162 | 0 | 0 | 0 | 0 | 0 | 0 | 0 | 0 | 0 | 2006 Qtr 1: 0; 2006 Qtr 2: 0; 2006 Qtr 3: 0; 2006 Qtr 4: 0; 2007 Qtr 1: 0; 2007 Qtr 2: 0; 2007 Qtr 3: 0; 2007 Qtr 4: 162; 2008 Qtr 1: 0; 2008 Qtr 2: 0; 2008 Qtr 3: 0; 2008 Qtr 4: 0 | 162
0 | 311043-Pipe Insulation - Medium pressure steam <=15 psi < 1" pipe |  | 9 | Misc._Commercial | DHW HtPmp | 0 |  |  |  |  | 14.37 | 3 | 0 | 0 | 0 | 11.37 | 0 |  | kW | 0 | 0.7584 | Commercial |  | Annual | [5 empty] | 20 | 0.96 |  |  |  | 0 | 0 | 113 | 0 | 0 | 0 | 0 | 0 | 0 | 0 | 0 | 0 | 2006 Qtr 1: 0; 2006 Qtr 2: 0; 2006 Qtr 3: 0; 2006 Qtr 4: 0; 2007 Qtr 1: 0; 2007 Qtr 2: 0; 2007 Qtr 3: 0; 2007 Qtr 4: 113; 2008 Qtr 1: 0; 2008 Qtr 2: 0; 2008 Qtr 3: 0; 2008 Qtr 4: 0 | 113
0 | 311043-Pipe Insulation - Medium pressure steam <=15 psi < 1" pipe |  | 10 | Misc._Commercial | DHW HtPmp | 0 |  |  |  |  | 14.37 | 3 | 0 | 0 | 0 | 11.37 | 0 |  | kW | 0 | 0.7584 | Commercial |  | Annual | [5 empty] | 20 | 0.96 |  |  |  | 0 | 0 | 66 | 0 | 0 | 0 | 0 | 0 | 0 | 0 | 0 | 0 | 2006 Qtr 1: 0; 2006 Qtr 2: 0; 2006 Qtr 3: 0; 2006 Qtr 4: 0; 2007 Qtr 1: 0; 2007 Qtr 2: 0; 2007 Qtr 3: 0; 2007 Qtr 4: 66; 2008 Qtr 1: 0; 2008 Qtr 2: 0; 2008 Qtr 3: 0; 2008 Qtr 4: 0 | 66
0 | 311043-Pipe Insulation - Medium pressure steam <=15 psi < 1" pipe |  | 10 | Misc._Commercial | DHW HtPmp | 0 |  |  |  |  | 14.37 | 3 | 0 | 0 | 0 | 11.37 | 0 |  | kW | 0 | 0.7584 | Commercial |  | Annual | [5 empty] | 20 | 0.96 |  |  |  | 0 | 0 | 255 | 0 | 0 | 0 | 0 | 0 | 0 | 0 | 0 | 0 | 2006 Qtr 1: 0; 2006 Qtr 2: 0; 2006 Qtr 3: 0; 2006 Qtr 4: 0; 2007 Qtr 1: 0; 2007 Qtr 2: 0; 2007 Qtr 3: 0; 2007 Qtr 4: 255; 2008 Qtr 1: 0; 2008 Qtr 2: 0; 2008 Qtr 3: 0; 2008 Qtr 4: 0 | 255
0 | 311043-Pipe Insulation - Medium pressure steam <=15 psi < 1" pipe |  | 9 | Misc._Commercial | DHW HtPmp | 0 |  |  |  |  | 14.37 | 3 | 0 | 0 | 0 | 11.37 | 0 |  | kW | 0 | 0.7584 | Commercial |  | Annual | [5 empty] | 20 | 0.96 |  |  |  | 0 | 0 | 213 | 0 | 0 | 0 | 0 | 0 | 0 | 0 | 0 | 0 | 2006 Qtr 1: 0; 2006 Qtr 2: 0; 2006 Qtr 3: 0; 2006 Qtr 4: 0; 2007 Qtr 1: 0; 2007 Qtr 2: 0; 2007 Qtr 3: 0; 2007 Qtr 4: 213; 2008 Qtr 1: 0; 2008 Qtr 2: 0; 2008 Qtr 3: 0; 2008 Qtr 4: 0 | 213
0 | 311043-Pipe Insulation - Medium pressure steam <=15 psi < 1" pipe |  | 9 | Misc._Commercial | DHW HtPmp | 0 |  |  |  |  | 14.37 | 3 | 0 | 0 | 0 | 11.37 | 0 |  | kW | 0 | 0.7584 | Commercial |  | Annual | [5 empty] | 20 | 0.96 |  |  |  | 0 | 0 | 267 | 0 | 0 | 0 | 0 | 0 | 0 | 0 | 0 | 0 | 2006 Qtr 1: 0; 2006 Qtr 2: 0; 2006 Qtr 3: 0; 2006 Qtr 4: 0; 2007 Qtr 1: 0; 2007 Qtr 2: 0; 2007 Qtr 3: 0; 2007 Qtr 4: 267; 2008 Qtr 1: 0; 2008 Qtr 2: 0; 2008 Qtr 3: 0; 2008 Qtr 4: 0 | 267
0 | 311043-Pipe Insulation - Medium pressure steam <=15 psi < 1" pipe |  | 14 | Misc._Commercial | DHW HtPmp | 0 |  |  |  |  | 14.37 | 3 | 0 | 0 | 0 | 11.37 | 0 |  | kW | 0 | 0.7584 | Commercial |  | Annual | [5 empty] | 20 | 0.96 |  |  |  | 0 | 0 | 357 | 0 | 0 | 0 | 0 | 0 | 0 | 0 | 0 | 0 | 2006 Qtr 1: 0; 2006 Qtr 2: 0; 2006 Qtr 3: 0; 2006 Qtr 4: 0; 2007 Qtr 1: 0; 2007 Qtr 2: 0; 2007 Qtr 3: 0; 2007 Qtr 4: 357; 2008 Qtr 1: 0; 2008 Qtr 2: 0; 2008 Qtr 3: 0; 2008 Qtr 4: 0 | 357
0 | 311043-Pipe Insulation - Medium pressure steam <=15 psi < 1" pipe |  | 9 | Misc._Commercial | DHW HtPmp | 0 |  |  |  |  | 14.37 | 3 | 0 | 0 | 0 | 11.37 | 0 |  | kW | 0 | 0.7584 | Commercial |  | Annual | [5 empty] | 20 | 0.96 |  |  |  | 0 | 0 | 195 | 0 | 0 | 0 | 0 | 0 | 0 | 0 | 0 | 0 | 2006 Qtr 1: 0; 2006 Qtr 2: 0; 2006 Qtr 3: 0; 2006 Qtr 4: 0; 2007 Qtr 1: 0; 2007 Qtr 2: 0; 2007 Qtr 3: 0; 2007 Qtr 4: 195; 2008 Qtr 1: 0; 2008 Qtr 2: 0; 2008 Qtr 3: 0; 2008 Qtr 4: 0 | 195
0 | 311043-Pipe Insulation - Medium pressure steam <=15 psi < 1" pipe |  | 9 | Misc._Commercial | DHW HtPmp | 0 |  |  |  |  | 14.37 | 3 | 0 | 0 | 0 | 11.37 | 0 |  | kW | 0 | 0.7584 | Commercial |  | Annual | [5 empty] | 20 | 0.96 |  |  |  | 0 | 0 | 260 | 0 | 0 | 0 | 0 | 0 | 0 | 0 | 0 | 0 | 2006 Qtr 1: 0; 2006 Qtr 2: 0; 2006 Qtr 3: 0; 2006 Qtr 4: 0; 2007 Qtr 1: 0; 2007 Qtr 2: 0; 2007 Qtr 3: 0; 2007 Qtr 4: 260; 2008 Qtr 1: 0; 2008 Qtr 2: 0; 2008 Qtr 3: 0; 2008 Qtr 4: 0 | 260
0 | 311043-Pipe Insulation - Medium pressure steam <=15 psi < 1" pipe |  | 9 | Misc._Commercial | DHW HtPmp | 0 |  |  |  |  | 14.37 | 3 | 0 | 0 | 0 | 11.37 | 0 |  | kW | 0 | 0.7584 | Commercial |  | Annual | [5 empty] | 20 | 0.96 |  |  |  | 0 | 0 | 90 | 0 | 0 | 0 | 0 | 0 | 0 | 0 | 0 | 0 | 2006 Qtr 1: 0; 2006 Qtr 2: 0; 2006 Qtr 3: 0; 2006 Qtr 4: 0; 2007 Qtr 1: 0; 2007 Qtr 2: 0; 2007 Qtr 3: 0; 2007 Qtr 4: 90; 2008 Qtr 1: 0; 2008 Qtr 2: 0; 2008 Qtr 3: 0; 2008 Qtr 4: 0 | 90
0 | 311043-Pipe Insulation - Medium pressure steam <=15 psi < 1" pipe |  | 6 | Misc._Commercial | DHW HtPmp | 0 |  |  |  |  | 14.37 | 3 | 0 | 0 | 0 | 11.37 | 0 |  | kW | 0 | 0.7584 | Commercial |  | Annual | [5 empty] | 20 | 0.96 |  |  |  | 0 | 0 | 171 | 0 | 0 | 0 | 0 | 0 | 0 | 0 | 0 | 0 | 2006 Qtr 1: 0; 2006 Qtr 2: 0; 2006 Qtr 3: 0; 2006 Qtr 4: 0; 2007 Qtr 1: 0; 2007 Qtr 2: 0; 2007 Qtr 3: 0; 2007 Qtr 4: 171; 2008 Qtr 1: 0; 2008 Qtr 2: 0; 2008 Qtr 3: 0; 2008 Qtr 4: 0 | 171
0 | 311043-Pipe Insulation - Medium pressure steam <=15 psi < 1" pipe |  | 8 | Misc._Commercial | DHW HtPmp | 0 |  |  |  |  | 14.37 | 1.475 | 0 | 0 | 0 | 12.895 | 0 |  | kW | 0 | 0.7584 | Commercial |  | Annual | [5 empty] | 20 | 0.96 |  |  |  | 0 | 0 | 300 | 0 | 0 | 0 | 0 | 0 | 0 | 0 | 0 | 0 | 2006 Qtr 1: 0; 2006 Qtr 2: 0; 2006 Qtr 3: 0; 2006 Qtr 4: 0; 2007 Qtr 1: 0; 2007 Qtr 2: 0; 2007 Qtr 3: 0; 2007 Qtr 4: 300; 2008 Qtr 1: 0; 2008 Qtr 2: 0; 2008 Qtr 3: 0; 2008 Qtr 4: 0 | 300
0 | 311043-Pipe Insulation - Medium pressure steam <=15 psi < 1" pipe |  | 10 | Misc._Commercial | DHW HtPmp | 0 |  |  |  |  | 14.37 | 3 | 0 | 0 | 0 | 11.37 | 0 |  | kW | 0 | 0.7584 | Commercial |  | Annual | [5 empty] | 20 | 0.96 |  |  |  | 0 | 0 | 210 | 0 | 0 | 0 | 0 | 0 | 0 | 0 | 0 | 0 | 2006 Qtr 1: 0; 2006 Qtr 2: 0; 2006 Qtr 3: 0; 2006 Qtr 4: 0; 2007 Qtr 1: 0; 2007 Qtr 2: 0; 2007 Qtr 3: 0; 2007 Qtr 4: 210; 2008 Qtr 1: 0; 2008 Qtr 2: 0; 2008 Qtr 3: 0; 2008 Qtr 4: 0 | 210
0 | 311043-Pipe Insulation - Medium pressure steam <=15 psi < 1" pipe |  | 9 | Misc._Commercial | DHW HtPmp | 0 |  |  |  |  | 14.37 | 3 | 0 | 0 | 0 | 11.37 | 0 |  | kW | 0 | 0.7584 | Commercial |  | Annual | [5 empty] | 20 | 0.96 |  |  |  | 0 | 0 | 159 | 0 | 0 | 0 | 0 | 0 | 0 | 0 | 0 | 0 | 2006 Qtr 1: 0; 2006 Qtr 2: 0; 2006 Qtr 3: 0; 2006 Qtr 4: 0; 2007 Qtr 1: 0; 2007 Qtr 2: 0; 2007 Qtr 3: 0; 2007 Qtr 4: 159; 2008 Qtr 1: 0; 2008 Qtr 2: 0; 2008 Qtr 3: 0; 2008 Qtr 4: 0 | 159
0 | 311043-Pipe Insulation - Medium pressure steam <=15 psi < 1" pipe |  | 9 | Misc._Commercial | DHW HtPmp | 0 |  |  |  |  | 14.37 | 3 | 0 | 0 | 0 | 11.37 | 0 |  | kW | 0 | 0.7584 | Commercial |  | Annual | [5 empty] | 20 | 0.96 |  |  |  | 0 | 0 | 138 | 0 | 0 | 0 | 0 | 0 | 0 | 0 | 0 | 0 | 2006 Qtr 1: 0; 2006 Qtr 2: 0; 2006 Qtr 3: 0; 2006 Qtr 4: 0; 2007 Qtr 1: 0; 2007 Qtr 2: 0; 2007 Qtr 3: 0; 2007 Qtr 4: 138; 2008 Qtr 1: 0; 2008 Qtr 2: 0; 2008 Qtr 3: 0; 2008 Qtr 4: 0 | 138
0 | 311043-Pipe Insulation - Medium pressure steam <=15 psi < 1" pipe |  | 8 | Misc._Commercial | DHW HtPmp | 0 |  |  |  |  | 14.37 | 3 | 0 | 0 | 0 | 11.37 | 0 |  | kW | 0 | 0.7584 | Commercial |  | Annual | [5 empty] | 20 | 0.96 |  |  |  | 0 | 0 | 126 | 0 | 0 | 0 | 0 | 0 | 0 | 0 | 0 | 0 | 2006 Qtr 1: 0; 2006 Qtr 2: 0; 2006 Qtr 3: 0; 2006 Qtr 4: 0; 2007 Qtr 1: 0; 2007 Qtr 2: 0; 2007 Qtr 3: 0; 2007 Qtr 4: 126; 2008 Qtr 1: 0; 2008 Qtr 2: 0; 2008 Qtr 3: 0; 2008 Qtr 4: 0 | 126
0 | 311043-Pipe Insulation - Medium pressure steam <=15 psi < 1" pipe |  | 6 | Misc._Commercial | DHW HtPmp | 0 |  |  |  |  | 14.37 | 3 | 0 | 0 | 0 | 11.37 | 0 |  | kW | 0 | 0.7584 | Commercial |  | Annual | [5 empty] | 20 | 0.96 |  |  |  | 0 | 0 | 240 | 0 | 0 | 0 | 0 | 0 | 0 | 0 | 0 | 0 | 2006 Qtr 1: 0; 2006 Qtr 2: 0; 2006 Qtr 3: 0; 2006 Qtr 4: 0; 2007 Qtr 1: 0; 2007 Qtr 2: 0; 2007 Qtr 3: 0; 2007 Qtr 4: 240; 2008 Qtr 1: 0; 2008 Qtr 2: 0; 2008 Qtr 3: 0; 2008 Qtr 4: 0 | 240
0 | 311043-Pipe Insulation - Medium pressure steam <=15 psi < 1" pipe |  | 10 | Misc._Commercial | DHW HtPmp | 0 |  |  |  |  | 14.37 | 3 | 0 | 0 | 0 | 11.37 | 0 |  | kW | 0 | 0.7584 | Commercial |  | Annual | [5 empty] | 20 | 0.96 |  |  |  | 0 | 0 | 189 | 0 | 0 | 0 | 0 | 0 | 0 | 0 | 0 | 0 | 2006 Qtr 1: 0; 2006 Qtr 2: 0; 2006 Qtr 3: 0; 2006 Qtr 4: 0; 2007 Qtr 1: 0; 2007 Qtr 2: 0; 2007 Qtr 3: 0; 2007 Qtr 4: 189; 2008 Qtr 1: 0; 2008 Qtr 2: 0; 2008 Qtr 3: 0; 2008 Qtr 4: 0 | 189
0 | 311043-Pipe Insulation - Medium pressure steam <=15 psi < 1" pipe |  | 8 | Misc._Commercial | DHW HtPmp | 0 |  |  |  |  | 14.37 | 3 | 0 | 0 | 0 | 11.37 | 0 |  | kW | 0 | 0.7584 | Commercial |  | Annual | [5 empty] | 20 | 0.96 |  |  |  | 0 | 0 | 150 | 0 | 0 | 0 | 0 | 0 | 0 | 0 | 0 | 0 | 2006 Qtr 1: 0; 2006 Qtr 2: 0; 2006 Qtr 3: 0; 2006 Qtr 4: 0; 2007 Qtr 1: 0; 2007 Qtr 2: 0; 2007 Qtr 3: 0; 2007 Qtr 4: 150; 2008 Qtr 1: 0; 2008 Qtr 2: 0; 2008 Qtr 3: 0; 2008 Qtr 4: 0 | 150
0 | 311044-Pipe Insulation - Medium pressure steam >15 psi >= 1" pipe |  | 9 | Misc._Commercial | DHW HtPmp | 0 |  |  |  |  | 16.57 | 3 | 0 | 0 | 0 | 13.57 | 0 |  | kW | 0 | 4.977 | Commercial |  | Annual | [5 empty] | 20 | 0.96 |  |  |  | 0 | 0 | 300 | 0 | 0 | 0 | 0 | 0 | 0 | 0 | 0 | 0 | 2006 Qtr 1: 0; 2006 Qtr 2: 0; 2006 Qtr 3: 0; 2006 Qtr 4: 0; 2007 Qtr 1: 0; 2007 Qtr 2: 0; 2007 Qtr 3: 0; 2007 Qtr 4: 300; 2008 Qtr 1: 0; 2008 Qtr 2: 0; 2008 Qtr 3: 0; 2008 Qtr 4: 0 | 300
0 | 311044-Pipe Insulation - Medium pressure steam >15 psi >= 1" pipe |  | 8 | Misc._Commercial | DHW HtPmp | 0 |  |  |  |  | 16.57 | 3 | 0 | 0 | 0 | 13.57 | 0 |  | kW | 0 | 4.977 | Commercial |  | Annual | [5 empty] | 20 | 0.96 |  |  |  | 0 | 0 | 135 | 0 | 0 | 0 | 0 | 0 | 0 | 0 | 0 | 0 | 2006 Qtr 1: 0; 2006 Qtr 2: 0; 2006 Qtr 3: 0; 2006 Qtr 4: 0; 2007 Qtr 1: 0; 2007 Qtr 2: 0; 2007 Qtr 3: 0; 2007 Qtr 4: 135; 2008 Qtr 1: 0; 2008 Qtr 2: 0; 2008 Qtr 3: 0; 2008 Qtr 4: 0 | 135
0 | 311044-Pipe Insulation - Medium pressure steam >15 psi >= 1" pipe |  | 9 | Misc._Commercial | DHW HtPmp | 0 |  |  |  |  | 16.57 | 3 | 0 | 0 | 0 | 13.57 | 0 |  | kW | 0 | 4.977 | Commercial |  | Annual | [5 empty] | 20 | 0.96 |  |  |  | 0 | 0 | 18 | 0 | 0 | 0 | 0 | 0 | 0 | 0 | 0 | 0 | 2006 Qtr 1: 0; 2006 Qtr 2: 0; 2006 Qtr 3: 0; 2006 Qtr 4: 0; 2007 Qtr 1: 0; 2007 Qtr 2: 0; 2007 Qtr 3: 0; 2007 Qtr 4: 18; 2008 Qtr 1: 0; 2008 Qtr 2: 0; 2008 Qtr 3: 0; 2008 Qtr 4: 0 | 18
0 | 311044-Pipe Insulation - Medium pressure steam >15 psi >= 1" pipe |  | 9 | Misc._Commercial | DHW HtPmp | 0 |  |  |  |  | 16.57 | 3 | 0 | 0 | 0 | 13.57 | 0 |  | kW | 0 | 4.977 | Commercial |  | Annual | [5 empty] | 20 | 0.96 |  |  |  | 0 | 0 | 57 | 0 | 0 | 0 | 0 | 0 | 0 | 0 | 0 | 0 | 2006 Qtr 1: 0; 2006 Qtr 2: 0; 2006 Qtr 3: 0; 2006 Qtr 4: 0; 2007 Qtr 1: 0; 2007 Qtr 2: 0; 2007 Qtr 3: 0; 2007 Qtr 4: 57; 2008 Qtr 1: 0; 2008 Qtr 2: 0; 2008 Qtr 3: 0; 2008 Qtr 4: 0 | 57
0 | 311044-Pipe Insulation - Medium pressure steam >15 psi >= 1" pipe |  | 9 | Misc._Commercial | DHW HtPmp | 0 |  |  |  |  | 16.57 | 3 | 0 | 0 | 0 | 13.57 | 0 |  | kW | 0 | 4.977 | Commercial |  | Annual | [5 empty] | 20 | 0.96 |  |  |  | 0 | 0 | 51 | 0 | 0 | 0 | 0 | 0 | 0 | 0 | 0 | 0 | 2006 Qtr 1: 0; 2006 Qtr 2: 0; 2006 Qtr 3: 0; 2006 Qtr 4: 0; 2007 Qtr 1: 0; 2007 Qtr 2: 0; 2007 Qtr 3: 0; 2007 Qtr 4: 51; 2008 Qtr 1: 0; 2008 Qtr 2: 0; 2008 Qtr 3: 0; 2008 Qtr 4: 0 | 51
0 | 311044-Pipe Insulation - Medium pressure steam >15 psi >= 1" pipe |  | 8 | Misc._Commercial | DHW HtPmp | 0 |  |  |  |  | 16.57 | 3 | 0 | 0 | 0 | 13.57 | 0 |  | kW | 0 | 4.977 | Commercial |  | Annual | [5 empty] | 20 | 0.96 |  |  |  | 0 | 0 | 360 | 0 | 0 | 0 | 0 | 0 | 0 | 0 | 0 | 0 | 2006 Qtr 1: 0; 2006 Qtr 2: 0; 2006 Qtr 3: 0; 2006 Qtr 4: 0; 2007 Qtr 1: 0; 2007 Qtr 2: 0; 2007 Qtr 3: 0; 2007 Qtr 4: 360; 2008 Qtr 1: 0; 2008 Qtr 2: 0; 2008 Qtr 3: 0; 2008 Qtr 4: 0 | 360
0 | 311044-Pipe Insulation - Medium pressure steam >15 psi >= 1" pipe |  | 9 | Misc._Commercial | DHW HtPmp | 0 |  |  |  |  | 16.57 | 3 | 0 | 0 | 0 | 13.57 | 0 |  | kW | 0 | 4.977 | Commercial |  | Annual | [5 empty] | 20 | 0.96 |  |  |  | 0 | 0 | 105 | 0 | 0 | 0 | 0 | 0 | 0 | 0 | 0 | 0 | 2006 Qtr 1: 0; 2006 Qtr 2: 0; 2006 Qtr 3: 0; 2006 Qtr 4: 0; 2007 Qtr 1: 0; 2007 Qtr 2: 0; 2007 Qtr 3: 0; 2007 Qtr 4: 105; 2008 Qtr 1: 0; 2008 Qtr 2: 0; 2008 Qtr 3: 0; 2008 Qtr 4: 0 | 105
0 | 311044-Pipe Insulation - Medium pressure steam >15 psi >= 1" pipe |  | 13 | Misc._Commercial | DHW HtPmp | 0 |  |  |  |  | 16.57 | 3 | 0 | 0 | 0 | 13.57 | 0 |  | kW | 0 | 4.977 | Commercial |  | Annual | [5 empty] | 20 | 0.96 |  |  |  | 0 | 0 | 200 | 0 | 0 | 0 | 0 | 0 | 0 | 0 | 0 | 0 | 2006 Qtr 1: 0; 2006 Qtr 2: 0; 2006 Qtr 3: 0; 2006 Qtr 4: 0; 2007 Qtr 1: 0; 2007 Qtr 2: 0; 2007 Qtr 3: 0; 2007 Qtr 4: 200; 2008 Qtr 1: 0; 2008 Qtr 2: 0; 2008 Qtr 3: 0; 2008 Qtr 4: 0 | 200
0 | 311044-Pipe Insulation - Medium pressure steam >15 psi >= 1" pipe |  | 8 | Misc._Commercial | DHW HtPmp | 0 |  |  |  |  | 16.57 | 3 | 0 | 0 | 0 | 13.57 | 0 |  | kW | 0 | 4.977 | Commercial |  | Annual | [5 empty] | 20 | 0.96 |  |  |  | 0 | 0 | 531 | 0 | 0 | 0 | 0 | 0 | 0 | 0 | 0 | 0 | 2006 Qtr 1: 0; 2006 Qtr 2: 0; 2006 Qtr 3: 0; 2006 Qtr 4: 0; 2007 Qtr 1: 0; 2007 Qtr 2: 0; 2007 Qtr 3: 0; 2007 Qtr 4: 531; 2008 Qtr 1: 0; 2008 Qtr 2: 0; 2008 Qtr 3: 0; 2008 Qtr 4: 0 | 531
0 | 311044-Pipe Insulation - Medium pressure steam >15 psi >= 1" pipe |  | 9 | Misc._Commercial | DHW HtPmp | 0 |  |  |  |  | 16.57 | 3 | 0 | 0 | 0 | 13.57 | 0 |  | kW | 0 | 4.977 | Commercial |  | Annual | [5 empty] | 20 | 0.96 |  |  |  | 0 | 0 | 57 | 0 | 0 | 0 | 0 | 0 | 0 | 0 | 0 | 0 | 2006 Qtr 1: 0; 2006 Qtr 2: 0; 2006 Qtr 3: 0; 2006 Qtr 4: 0; 2007 Qtr 1: 0; 2007 Qtr 2: 0; 2007 Qtr 3: 0; 2007 Qtr 4: 57; 2008 Qtr 1: 0; 2008 Qtr 2: 0; 2008 Qtr 3: 0; 2008 Qtr 4: 0 | 57
0 | 311044-Pipe Insulation - Medium pressure steam >15 psi >= 1" pipe |  | 8 | Misc._Commercial | DHW HtPmp | 0 |  |  |  |  | 16.57 | 2.3502 | 0 | 0 | 0 | 14.2198 | 0 |  | kW | 0 | 4.977 | Commercial |  | Annual | [5 empty] | 20 | 0.96 |  |  |  | 0 | 0 | 132 | 0 | 0 | 0 | 0 | 0 | 0 | 0 | 0 | 0 | 2006 Qtr 1: 0; 2006 Qtr 2: 0; 2006 Qtr 3: 0; 2006 Qtr 4: 0; 2007 Qtr 1: 0; 2007 Qtr 2: 0; 2007 Qtr 3: 0; 2007 Qtr 4: 132; 2008 Qtr 1: 0; 2008 Qtr 2: 0; 2008 Qtr 3: 0; 2008 Qtr 4: 0 | 132
0 | 311044-Pipe Insulation - Medium pressure steam >15 psi >= 1" pipe |  | 9 | Misc._Commercial | DHW HtPmp | 0 |  |  |  |  | 16.57 | 3 | 0 | 0 | 0 | 13.57 | 0 |  | kW | 0 | 4.977 | Commercial |  | Annual | [5 empty] | 20 | 0.96 |  |  |  | 0 | 0 | 48 | 0 | 0 | 0 | 0 | 0 | 0 | 0 | 0 | 0 | 2006 Qtr 1: 0; 2006 Qtr 2: 0; 2006 Qtr 3: 0; 2006 Qtr 4: 0; 2007 Qtr 1: 0; 2007 Qtr 2: 0; 2007 Qtr 3: 0; 2007 Qtr 4: 48; 2008 Qtr 1: 0; 2008 Qtr 2: 0; 2008 Qtr 3: 0; 2008 Qtr 4: 0 | 48
0 | 311044-Pipe Insulation - Medium pressure steam >15 psi >= 1" pipe |  | 9 | Misc._Commercial | DHW HtPmp | 0 |  |  |  |  | 16.57 | 3 | 0 | 0 | 0 | 13.57 | 0 |  | kW | 0 | 4.977 | Commercial |  | Annual | [5 empty] | 20 | 0.96 |  |  |  | 0 | 0 | 120 | 0 | 0 | 0 | 0 | 0 | 0 | 0 | 0 | 0 | 2006 Qtr 1: 0; 2006 Qtr 2: 0; 2006 Qtr 3: 0; 2006 Qtr 4: 0; 2007 Qtr 1: 0; 2007 Qtr 2: 0; 2007 Qtr 3: 0; 2007 Qtr 4: 120; 2008 Qtr 1: 0; 2008 Qtr 2: 0; 2008 Qtr 3: 0; 2008 Qtr 4: 0 | 120
0 | 311044-Pipe Insulation - Medium pressure steam >15 psi >= 1" pipe |  | 9 | Misc._Commercial | DHW HtPmp | 0 |  |  |  |  | 16.57 | 3 | 0 | 0 | 0 | 13.57 | 0 |  | kW | 0 | 4.977 | Commercial |  | Annual | [5 empty] | 20 | 0.96 |  |  |  | 0 | 0 | 3 | 0 | 0 | 0 | 0 | 0 | 0 | 0 | 0 | 0 | 2006 Qtr 1: 0; 2006 Qtr 2: 0; 2006 Qtr 3: 0; 2006 Qtr 4: 0; 2007 Qtr 1: 0; 2007 Qtr 2: 0; 2007 Qtr 3: 0; 2007 Qtr 4: 3; 2008 Qtr 1: 0; 2008 Qtr 2: 0; 2008 Qtr 3: 0; 2008 Qtr 4: 0 | 3
0 | 311044-Pipe Insulation - Medium pressure steam >15 psi >= 1" pipe |  | 9 | Misc._Commercial | DHW HtPmp | 0 |  |  |  |  | 16.57 | 3 | 0 | 0 | 0 | 13.57 | 0 |  | kW | 0 | 4.977 | Commercial |  | Annual | [5 empty] | 20 | 0.96 |  |  |  | 0 | 0 | 60 | 0 | 0 | 0 | 0 | 0 | 0 | 0 | 0 | 0 | 2006 Qtr 1: 0; 2006 Qtr 2: 0; 2006 Qtr 3: 0; 2006 Qtr 4: 0; 2007 Qtr 1: 0; 2007 Qtr 2: 0; 2007 Qtr 3: 0; 2007 Qtr 4: 60; 2008 Qtr 1: 0; 2008 Qtr 2: 0; 2008 Qtr 3: 0; 2008 Qtr 4: 0 | 60
0 | 311044-Pipe Insulation - Medium pressure steam >15 psi >= 1" pipe |  | 9 | Misc._Commercial | DHW HtPmp | 0 |  |  |  |  | 16.57 | 3 | 0 | 0 | 0 | 13.57 | 0 |  | kW | 0 | 4.977 | Commercial |  | Annual | [5 empty] | 20 | 0.96 |  |  |  | 0 | 0 | 75 | 0 | 0 | 0 | 0 | 0 | 0 | 0 | 0 | 0 | 2006 Qtr 1: 0; 2006 Qtr 2: 0; 2006 Qtr 3: 0; 2006 Qtr 4: 0; 2007 Qtr 1: 0; 2007 Qtr 2: 0; 2007 Qtr 3: 0; 2007 Qtr 4: 75; 2008 Qtr 1: 0; 2008 Qtr 2: 0; 2008 Qtr 3: 0; 2008 Qtr 4: 0 | 75
0 | 311044-Pipe Insulation - Medium pressure steam >15 psi >= 1" pipe |  | 9 | Misc._Commercial | DHW HtPmp | 0 |  |  |  |  | 16.57 | 3 | 0 | 0 | 0 | 13.57 | 0 |  | kW | 0 | 4.977 | Commercial |  | Annual | [5 empty] | 20 | 0.96 |  |  |  | 0 | 0 | 84 | 0 | 0 | 0 | 0 | 0 | 0 | 0 | 0 | 0 | 2006 Qtr 1: 0; 2006 Qtr 2: 0; 2006 Qtr 3: 0; 2006 Qtr 4: 0; 2007 Qtr 1: 0; 2007 Qtr 2: 0; 2007 Qtr 3: 0; 2007 Qtr 4: 84; 2008 Qtr 1: 0; 2008 Qtr 2: 0; 2008 Qtr 3: 0; 2008 Qtr 4: 0 | 84
0 | 311044-Pipe Insulation - Medium pressure steam >15 psi >= 1" pipe |  | 8 | Misc._Commercial | DHW HtPmp | 0 |  |  |  |  | 16.57 | 3 | 0 | 0 | 0 | 13.57 | 0 |  | kW | 0 | 4.977 | Commercial |  | Annual | [5 empty] | 20 | 0.96 |  |  |  | 0 | 0 | 84 | 0 | 0 | 0 | 0 | 0 | 0 | 0 | 0 | 0 | 2006 Qtr 1: 0; 2006 Qtr 2: 0; 2006 Qtr 3: 0; 2006 Qtr 4: 0; 2007 Qtr 1: 0; 2007 Qtr 2: 0; 2007 Qtr 3: 0; 2007 Qtr 4: 84; 2008 Qtr 1: 0; 2008 Qtr 2: 0; 2008 Qtr 3: 0; 2008 Qtr 4: 0 | 84
0 | 311044-Pipe Insulation - Medium pressure steam >15 psi >= 1" pipe |  | 9 | Misc._Commercial | DHW HtPmp | 0 |  |  |  |  | 16.57 | 3 | 0 | 0 | 0 | 13.57 | 0 |  | kW | 0 | 4.977 | Commercial |  | Annual | [5 empty] | 20 | 0.96 |  |  |  | 0 | 0 | 132 | 0 | 0 | 0 | 0 | 0 | 0 | 0 | 0 | 0 | 2006 Qtr 1: 0; 2006 Qtr 2: 0; 2006 Qtr 3: 0; 2006 Qtr 4: 0; 2007 Qtr 1: 0; 2007 Qtr 2: 0; 2007 Qtr 3: 0; 2007 Qtr 4: 132; 2008 Qtr 1: 0; 2008 Qtr 2: 0; 2008 Qtr 3: 0; 2008 Qtr 4: 0 | 132
0 | 311044-Pipe Insulation - Medium pressure steam >15 psi >= 1" pipe |  | 9 | Misc._Commercial | DHW HtPmp | 0 |  |  |  |  | 16.57 | 3 | 0 | 0 | 0 | 13.57 | 0 |  | kW | 0 | 4.977 | Commercial |  | Annual | [5 empty] | 20 | 0.96 |  |  |  | 0 | 0 | 81 | 0 | 0 | 0 | 0 | 0 | 0 | 0 | 0 | 0 | 2006 Qtr 1: 0; 2006 Qtr 2: 0; 2006 Qtr 3: 0; 2006 Qtr 4: 0; 2007 Qtr 1: 0; 2007 Qtr 2: 0; 2007 Qtr 3: 0; 2007 Qtr 4: 81; 2008 Qtr 1: 0; 2008 Qtr 2: 0; 2008 Qtr 3: 0; 2008 Qtr 4: 0 | 81
0 | 311044-Pipe Insulation - Medium pressure steam >15 psi >= 1" pipe |  | 9 | Misc._Commercial | DHW HtPmp | 0 |  |  |  |  | 16.57 | 3 | 0 | 0 | 0 | 13.57 | 0 |  | kW | 0 | 4.977 | Commercial |  | Annual | [5 empty] | 20 | 0.96 |  |  |  | 0 | 0 | 153 | 0 | 0 | 0 | 0 | 0 | 0 | 0 | 0 | 0 | 2006 Qtr 1: 0; 2006 Qtr 2: 0; 2006 Qtr 3: 0; 2006 Qtr 4: 0; 2007 Qtr 1: 0; 2007 Qtr 2: 0; 2007 Qtr 3: 0; 2007 Qtr 4: 153; 2008 Qtr 1: 0; 2008 Qtr 2: 0; 2008 Qtr 3: 0; 2008 Qtr 4: 0 | 153
0 | 311044-Pipe Insulation - Medium pressure steam >15 psi >= 1" pipe |  | 9 | Misc._Commercial | DHW HtPmp | 0 |  |  |  |  | 16.57 | 3 | 0 | 0 | 0 | 13.57 | 0 |  | kW | 0 | 4.977 | Commercial |  | Annual | [5 empty] | 20 | 0.96 |  |  |  | 0 | 0 | 93 | 0 | 0 | 0 | 0 | 0 | 0 | 0 | 0 | 0 | 2006 Qtr 1: 0; 2006 Qtr 2: 0; 2006 Qtr 3: 0; 2006 Qtr 4: 0; 2007 Qtr 1: 0; 2007 Qtr 2: 0; 2007 Qtr 3: 0; 2007 Qtr 4: 93; 2008 Qtr 1: 0; 2008 Qtr 2: 0; 2008 Qtr 3: 0; 2008 Qtr 4: 0 | 93
0 | 311044-Pipe Insulation - Medium pressure steam >15 psi >= 1" pipe |  | 6 | Misc._Commercial | DHW HtPmp | 0 |  |  |  |  | 16.57 | 3 | 0 | 0 | 0 | 13.57 | 0 |  | kW | 0 | 4.977 | Commercial |  | Annual | [5 empty] | 20 | 0.96 |  |  |  | 0 | 0 | 165 | 0 | 0 | 0 | 0 | 0 | 0 | 0 | 0 | 0 | 2006 Qtr 1: 0; 2006 Qtr 2: 0; 2006 Qtr 3: 0; 2006 Qtr 4: 0; 2007 Qtr 1: 0; 2007 Qtr 2: 0; 2007 Qtr 3: 0; 2007 Qtr 4: 165; 2008 Qtr 1: 0; 2008 Qtr 2: 0; 2008 Qtr 3: 0; 2008 Qtr 4: 0 | 165
0 | 311044-Pipe Insulation - Medium pressure steam >15 psi >= 1" pipe |  | 9 | Misc._Commercial | DHW HtPmp | 0 |  |  |  |  | 16.57 | 3 | 0 | 0 | 0 | 13.57 | 0 |  | kW | 0 | 4.977 | Commercial |  | Annual | [5 empty] | 20 | 0.96 |  |  |  | 0 | 0 | 177 | 0 | 0 | 0 | 0 | 0 | 0 | 0 | 0 | 0 | 2006 Qtr 1: 0; 2006 Qtr 2: 0; 2006 Qtr 3: 0; 2006 Qtr 4: 0; 2007 Qtr 1: 0; 2007 Qtr 2: 0; 2007 Qtr 3: 0; 2007 Qtr 4: 177; 2008 Qtr 1: 0; 2008 Qtr 2: 0; 2008 Qtr 3: 0; 2008 Qtr 4: 0 | 177
0 | 311044-Pipe Insulation - Medium pressure steam >15 psi >= 1" pipe |  | 6 | Misc._Commercial | DHW HtPmp | 0 |  |  |  |  | 16.57 | 3 | 0 | 0 | 0 | 13.57 | 0 |  | kW | 0 | 4.977 | Commercial |  | Annual | [5 empty] | 20 | 0.96 |  |  |  | 0 | 0 | 51 | 0 | 0 | 0 | 0 | 0 | 0 | 0 | 0 | 0 | 2006 Qtr 1: 0; 2006 Qtr 2: 0; 2006 Qtr 3: 0; 2006 Qtr 4: 0; 2007 Qtr 1: 0; 2007 Qtr 2: 0; 2007 Qtr 3: 0; 2007 Qtr 4: 51; 2008 Qtr 1: 0; 2008 Qtr 2: 0; 2008 Qtr 3: 0; 2008 Qtr 4: 0 | 51
0 | 311044-Pipe Insulation - Medium pressure steam >15 psi >= 1" pipe |  | 6 | Misc._Commercial | DHW HtPmp | 0 |  |  |  |  | 16.57 | 3 | 0 | 0 | 0 | 13.57 | 0 |  | kW | 0 | 4.977 | Commercial |  | Annual | [5 empty] | 20 | 0.96 |  |  |  | 0 | 0 | 132 | 0 | 0 | 0 | 0 | 0 | 0 | 0 | 0 | 0 | 2006 Qtr 1: 0; 2006 Qtr 2: 0; 2006 Qtr 3: 0; 2006 Qtr 4: 0; 2007 Qtr 1: 0; 2007 Qtr 2: 0; 2007 Qtr 3: 0; 2007 Qtr 4: 132; 2008 Qtr 1: 0; 2008 Qtr 2: 0; 2008 Qtr 3: 0; 2008 Qtr 4: 0 | 132
0 | 311044-Pipe Insulation - Medium pressure steam >15 psi >= 1" pipe |  | 14 | Misc._Commercial | DHW HtPmp | 0 |  |  |  |  | 16.57 | 3 | 0 | 0 | 0 | 13.57 | 0 |  | kW | 0 | 4.977 | Commercial |  | Annual | [5 empty] | 20 | 0.96 |  |  |  | 0 | 0 | 42 | 0 | 0 | 0 | 0 | 0 | 0 | 0 | 0 | 0 | 2006 Qtr 1: 0; 2006 Qtr 2: 0; 2006 Qtr 3: 0; 2006 Qtr 4: 0; 2007 Qtr 1: 0; 2007 Qtr 2: 0; 2007 Qtr 3: 0; 2007 Qtr 4: 42; 2008 Qtr 1: 0; 2008 Qtr 2: 0; 2008 Qtr 3: 0; 2008 Qtr 4: 0 | 42
0 | 311044-Pipe Insulation - Medium pressure steam >15 psi >= 1" pipe |  | 10 | Misc._Commercial | DHW HtPmp | 0 |  |  |  |  | 16.57 | 3 | 0 | 0 | 0 | 13.57 | 0 |  | kW | 0 | 4.977 | Commercial |  | Annual | [5 empty] | 20 | 0.96 |  |  |  | 0 | 0 | 33 | 0 | 0 | 0 | 0 | 0 | 0 | 0 | 0 | 0 | 2006 Qtr 1: 0; 2006 Qtr 2: 0; 2006 Qtr 3: 0; 2006 Qtr 4: 0; 2007 Qtr 1: 0; 2007 Qtr 2: 0; 2007 Qtr 3: 0; 2007 Qtr 4: 33; 2008 Qtr 1: 0; 2008 Qtr 2: 0; 2008 Qtr 3: 0; 2008 Qtr 4: 0 | 33
0 | 311044-Pipe Insulation - Medium pressure steam >15 psi >= 1" pipe |  | 10 | Misc._Commercial | DHW HtPmp | 0 |  |  |  |  | 16.57 | 3 | 0 | 0 | 0 | 13.57 | 0 |  | kW | 0 | 4.977 | Commercial |  | Annual | [5 empty] | 20 | 0.96 |  |  |  | 0 | 0 | 72 | 0 | 0 | 0 | 0 | 0 | 0 | 0 | 0 | 0 | 2006 Qtr 1: 0; 2006 Qtr 2: 0; 2006 Qtr 3: 0; 2006 Qtr 4: 0; 2007 Qtr 1: 0; 2007 Qtr 2: 0; 2007 Qtr 3: 0; 2007 Qtr 4: 72; 2008 Qtr 1: 0; 2008 Qtr 2: 0; 2008 Qtr 3: 0; 2008 Qtr 4: 0 | 72
0 | 311044-Pipe Insulation - Medium pressure steam >15 psi >= 1" pipe |  | 8 | Misc._Commercial | DHW HtPmp | 0 |  |  |  |  | 16.57 | 3 | 0 | 0 | 0 | 13.57 | 0 |  | kW | 0 | 4.977 | Commercial |  | Annual | [5 empty] | 20 | 0.96 |  |  |  | 0 | 0 | 66 | 0 | 0 | 0 | 0 | 0 | 0 | 0 | 0 | 0 | 2006 Qtr 1: 0; 2006 Qtr 2: 0; 2006 Qtr 3: 0; 2006 Qtr 4: 0; 2007 Qtr 1: 0; 2007 Qtr 2: 0; 2007 Qtr 3: 0; 2007 Qtr 4: 66; 2008 Qtr 1: 0; 2008 Qtr 2: 0; 2008 Qtr 3: 0; 2008 Qtr 4: 0 | 66
0 | 311044-Pipe Insulation - Medium pressure steam >15 psi >= 1" pipe |  | 9 | Misc._Commercial | DHW HtPmp | 0 |  |  |  |  | 16.57 | 3 | 0 | 0 | 0 | 13.57 | 0 |  | kW | 0 | 4.977 | Commercial |  | Annual | [5 empty] | 20 | 0.96 |  |  |  | 0 | 0 | 51 | 0 | 0 | 0 | 0 | 0 | 0 | 0 | 0 | 0 | 2006 Qtr 1: 0; 2006 Qtr 2: 0; 2006 Qtr 3: 0; 2006 Qtr 4: 0; 2007 Qtr 1: 0; 2007 Qtr 2: 0; 2007 Qtr 3: 0; 2007 Qtr 4: 51; 2008 Qtr 1: 0; 2008 Qtr 2: 0; 2008 Qtr 3: 0; 2008 Qtr 4: 0 | 51
0 | 311044-Pipe Insulation - Medium pressure steam >15 psi >= 1" pipe |  | 9 | Misc._Commercial | DHW HtPmp | 0 |  |  |  |  | 16.57 | 3 | 0 | 0 | 0 | 13.57 | 0 |  | kW | 0 | 4.977 | Commercial |  | Annual | [5 empty] | 20 | 0.96 |  |  |  | 0 | 0 | 39 | 0 | 0 | 0 | 0 | 0 | 0 | 0 | 0 | 0 | 2006 Qtr 1: 0; 2006 Qtr 2: 0; 2006 Qtr 3: 0; 2006 Qtr 4: 0; 2007 Qtr 1: 0; 2007 Qtr 2: 0; 2007 Qtr 3: 0; 2007 Qtr 4: 39; 2008 Qtr 1: 0; 2008 Qtr 2: 0; 2008 Qtr 3: 0; 2008 Qtr 4: 0 | 39
0 | 311044-Pipe Insulation - Medium pressure steam >15 psi >= 1" pipe |  | 8 | Misc._Commercial | DHW HtPmp | 0 |  |  |  |  | 16.57 | 3 | 0 | 0 | 0 | 13.57 | 0 |  | kW | 0 | 4.977 | Commercial |  | Annual | [5 empty] | 20 | 0.96 |  |  |  | 0 | 0 | 24 | 0 | 0 | 0 | 0 | 0 | 0 | 0 | 0 | 0 | 2006 Qtr 1: 0; 2006 Qtr 2: 0; 2006 Qtr 3: 0; 2006 Qtr 4: 0; 2007 Qtr 1: 0; 2007 Qtr 2: 0; 2007 Qtr 3: 0; 2007 Qtr 4: 24; 2008 Qtr 1: 0; 2008 Qtr 2: 0; 2008 Qtr 3: 0; 2008 Qtr 4: 0 | 24
0 | 311044-Pipe Insulation - Medium pressure steam >15 psi >= 1" pipe |  | 10 | Misc._Commercial | DHW HtPmp | 0 |  |  |  |  | 16.57 | 3 | 0 | 0 | 0 | 13.57 | 0 |  | kW | 0 | 4.977 | Commercial |  | Annual | [5 empty] | 20 | 0.96 |  |  |  | 0 | 0 | 39 | 0 | 0 | 0 | 0 | 0 | 0 | 0 | 0 | 0 | 2006 Qtr 1: 0; 2006 Qtr 2: 0; 2006 Qtr 3: 0; 2006 Qtr 4: 0; 2007 Qtr 1: 0; 2007 Qtr 2: 0; 2007 Qtr 3: 0; 2007 Qtr 4: 39; 2008 Qtr 1: 0; 2008 Qtr 2: 0; 2008 Qtr 3: 0; 2008 Qtr 4: 0 | 39
0 | 311044-Pipe Insulation - Medium pressure steam >15 psi >= 1" pipe |  | 9 | Misc._Commercial | DHW HtPmp | 0 |  |  |  |  | 16.57 | 3 | 0 | 0 | 0 | 13.57 | 0 |  | kW | 0 | 4.977 | Commercial |  | Annual | [5 empty] | 20 | 0.96 |  |  |  | 0 | 0 | 90 | 0 | 0 | 0 | 0 | 0 | 0 | 0 | 0 | 0 | 2006 Qtr 1: 0; 2006 Qtr 2: 0; 2006 Qtr 3: 0; 2006 Qtr 4: 0; 2007 Qtr 1: 0; 2007 Qtr 2: 0; 2007 Qtr 3: 0; 2007 Qtr 4: 90; 2008 Qtr 1: 0; 2008 Qtr 2: 0; 2008 Qtr 3: 0; 2008 Qtr 4: 0 | 90
0 | 311044-Pipe Insulation - Medium pressure steam >15 psi >= 1" pipe |  | 9 | Misc._Commercial | DHW HtPmp | 0 |  |  |  |  | 16.57 | 3 | 0 | 0 | 0 | 13.57 | 0 |  | kW | 0 | 4.977 | Commercial |  | Annual | [5 empty] | 20 | 0.96 |  |  |  | 0 | 0 | 15 | 0 | 0 | 0 | 0 | 0 | 0 | 0 | 0 | 0 | 2006 Qtr 1: 0; 2006 Qtr 2: 0; 2006 Qtr 3: 0; 2006 Qtr 4: 0; 2007 Qtr 1: 0; 2007 Qtr 2: 0; 2007 Qtr 3: 0; 2007 Qtr 4: 15; 2008 Qtr 1: 0; 2008 Qtr 2: 0; 2008 Qtr 3: 0; 2008 Qtr 4: 0 | 15
0 | 311044-Pipe Insulation - Medium pressure steam >15 psi >= 1" pipe |  | 10 | Misc._Commercial | DHW HtPmp | 0 |  |  |  |  | 16.57 | 3 | 0 | 0 | 0 | 13.57 | 0 |  | kW | 0 | 4.977 | Commercial |  | Annual | [5 empty] | 20 | 0.96 |  |  |  | 0 | 0 | 24 | 0 | 0 | 0 | 0 | 0 | 0 | 0 | 0 | 0 | 2006 Qtr 1: 0; 2006 Qtr 2: 0; 2006 Qtr 3: 0; 2006 Qtr 4: 0; 2007 Qtr 1: 0; 2007 Qtr 2: 0; 2007 Qtr 3: 0; 2007 Qtr 4: 24; 2008 Qtr 1: 0; 2008 Qtr 2: 0; 2008 Qtr 3: 0; 2008 Qtr 4: 0 | 24
0 | 311044-Pipe Insulation - Medium pressure steam >15 psi >= 1" pipe |  | 9 | Misc._Commercial | DHW HtPmp | 0 |  |  |  |  | 16.57 | 3 | 0 | 0 | 0 | 13.57 | 0 |  | kW | 0 | 4.977 | Commercial |  | Annual | [5 empty] | 20 | 0.96 |  |  |  | 0 | 0 | 6 | 0 | 0 | 0 | 0 | 0 | 0 | 0 | 0 | 0 | 2006 Qtr 1: 0; 2006 Qtr 2: 0; 2006 Qtr 3: 0; 2006 Qtr 4: 0; 2007 Qtr 1: 0; 2007 Qtr 2: 0; 2007 Qtr 3: 0; 2007 Qtr 4: 6; 2008 Qtr 1: 0; 2008 Qtr 2: 0; 2008 Qtr 3: 0; 2008 Qtr 4: 0 | 6
0 | 311044-Pipe Insulation - Medium pressure steam >15 psi >= 1" pipe |  | 14 | Misc._Commercial | DHW HtPmp | 0 |  |  |  |  | 16.57 | 3 | 0 | 0 | 0 | 13.57 | 0 |  | kW | 0 | 4.977 | Commercial |  | Annual | [5 empty] | 20 | 0.96 |  |  |  | 0 | 0 | 201 | 0 | 0 | 0 | 0 | 0 | 0 | 0 | 0 | 0 | 2006 Qtr 1: 0; 2006 Qtr 2: 0; 2006 Qtr 3: 0; 2006 Qtr 4: 0; 2007 Qtr 1: 0; 2007 Qtr 2: 0; 2007 Qtr 3: 0; 2007 Qtr 4: 201; 2008 Qtr 1: 0; 2008 Qtr 2: 0; 2008 Qtr 3: 0; 2008 Qtr 4: 0 | 201
0 | 311044-Pipe Insulation - Medium pressure steam >15 psi >= 1" pipe |  | 9 | Misc._Commercial | DHW HtPmp | 0 |  |  |  |  | 16.57 | 3 | 0 | 0 | 0 | 13.57 | 0 |  | kW | 0 | 4.977 | Commercial |  | Annual | [5 empty] | 20 | 0.96 |  |  |  | 0 | 0 | 45 | 0 | 0 | 0 | 0 | 0 | 0 | 0 | 0 | 0 | 2006 Qtr 1: 0; 2006 Qtr 2: 0; 2006 Qtr 3: 0; 2006 Qtr 4: 0; 2007 Qtr 1: 0; 2007 Qtr 2: 0; 2007 Qtr 3: 0; 2007 Qtr 4: 45; 2008 Qtr 1: 0; 2008 Qtr 2: 0; 2008 Qtr 3: 0; 2008 Qtr 4: 0 | 45
0 | 311044-Pipe Insulation - Medium pressure steam >15 psi >= 1" pipe |  | 10 | Misc._Commercial | DHW HtPmp | 0 |  |  |  |  | 16.57 | 3 | 0 | 0 | 0 | 13.57 | 0 |  | kW | 0 | 4.977 | Commercial |  | Annual | [5 empty] | 20 | 0.96 |  |  |  | 0 | 0 | 39 | 0 | 0 | 0 | 0 | 0 | 0 | 0 | 0 | 0 | 2006 Qtr 1: 0; 2006 Qtr 2: 0; 2006 Qtr 3: 0; 2006 Qtr 4: 0; 2007 Qtr 1: 0; 2007 Qtr 2: 0; 2007 Qtr 3: 0; 2007 Qtr 4: 39; 2008 Qtr 1: 0; 2008 Qtr 2: 0; 2008 Qtr 3: 0; 2008 Qtr 4: 0 | 39
0 | 311044-Pipe Insulation - Medium pressure steam >15 psi >= 1" pipe |  | 10 | Misc._Commercial | DHW HtPmp | 0 |  |  |  |  | 16.57 | 3 | 0 | 0 | 0 | 13.57 | 0 |  | kW | 0 | 4.977 | Commercial |  | Annual | [5 empty] | 20 | 0.96 |  |  |  | 0 | 0 | 72 | 0 | 0 | 0 | 0 | 0 | 0 | 0 | 0 | 0 | 2006 Qtr 1: 0; 2006 Qtr 2: 0; 2006 Qtr 3: 0; 2006 Qtr 4: 0; 2007 Qtr 1: 0; 2007 Qtr 2: 0; 2007 Qtr 3: 0; 2007 Qtr 4: 72; 2008 Qtr 1: 0; 2008 Qtr 2: 0; 2008 Qtr 3: 0; 2008 Qtr 4: 0 | 72
0 | 311044-Pipe Insulation - Medium pressure steam >15 psi >= 1" pipe |  | 10 | Misc._Commercial | DHW HtPmp | 0 |  |  |  |  | 16.57 | 3 | 0 | 0 | 0 | 13.57 | 0 |  | kW | 0 | 4.977 | Commercial |  | Annual | [5 empty] | 20 | 0.96 |  |  |  | 0 | 0 | 18 | 0 | 0 | 0 | 0 | 0 | 0 | 0 | 0 | 0 | 2006 Qtr 1: 0; 2006 Qtr 2: 0; 2006 Qtr 3: 0; 2006 Qtr 4: 0; 2007 Qtr 1: 0; 2007 Qtr 2: 0; 2007 Qtr 3: 0; 2007 Qtr 4: 18; 2008 Qtr 1: 0; 2008 Qtr 2: 0; 2008 Qtr 3: 0; 2008 Qtr 4: 0 | 18
0 | 311044-Pipe Insulation - Medium pressure steam >15 psi >= 1" pipe |  | 10 | Misc._Commercial | DHW HtPmp | 0 |  |  |  |  | 16.57 | 3 | 0 | 0 | 0 | 13.57 | 0 |  | kW | 0 | 4.977 | Commercial |  | Annual | [5 empty] | 20 | 0.96 |  |  |  | 0 | 0 | 51 | 0 | 0 | 0 | 0 | 0 | 0 | 0 | 0 | 0 | 2006 Qtr 1: 0; 2006 Qtr 2: 0; 2006 Qtr 3: 0; 2006 Qtr 4: 0; 2007 Qtr 1: 0; 2007 Qtr 2: 0; 2007 Qtr 3: 0; 2007 Qtr 4: 51; 2008 Qtr 1: 0; 2008 Qtr 2: 0; 2008 Qtr 3: 0; 2008 Qtr 4: 0 | 51
0 | 311044-Pipe Insulation - Medium pressure steam >15 psi >= 1" pipe |  | 8 | Misc._Commercial | DHW HtPmp | 0 |  |  |  |  | 16.57 | 3 | 0 | 0 | 0 | 13.57 | 0 |  | kW | 0 | 4.977 | Commercial |  | Annual | [5 empty] | 20 | 0.96 |  |  |  | 0 | 0 | 276 | 0 | 0 | 0 | 0 | 0 | 0 | 0 | 0 | 0 | 2006 Qtr 1: 0; 2006 Qtr 2: 0; 2006 Qtr 3: 0; 2006 Qtr 4: 0; 2007 Qtr 1: 0; 2007 Qtr 2: 0; 2007 Qtr 3: 0; 2007 Qtr 4: 276; 2008 Qtr 1: 0; 2008 Qtr 2: 0; 2008 Qtr 3: 0; 2008 Qtr 4: 0 | 276
0 | 311044-Pipe Insulation - Medium pressure steam >15 psi >= 1" pipe |  | 9 | Misc._Commercial | DHW HtPmp | 0 |  |  |  |  | 16.57 | 3 | 0 | 0 | 0 | 13.57 | 0 |  | kW | 0 | 4.977 | Commercial |  | Annual | [5 empty] | 20 | 0.96 |  |  |  | 0 | 0 | 184 | 0 | 0 | 0 | 0 | 0 | 0 | 0 | 0 | 0 | 2006 Qtr 1: 0; 2006 Qtr 2: 0; 2006 Qtr 3: 0; 2006 Qtr 4: 0; 2007 Qtr 1: 0; 2007 Qtr 2: 0; 2007 Qtr 3: 0; 2007 Qtr 4: 184; 2008 Qtr 1: 0; 2008 Qtr 2: 0; 2008 Qtr 3: 0; 2008 Qtr 4: 0 | 184
0 | 311044-Pipe Insulation - Medium pressure steam >15 psi >= 1" pipe |  | 9 | Misc._Commercial | DHW HtPmp | 0 |  |  |  |  | 16.57 | 2.1 | 0 | 0 | 0 | 14.47 | 0 |  | kW | 0 | 4.977 | Commercial |  | Annual | [5 empty] | 20 | 0.96 |  |  |  | 0 | 0 | 1500 | 0 | 0 | 0 | 0 | 0 | 0 | 0 | 0 | 0 | 2006 Qtr 1: 0; 2006 Qtr 2: 0; 2006 Qtr 3: 0; 2006 Qtr 4: 0; 2007 Qtr 1: 0; 2007 Qtr 2: 0; 2007 Qtr 3: 0; 2007 Qtr 4: 1500; 2008 Qtr 1: 0; 2008 Qtr 2: 0; 2008 Qtr 3: 0; 2008 Qtr 4: 0 | 1500
0 | 311044-Pipe Insulation - Medium pressure steam >15 psi >= 1" pipe |  | 9 | Misc._Commercial | DHW HtPmp | 0 |  |  |  |  | 16.57 | 3 | 0 | 0 | 0 | 13.57 | 0 |  | kW | 0 | 4.977 | Commercial |  | Annual | [5 empty] | 20 | 0.96 |  |  |  | 0 | 0 | 45 | 0 | 0 | 0 | 0 | 0 | 0 | 0 | 0 | 0 | 2006 Qtr 1: 0; 2006 Qtr 2: 0; 2006 Qtr 3: 0; 2006 Qtr 4: 0; 2007 Qtr 1: 0; 2007 Qtr 2: 0; 2007 Qtr 3: 0; 2007 Qtr 4: 45; 2008 Qtr 1: 0; 2008 Qtr 2: 0; 2008 Qtr 3: 0; 2008 Qtr 4: 0 | 45
0 | 311044-Pipe Insulation - Medium pressure steam >15 psi >= 1" pipe |  | 10 | Misc._Commercial | DHW HtPmp | 0 |  |  |  |  | 16.57 | 3 | 0 | 0 | 0 | 13.57 | 0 |  | kW | 0 | 4.977 | Commercial |  | Annual | [5 empty] | 20 | 0.96 |  |  |  | 0 | 0 | 108 | 0 | 0 | 0 | 0 | 0 | 0 | 0 | 0 | 0 | 2006 Qtr 1: 0; 2006 Qtr 2: 0; 2006 Qtr 3: 0; 2006 Qtr 4: 0; 2007 Qtr 1: 0; 2007 Qtr 2: 0; 2007 Qtr 3: 0; 2007 Qtr 4: 108; 2008 Qtr 1: 0; 2008 Qtr 2: 0; 2008 Qtr 3: 0; 2008 Qtr 4: 0 | 108
0 | 311044-Pipe Insulation - Medium pressure steam >15 psi >= 1" pipe |  | 10 | Misc._Commercial | DHW HtPmp | 0 |  |  |  |  | 16.57 | 3 | 0 | 0 | 0 | 13.57 | 0 |  | kW | 0 | 4.977 | Commercial |  | Annual | [5 empty] | 20 | 0.96 |  |  |  | 0 | 0 | 138 | 0 | 0 | 0 | 0 | 0 | 0 | 0 | 0 | 0 | 2006 Qtr 1: 0; 2006 Qtr 2: 0; 2006 Qtr 3: 0; 2006 Qtr 4: 0; 2007 Qtr 1: 0; 2007 Qtr 2: 0; 2007 Qtr 3: 0; 2007 Qtr 4: 138; 2008 Qtr 1: 0; 2008 Qtr 2: 0; 2008 Qtr 3: 0; 2008 Qtr 4: 0 | 138
0 | 311044-Pipe Insulation - Medium pressure steam >15 psi >= 1" pipe |  | 9 | Misc._Commercial | DHW HtPmp | 0 |  |  |  |  | 16.57 | 3 | 0 | 0 | 0 | 13.57 | 0 |  | kW | 0 | 4.977 | Commercial |  | Annual | [5 empty] | 20 | 0.96 |  |  |  | 0 | 0 | 66 | 0 | 0 | 0 | 0 | 0 | 0 | 0 | 0 | 0 | 2006 Qtr 1: 0; 2006 Qtr 2: 0; 2006 Qtr 3: 0; 2006 Qtr 4: 0; 2007 Qtr 1: 0; 2007 Qtr 2: 0; 2007 Qtr 3: 0; 2007 Qtr 4: 66; 2008 Qtr 1: 0; 2008 Qtr 2: 0; 2008 Qtr 3: 0; 2008 Qtr 4: 0 | 66
0 | 311044-Pipe Insulation - Medium pressure steam >15 psi >= 1" pipe |  | 9 | Misc._Commercial | DHW HtPmp | 0 |  |  |  |  | 16.57 | 3 | 0 | 0 | 0 | 13.57 | 0 |  | kW | 0 | 4.977 | Commercial |  | Annual | [5 empty] | 20 | 0.96 |  |  |  | 0 | 0 | 21 | 0 | 0 | 0 | 0 | 0 | 0 | 0 | 0 | 0 | 2006 Qtr 1: 0; 2006 Qtr 2: 0; 2006 Qtr 3: 0; 2006 Qtr 4: 0; 2007 Qtr 1: 0; 2007 Qtr 2: 0; 2007 Qtr 3: 0; 2007 Qtr 4: 21; 2008 Qtr 1: 0; 2008 Qtr 2: 0; 2008 Qtr 3: 0; 2008 Qtr 4: 0 | 21
0 | 311044-Pipe Insulation - Medium pressure steam >15 psi >= 1" pipe |  | 8 | Misc._Commercial | DHW HtPmp | 0 |  |  |  |  | 16.57 | 3 | 0 | 0 | 0 | 13.57 | 0 |  | kW | 0 | 4.977 | Commercial |  | Annual | [5 empty] | 20 | 0.96 |  |  |  | 0 | 0 | 54 | 0 | 0 | 0 | 0 | 0 | 0 | 0 | 0 | 0 | 2006 Qtr 1: 0; 2006 Qtr 2: 0; 2006 Qtr 3: 0; 2006 Qtr 4: 0; 2007 Qtr 1: 0; 2007 Qtr 2: 0; 2007 Qtr 3: 0; 2007 Qtr 4: 54; 2008 Qtr 1: 0; 2008 Qtr 2: 0; 2008 Qtr 3: 0; 2008 Qtr 4: 0 | 54
0 | 311044-Pipe Insulation - Medium pressure steam >15 psi >= 1" pipe |  | 6 | Misc._Commercial | DHW HtPmp | 0 |  |  |  |  | 16.57 | 3 | 0 | 0 | 0 | 13.57 | 0 |  | kW | 0 | 4.977 | Commercial |  | Annual | [5 empty] | 20 | 0.96 |  |  |  | 0 | 0 | 258 | 0 | 0 | 0 | 0 | 0 | 0 | 0 | 0 | 0 | 2006 Qtr 1: 0; 2006 Qtr 2: 0; 2006 Qtr 3: 0; 2006 Qtr 4: 0; 2007 Qtr 1: 0; 2007 Qtr 2: 0; 2007 Qtr 3: 0; 2007 Qtr 4: 258; 2008 Qtr 1: 0; 2008 Qtr 2: 0; 2008 Qtr 3: 0; 2008 Qtr 4: 0 | 258
0 | 311044-Pipe Insulation - Medium pressure steam >15 psi >= 1" pipe |  | 8 | Misc._Commercial | DHW HtPmp | 0 |  |  |  |  | 16.57 | 3 | 0 | 0 | 0 | 13.57 | 0 |  | kW | 0 | 4.977 | Commercial |  | Annual | [5 empty] | 20 | 0.96 |  |  |  | 0 | 0 | 69 | 0 | 0 | 0 | 0 | 0 | 0 | 0 | 0 | 0 | 2006 Qtr 1: 0; 2006 Qtr 2: 0; 2006 Qtr 3: 0; 2006 Qtr 4: 0; 2007 Qtr 1: 0; 2007 Qtr 2: 0; 2007 Qtr 3: 0; 2007 Qtr 4: 69; 2008 Qtr 1: 0; 2008 Qtr 2: 0; 2008 Qtr 3: 0; 2008 Qtr 4: 0 | 69
0 | 311044-Pipe Insulation - Medium pressure steam >15 psi >= 1" pipe |  | 10 | Misc._Commercial | DHW HtPmp | 0 |  |  |  |  | 16.57 | 3 | 0 | 0 | 0 | 13.57 | 0 |  | kW | 0 | 4.977 | Commercial |  | Annual | [5 empty] | 20 | 0.96 |  |  |  | 0 | 0 | 54 | 0 | 0 | 0 | 0 | 0 | 0 | 0 | 0 | 0 | 2006 Qtr 1: 0; 2006 Qtr 2: 0; 2006 Qtr 3: 0; 2006 Qtr 4: 0; 2007 Qtr 1: 0; 2007 Qtr 2: 0; 2007 Qtr 3: 0; 2007 Qtr 4: 54; 2008 Qtr 1: 0; 2008 Qtr 2: 0; 2008 Qtr 3: 0; 2008 Qtr 4: 0 | 54
0 | 311044-Pipe Insulation - Medium pressure steam >15 psi >= 1" pipe |  | 9 | Misc._Commercial | DHW HtPmp | 0 |  |  |  |  | 16.57 | 3 | 0 | 0 | 0 | 13.57 | 0 |  | kW | 0 | 4.977 | Commercial |  | Annual | [5 empty] | 20 | 0.96 |  |  |  | 0 | 0 | 75 | 0 | 0 | 0 | 0 | 0 | 0 | 0 | 0 | 0 | 2006 Qtr 1: 0; 2006 Qtr 2: 0; 2006 Qtr 3: 0; 2006 Qtr 4: 0; 2007 Qtr 1: 0; 2007 Qtr 2: 0; 2007 Qtr 3: 0; 2007 Qtr 4: 75; 2008 Qtr 1: 0; 2008 Qtr 2: 0; 2008 Qtr 3: 0; 2008 Qtr 4: 0 | 75
0 | 311044-Pipe Insulation - Medium pressure steam >15 psi >= 1" pipe |  | 10 | Misc._Commercial | DHW HtPmp | 0 |  |  |  |  | 16.57 | 3 | 0 | 0 | 0 | 13.57 | 0 |  | kW | 0 | 4.977 | Commercial |  | Annual | [5 empty] | 20 | 0.96 |  |  |  | 0 | 0 | 156 | 0 | 0 | 0 | 0 | 0 | 0 | 0 | 0 | 0 | 2006 Qtr 1: 0; 2006 Qtr 2: 0; 2006 Qtr 3: 0; 2006 Qtr 4: 0; 2007 Qtr 1: 0; 2007 Qtr 2: 0; 2007 Qtr 3: 0; 2007 Qtr 4: 156; 2008 Qtr 1: 0; 2008 Qtr 2: 0; 2008 Qtr 3: 0; 2008 Qtr 4: 0 | 156
0 | 311044-Pipe Insulation - Medium pressure steam >15 psi >= 1" pipe |  | 10 | Misc._Commercial | DHW HtPmp | 0 |  |  |  |  | 16.57 | 3 | 0 | 0 | 0 | 13.57 | 0 |  | kW | 0 | 4.977 | Commercial |  | Annual | [5 empty] | 20 | 0.96 |  |  |  | 0 | 0 | 57 | 0 | 0 | 0 | 0 | 0 | 0 | 0 | 0 | 0 | 2006 Qtr 1: 0; 2006 Qtr 2: 0; 2006 Qtr 3: 0; 2006 Qtr 4: 0; 2007 Qtr 1: 0; 2007 Qtr 2: 0; 2007 Qtr 3: 0; 2007 Qtr 4: 57; 2008 Qtr 1: 0; 2008 Qtr 2: 0; 2008 Qtr 3: 0; 2008 Qtr 4: 0 | 57
0 | 311044-Pipe Insulation - Medium pressure steam >15 psi >= 1" pipe |  | 9 | Misc._Commercial | DHW HtPmp | 0 |  |  |  |  | 16.57 | 3 | 0 | 0 | 0 | 13.57 | 0 |  | kW | 0 | 4.977 | Commercial |  | Annual | [5 empty] | 20 | 0.96 |  |  |  | 0 | 0 | 167 | 0 | 0 | 0 | 0 | 0 | 0 | 0 | 0 | 0 | 2006 Qtr 1: 0; 2006 Qtr 2: 0; 2006 Qtr 3: 0; 2006 Qtr 4: 0; 2007 Qtr 1: 0; 2007 Qtr 2: 0; 2007 Qtr 3: 0; 2007 Qtr 4: 167; 2008 Qtr 1: 0; 2008 Qtr 2: 0; 2008 Qtr 3: 0; 2008 Qtr 4: 0 | 167
0 | 311044-Pipe Insulation - Medium pressure steam >15 psi >= 1" pipe |  | 10 | Misc._Commercial | DHW HtPmp | 0 |  |  |  |  | 16.57 | 3 | 0 | 0 | 0 | 13.57 | 0 |  | kW | 0 | 4.977 | Commercial |  | Annual | [5 empty] | 20 | 0.96 |  |  |  | 0 | 0 | 189 | 0 | 0 | 0 | 0 | 0 | 0 | 0 | 0 | 0 | 2006 Qtr 1: 0; 2006 Qtr 2: 0; 2006 Qtr 3: 0; 2006 Qtr 4: 0; 2007 Qtr 1: 0; 2007 Qtr 2: 0; 2007 Qtr 3: 0; 2007 Qtr 4: 189; 2008 Qtr 1: 0; 2008 Qtr 2: 0; 2008 Qtr 3: 0; 2008 Qtr 4: 0 | 189
0 | 311044-Pipe Insulation - Medium pressure steam >15 psi >= 1" pipe |  | 10 | Misc._Commercial | DHW HtPmp | 0 |  |  |  |  | 16.57 | 3 | 0 | 0 | 0 | 13.57 | 0 |  | kW | 0 | 4.977 | Commercial |  | Annual | [5 empty] | 20 | 0.96 |  |  |  | 0 | 0 | 119 | 0 | 0 | 0 | 0 | 0 | 0 | 0 | 0 | 0 | 2006 Qtr 1: 0; 2006 Qtr 2: 0; 2006 Qtr 3: 0; 2006 Qtr 4: 0; 2007 Qtr 1: 0; 2007 Qtr 2: 0; 2007 Qtr 3: 0; 2007 Qtr 4: 119; 2008 Qtr 1: 0; 2008 Qtr 2: 0; 2008 Qtr 3: 0; 2008 Qtr 4: 0 | 119
0 | 311044-Pipe Insulation - Medium pressure steam >15 psi >= 1" pipe |  | 10 | Misc._Commercial | DHW HtPmp | 0 |  |  |  |  | 16.57 | 3 | 0 | 0 | 0 | 13.57 | 0 |  | kW | 0 | 4.977 | Commercial |  | Annual | [5 empty] | 20 | 0.96 |  |  |  | 0 | 0 | 135 | 0 | 0 | 0 | 0 | 0 | 0 | 0 | 0 | 0 | 2006 Qtr 1: 0; 2006 Qtr 2: 0; 2006 Qtr 3: 0; 2006 Qtr 4: 0; 2007 Qtr 1: 0; 2007 Qtr 2: 0; 2007 Qtr 3: 0; 2007 Qtr 4: 135; 2008 Qtr 1: 0; 2008 Qtr 2: 0; 2008 Qtr 3: 0; 2008 Qtr 4: 0 | 135
0 | 311044-Pipe Insulation - Medium pressure steam >15 psi >= 1" pipe |  | 9 | Misc._Commercial | DHW HtPmp | 0 |  |  |  |  | 16.57 | 3 | 0 | 0 | 0 | 13.57 | 0 |  | kW | 0 | 4.977 | Commercial |  | Annual | [5 empty] | 20 | 0.96 |  |  |  | 0 | 0 | 210 | 0 | 0 | 0 | 0 | 0 | 0 | 0 | 0 | 0 | 2006 Qtr 1: 0; 2006 Qtr 2: 0; 2006 Qtr 3: 0; 2006 Qtr 4: 0; 2007 Qtr 1: 0; 2007 Qtr 2: 0; 2007 Qtr 3: 0; 2007 Qtr 4: 210; 2008 Qtr 1: 0; 2008 Qtr 2: 0; 2008 Qtr 3: 0; 2008 Qtr 4: 0 | 210
0 | 311044-Pipe Insulation - Medium pressure steam >15 psi >= 1" pipe |  | 10 | Misc._Commercial | DHW HtPmp | 0 |  |  |  |  | 16.57 | 3 | 0 | 0 | 0 | 13.57 | 0 |  | kW | 0 | 4.977 | Commercial |  | Annual | [5 empty] | 20 | 0.96 |  |  |  | 0 | 0 | 18 | 0 | 0 | 0 | 0 | 0 | 0 | 0 | 0 | 0 | 2006 Qtr 1: 0; 2006 Qtr 2: 0; 2006 Qtr 3: 0; 2006 Qtr 4: 0; 2007 Qtr 1: 0; 2007 Qtr 2: 0; 2007 Qtr 3: 0; 2007 Qtr 4: 18; 2008 Qtr 1: 0; 2008 Qtr 2: 0; 2008 Qtr 3: 0; 2008 Qtr 4: 0 | 18
0 | 311044-Pipe Insulation - Medium pressure steam >15 psi >= 1" pipe |  | 9 | Misc._Commercial | DHW HtPmp | 0 |  |  |  |  | 16.57 | 3 | 0 | 0 | 0 | 13.57 | 0 |  | kW | 0 | 4.977 | Commercial |  | Annual | [5 empty] | 20 | 0.96 |  |  |  | 0 | 0 | 380 | 0 | 0 | 0 | 0 | 0 | 0 | 0 | 0 | 0 | 2006 Qtr 1: 0; 2006 Qtr 2: 0; 2006 Qtr 3: 0; 2006 Qtr 4: 0; 2007 Qtr 1: 0; 2007 Qtr 2: 0; 2007 Qtr 3: 0; 2007 Qtr 4: 380; 2008 Qtr 1: 0; 2008 Qtr 2: 0; 2008 Qtr 3: 0; 2008 Qtr 4: 0 | 380
0 | 311044-Pipe Insulation - Medium pressure steam >15 psi >= 1" pipe |  | 8 | Misc._Commercial | DHW HtPmp | 0 |  |  |  |  | 16.57 | 3 | 0 | 0 | 0 | 13.57 | 0 |  | kW | 0 | 4.977 | Commercial |  | Annual | [5 empty] | 20 | 0.96 |  |  |  | 0 | 0 | 69 | 0 | 0 | 0 | 0 | 0 | 0 | 0 | 0 | 0 | 2006 Qtr 1: 0; 2006 Qtr 2: 0; 2006 Qtr 3: 0; 2006 Qtr 4: 0; 2007 Qtr 1: 0; 2007 Qtr 2: 0; 2007 Qtr 3: 0; 2007 Qtr 4: 69; 2008 Qtr 1: 0; 2008 Qtr 2: 0; 2008 Qtr 3: 0; 2008 Qtr 4: 0 | 69
0 | 311044-Pipe Insulation - Medium pressure steam >15 psi >= 1" pipe |  | 9 | Misc._Commercial | DHW HtPmp | 0 |  |  |  |  | 16.57 | 3 | 0 | 0 | 0 | 13.57 | 0 |  | kW | 0 | 4.977 | Commercial |  | Annual | [5 empty] | 20 | 0.96 |  |  |  | 0 | 0 | 129 | 0 | 0 | 0 | 0 | 0 | 0 | 0 | 0 | 0 | 2006 Qtr 1: 0; 2006 Qtr 2: 0; 2006 Qtr 3: 0; 2006 Qtr 4: 0; 2007 Qtr 1: 0; 2007 Qtr 2: 0; 2007 Qtr 3: 0; 2007 Qtr 4: 129; 2008 Qtr 1: 0; 2008 Qtr 2: 0; 2008 Qtr 3: 0; 2008 Qtr 4: 0 | 129
0 | 311044-Pipe Insulation - Medium pressure steam >15 psi >= 1" pipe |  | 10 | Misc._Commercial | DHW HtPmp | 0 |  |  |  |  | 16.57 | 3 | 0 | 0 | 0 | 13.57 | 0 |  | kW | 0 | 4.977 | Commercial |  | Annual | [5 empty] | 20 | 0.96 |  |  |  | 0 | 0 | 8 | 0 | 0 | 0 | 0 | 0 | 0 | 0 | 0 | 0 | 2006 Qtr 1: 0; 2006 Qtr 2: 0; 2006 Qtr 3: 0; 2006 Qtr 4: 0; 2007 Qtr 1: 0; 2007 Qtr 2: 0; 2007 Qtr 3: 0; 2007 Qtr 4: 8; 2008 Qtr 1: 0; 2008 Qtr 2: 0; 2008 Qtr 3: 0; 2008 Qtr 4: 0 | 8
0 | 311044-Pipe Insulation - Medium pressure steam >15 psi >= 1" pipe |  | 10 | Misc._Commercial | DHW HtPmp | 0 |  |  |  |  | 16.57 | 3 | 0 | 0 | 0 | 13.57 | 0 |  | kW | 0 | 4.977 | Commercial |  | Annual | [5 empty] | 20 | 0.96 |  |  |  | 0 | 0 | 36 | 0 | 0 | 0 | 0 | 0 | 0 | 0 | 0 | 0 | 2006 Qtr 1: 0; 2006 Qtr 2: 0; 2006 Qtr 3: 0; 2006 Qtr 4: 0; 2007 Qtr 1: 0; 2007 Qtr 2: 0; 2007 Qtr 3: 0; 2007 Qtr 4: 36; 2008 Qtr 1: 0; 2008 Qtr 2: 0; 2008 Qtr 3: 0; 2008 Qtr 4: 0 | 36
0 | 311044-Pipe Insulation - Medium pressure steam >15 psi >= 1" pipe |  | 6 | Misc._Commercial | DHW HtPmp | 0 |  |  |  |  | 16.57 | 3 | 0 | 0 | 0 | 13.57 | 0 |  | kW | 0 | 4.977 | Commercial |  | Annual | [5 empty] | 20 | 0.96 |  |  |  | 0 | 0 | 87 | 0 | 0 | 0 | 0 | 0 | 0 | 0 | 0 | 0 | 2006 Qtr 1: 0; 2006 Qtr 2: 0; 2006 Qtr 3: 0; 2006 Qtr 4: 0; 2007 Qtr 1: 0; 2007 Qtr 2: 0; 2007 Qtr 3: 0; 2007 Qtr 4: 87; 2008 Qtr 1: 0; 2008 Qtr 2: 0; 2008 Qtr 3: 0; 2008 Qtr 4: 0 | 87
0 | 311044-Pipe Insulation - Medium pressure steam >15 psi >= 1" pipe |  | 8 | Misc._Commercial | DHW HtPmp | 0 |  |  |  |  | 16.57 | 2.1 | 0 | 0 | 0 | 14.47 | 0 |  | kW | 0 | 4.977 | Commercial |  | Annual | [5 empty] | 20 | 0.96 |  |  |  | 0 | 0 | 252 | 0 | 0 | 0 | 0 | 0 | 0 | 0 | 0 | 0 | 2006 Qtr 1: 0; 2006 Qtr 2: 0; 2006 Qtr 3: 0; 2006 Qtr 4: 0; 2007 Qtr 1: 0; 2007 Qtr 2: 0; 2007 Qtr 3: 0; 2007 Qtr 4: 252; 2008 Qtr 1: 0; 2008 Qtr 2: 0; 2008 Qtr 3: 0; 2008 Qtr 4: 0 | 252
0 | 311044-Pipe Insulation - Medium pressure steam >15 psi >= 1" pipe |  | 10 | Misc._Commercial | DHW HtPmp | 0 |  |  |  |  | 16.57 | 3 | 0 | 0 | 0 | 13.57 | 0 |  | kW | 0 | 4.977 | Commercial |  | Annual | [5 empty] | 20 | 0.96 |  |  |  | 0 | 0 | 117 | 0 | 0 | 0 | 0 | 0 | 0 | 0 | 0 | 0 | 2006 Qtr 1: 0; 2006 Qtr 2: 0; 2006 Qtr 3: 0; 2006 Qtr 4: 0; 2007 Qtr 1: 0; 2007 Qtr 2: 0; 2007 Qtr 3: 0; 2007 Qtr 4: 117; 2008 Qtr 1: 0; 2008 Qtr 2: 0; 2008 Qtr 3: 0; 2008 Qtr 4: 0 | 117
0 | 311044-Pipe Insulation - Medium pressure steam >15 psi >= 1" pipe |  | 10 | Misc._Commercial | DHW HtPmp | 0 |  |  |  |  | 16.57 | 3 | 0 | 0 | 0 | 13.57 | 0 |  | kW | 0 | 4.977 | Commercial |  | Annual | [5 empty] | 20 | 0.96 |  |  |  | 0 | 0 | 156 | 0 | 0 | 0 | 0 | 0 | 0 | 0 | 0 | 0 | 2006 Qtr 1: 0; 2006 Qtr 2: 0; 2006 Qtr 3: 0; 2006 Qtr 4: 0; 2007 Qtr 1: 0; 2007 Qtr 2: 0; 2007 Qtr 3: 0; 2007 Qtr 4: 156; 2008 Qtr 1: 0; 2008 Qtr 2: 0; 2008 Qtr 3: 0; 2008 Qtr 4: 0 | 156
0 | 311044-Pipe Insulation - Medium pressure steam >15 psi >= 1" pipe |  | 8 | Misc._Commercial | DHW HtPmp | 0 |  |  |  |  | 16.57 | 3 | 0 | 0 | 0 | 13.57 | 0 |  | kW | 0 | 4.977 | Commercial |  | Annual | [5 empty] | 20 | 0.96 |  |  |  | 0 | 0 | 54 | 0 | 0 | 0 | 0 | 0 | 0 | 0 | 0 | 0 | 2006 Qtr 1: 0; 2006 Qtr 2: 0; 2006 Qtr 3: 0; 2006 Qtr 4: 0; 2007 Qtr 1: 0; 2007 Qtr 2: 0; 2007 Qtr 3: 0; 2007 Qtr 4: 54; 2008 Qtr 1: 0; 2008 Qtr 2: 0; 2008 Qtr 3: 0; 2008 Qtr 4: 0 | 54
0 | 311044-Pipe Insulation - Medium pressure steam >15 psi >= 1" pipe |  | 9 | Misc._Commercial | DHW HtPmp | 0 |  |  |  |  | 16.57 | 3 | 0 | 0 | 0 | 13.57 | 0 |  | kW | 0 | 4.977 | Commercial |  | Annual | [5 empty] | 20 | 0.96 |  |  |  | 0 | 0 | 84 | 0 | 0 | 0 | 0 | 0 | 0 | 0 | 0 | 0 | 2006 Qtr 1: 0; 2006 Qtr 2: 0; 2006 Qtr 3: 0; 2006 Qtr 4: 0; 2007 Qtr 1: 0; 2007 Qtr 2: 0; 2007 Qtr 3: 0; 2007 Qtr 4: 84; 2008 Qtr 1: 0; 2008 Qtr 2: 0; 2008 Qtr 3: 0; 2008 Qtr 4: 0 | 84
0 | 311044-Pipe Insulation - Medium pressure steam >15 psi >= 1" pipe |  | 9 | Misc._Commercial | DHW HtPmp | 0 |  |  |  |  | 16.57 | 3 | 0 | 0 | 0 | 13.57 | 0 |  | kW | 0 | 4.977 | Commercial |  | Annual | [5 empty] | 20 | 0.96 |  |  |  | 0 | 0 | 42 | 0 | 0 | 0 | 0 | 0 | 0 | 0 | 0 | 0 | 2006 Qtr 1: 0; 2006 Qtr 2: 0; 2006 Qtr 3: 0; 2006 Qtr 4: 0; 2007 Qtr 1: 0; 2007 Qtr 2: 0; 2007 Qtr 3: 0; 2007 Qtr 4: 42; 2008 Qtr 1: 0; 2008 Qtr 2: 0; 2008 Qtr 3: 0; 2008 Qtr 4: 0 | 42
0 | 311044-Pipe Insulation - Medium pressure steam >15 psi >= 1" pipe |  | 10 | Misc._Commercial | DHW HtPmp | 0 |  |  |  |  | 16.57 | 3 | 0 | 0 | 0 | 13.57 | 0 |  | kW | 0 | 4.977 | Commercial |  | Annual | [5 empty] | 20 | 0.96 |  |  |  | 0 | 0 | 105 | 0 | 0 | 0 | 0 | 0 | 0 | 0 | 0 | 0 | 2006 Qtr 1: 0; 2006 Qtr 2: 0; 2006 Qtr 3: 0; 2006 Qtr 4: 0; 2007 Qtr 1: 0; 2007 Qtr 2: 0; 2007 Qtr 3: 0; 2007 Qtr 4: 105; 2008 Qtr 1: 0; 2008 Qtr 2: 0; 2008 Qtr 3: 0; 2008 Qtr 4: 0 | 105
0 | 311044-Pipe Insulation - Medium pressure steam >15 psi >= 1" pipe |  | 8 | Misc._Commercial | DHW HtPmp | 0 |  |  |  |  | 16.57 | 3 | 0 | 0 | 0 | 13.57 | 0 |  | kW | 0 | 4.977 | Commercial |  | Annual | [5 empty] | 20 | 0.96 |  |  |  | 0 | 0 | 60 | 0 | 0 | 0 | 0 | 0 | 0 | 0 | 0 | 0 | 2006 Qtr 1: 0; 2006 Qtr 2: 0; 2006 Qtr 3: 0; 2006 Qtr 4: 0; 2007 Qtr 1: 0; 2007 Qtr 2: 0; 2007 Qtr 3: 0; 2007 Qtr 4: 60; 2008 Qtr 1: 0; 2008 Qtr 2: 0; 2008 Qtr 3: 0; 2008 Qtr 4: 0 | 60
0 | 311044-Pipe Insulation - Medium pressure steam >15 psi >= 1" pipe |  | 9 | Misc._Commercial | DHW HtPmp | 0 |  |  |  |  | 16.57 | 3 | 0 | 0 | 0 | 13.57 | 0 |  | kW | 0 | 4.977 | Commercial |  | Annual | [5 empty] | 20 | 0.96 |  |  |  | 0 | 0 | 141 | 0 | 0 | 0 | 0 | 0 | 0 | 0 | 0 | 0 | 2006 Qtr 1: 0; 2006 Qtr 2: 0; 2006 Qtr 3: 0; 2006 Qtr 4: 0; 2007 Qtr 1: 0; 2007 Qtr 2: 0; 2007 Qtr 3: 0; 2007 Qtr 4: 141; 2008 Qtr 1: 0; 2008 Qtr 2: 0; 2008 Qtr 3: 0; 2008 Qtr 4: 0 | 141
0 | 311044-Pipe Insulation - Medium pressure steam >15 psi >= 1" pipe |  | 9 | Misc._Commercial | DHW HtPmp | 0 |  |  |  |  | 16.57 | 3 | 0 | 0 | 0 | 13.57 | 0 |  | kW | 0 | 4.977 | Commercial |  | Annual | [5 empty] | 20 | 0.96 |  |  |  | 0 | 0 | 72 | 0 | 0 | 0 | 0 | 0 | 0 | 0 | 0 | 0 | 2006 Qtr 1: 0; 2006 Qtr 2: 0; 2006 Qtr 3: 0; 2006 Qtr 4: 0; 2007 Qtr 1: 0; 2007 Qtr 2: 0; 2007 Qtr 3: 0; 2007 Qtr 4: 72; 2008 Qtr 1: 0; 2008 Qtr 2: 0; 2008 Qtr 3: 0; 2008 Qtr 4: 0 | 72
0 | 311044-Pipe Insulation - Medium pressure steam >15 psi >= 1" pipe |  | 9 | Misc._Commercial | DHW HtPmp | 0 |  |  |  |  | 16.57 | 3 | 0 | 0 | 0 | 13.57 | 0 |  | kW | 0 | 4.977 | Commercial |  | Annual | [5 empty] | 20 | 0.96 |  |  |  | 0 | 0 | 96 | 0 | 0 | 0 | 0 | 0 | 0 | 0 | 0 | 0 | 2006 Qtr 1: 0; 2006 Qtr 2: 0; 2006 Qtr 3: 0; 2006 Qtr 4: 0; 2007 Qtr 1: 0; 2007 Qtr 2: 0; 2007 Qtr 3: 0; 2007 Qtr 4: 96; 2008 Qtr 1: 0; 2008 Qtr 2: 0; 2008 Qtr 3: 0; 2008 Qtr 4: 0 | 96
0 | 311044-Pipe Insulation - Medium pressure steam >15 psi >= 1" pipe |  | 9 | Misc._Commercial | DHW HtPmp | 0 |  |  |  |  | 16.57 | 3 | 0 | 0 | 0 | 13.57 | 0 |  | kW | 0 | 4.977 | Commercial |  | Annual | [5 empty] | 20 | 0.96 |  |  |  | 0 | 0 | 99 | 0 | 0 | 0 | 0 | 0 | 0 | 0 | 0 | 0 | 2006 Qtr 1: 0; 2006 Qtr 2: 0; 2006 Qtr 3: 0; 2006 Qtr 4: 0; 2007 Qtr 1: 0; 2007 Qtr 2: 0; 2007 Qtr 3: 0; 2007 Qtr 4: 99; 2008 Qtr 1: 0; 2008 Qtr 2: 0; 2008 Qtr 3: 0; 2008 Qtr 4: 0 | 99
0 | 311044-Pipe Insulation - Medium pressure steam >15 psi >= 1" pipe |  | 6 | Misc._Commercial | DHW HtPmp | 0 |  |  |  |  | 16.57 | 3 | 0 | 0 | 0 | 13.57 | 0 |  | kW | 0 | 4.977 | Commercial |  | Annual | [5 empty] | 20 | 0.96 |  |  |  | 0 | 0 | 84 | 0 | 0 | 0 | 0 | 0 | 0 | 0 | 0 | 0 | 2006 Qtr 1: 0; 2006 Qtr 2: 0; 2006 Qtr 3: 0; 2006 Qtr 4: 0; 2007 Qtr 1: 0; 2007 Qtr 2: 0; 2007 Qtr 3: 0; 2007 Qtr 4: 84; 2008 Qtr 1: 0; 2008 Qtr 2: 0; 2008 Qtr 3: 0; 2008 Qtr 4: 0 | 84
0 | 311044-Pipe Insulation - Medium pressure steam >15 psi >= 1" pipe |  | 9 | Misc._Commercial | DHW HtPmp | 0 |  |  |  |  | 16.57 | 3 | 0 | 0 | 0 | 13.57 | 0 |  | kW | 0 | 4.977 | Commercial |  | Annual | [5 empty] | 20 | 0.96 |  |  |  | 0 | 0 | 36 | 0 | 0 | 0 | 0 | 0 | 0 | 0 | 0 | 0 | 2006 Qtr 1: 0; 2006 Qtr 2: 0; 2006 Qtr 3: 0; 2006 Qtr 4: 0; 2007 Qtr 1: 0; 2007 Qtr 2: 0; 2007 Qtr 3: 0; 2007 Qtr 4: 36; 2008 Qtr 1: 0; 2008 Qtr 2: 0; 2008 Qtr 3: 0; 2008 Qtr 4: 0 | 36
0 | 311044-Pipe Insulation - Medium pressure steam >15 psi >= 1" pipe |  | 9 | Misc._Commercial | DHW HtPmp | 0 |  |  |  |  | 16.57 | 3 | 0 | 0 | 0 | 13.57 | 0 |  | kW | 0 | 4.977 | Commercial |  | Annual | [5 empty] | 20 | 0.96 |  |  |  | 0 | 0 | 70 | 0 | 0 | 0 | 0 | 0 | 0 | 0 | 0 | 0 | 2006 Qtr 1: 0; 2006 Qtr 2: 0; 2006 Qtr 3: 0; 2006 Qtr 4: 0; 2007 Qtr 1: 0; 2007 Qtr 2: 0; 2007 Qtr 3: 0; 2007 Qtr 4: 70; 2008 Qtr 1: 0; 2008 Qtr 2: 0; 2008 Qtr 3: 0; 2008 Qtr 4: 0 | 70
0 | 311044-Pipe Insulation - Medium pressure steam >15 psi >= 1" pipe |  | 8 | Misc._Commercial | DHW HtPmp | 0 |  |  |  |  | 16.57 | 2.56 | 0 | 0 | 0 | 14.01 | 0 |  | kW | 0 | 4.977 | Commercial |  | Annual | [5 empty] | 20 | 0.96 |  |  |  | 0 | 0 | 102 | 0 | 0 | 0 | 0 | 0 | 0 | 0 | 0 | 0 | 2006 Qtr 1: 0; 2006 Qtr 2: 0; 2006 Qtr 3: 0; 2006 Qtr 4: 0; 2007 Qtr 1: 0; 2007 Qtr 2: 0; 2007 Qtr 3: 0; 2007 Qtr 4: 102; 2008 Qtr 1: 0; 2008 Qtr 2: 0; 2008 Qtr 3: 0; 2008 Qtr 4: 0 | 102
0 | 311044-Pipe Insulation - Medium pressure steam >15 psi >= 1" pipe |  | 6 | Misc._Commercial | DHW HtPmp | 0 |  |  |  |  | 16.57 | 1.2467 | 0 | 0 | 0 | 15.3233 | 0 |  | kW | 0 | 4.977 | Commercial |  | Annual | [5 empty] | 20 | 0.96 |  |  |  | 0 | 0 | 60 | 0 | 0 | 0 | 0 | 0 | 0 | 0 | 0 | 0 | 2006 Qtr 1: 0; 2006 Qtr 2: 0; 2006 Qtr 3: 0; 2006 Qtr 4: 0; 2007 Qtr 1: 0; 2007 Qtr 2: 0; 2007 Qtr 3: 0; 2007 Qtr 4: 60; 2008 Qtr 1: 0; 2008 Qtr 2: 0; 2008 Qtr 3: 0; 2008 Qtr 4: 0 | 60
0 | 311044-Pipe Insulation - Medium pressure steam >15 psi >= 1" pipe |  | 8 | Misc._Commercial | DHW HtPmp | 0 |  |  |  |  | 16.57 | 3 | 0 | 0 | 0 | 13.57 | 0 |  | kW | 0 | 4.977 | Commercial |  | Annual | [5 empty] | 20 | 0.96 |  |  |  | 0 | 0 | 365 | 0 | 0 | 0 | 0 | 0 | 0 | 0 | 0 | 0 | 2006 Qtr 1: 0; 2006 Qtr 2: 0; 2006 Qtr 3: 0; 2006 Qtr 4: 0; 2007 Qtr 1: 0; 2007 Qtr 2: 0; 2007 Qtr 3: 0; 2007 Qtr 4: 365; 2008 Qtr 1: 0; 2008 Qtr 2: 0; 2008 Qtr 3: 0; 2008 Qtr 4: 0 | 365
0 | 311044-Pipe Insulation - Medium pressure steam >15 psi >= 1" pipe |  | 8 | Misc._Commercial | DHW HtPmp | 0 |  |  |  |  | 16.57 | 3 | 0 | 0 | 0 | 13.57 | 0 |  | kW | 0 | 4.977 | Commercial |  | Annual | [5 empty] | 20 | 0.96 |  |  |  | 0 | 0 | 48 | 0 | 0 | 0 | 0 | 0 | 0 | 0 | 0 | 0 | 2006 Qtr 1: 0; 2006 Qtr 2: 0; 2006 Qtr 3: 0; 2006 Qtr 4: 0; 2007 Qtr 1: 0; 2007 Qtr 2: 0; 2007 Qtr 3: 0; 2007 Qtr 4: 48; 2008 Qtr 1: 0; 2008 Qtr 2: 0; 2008 Qtr 3: 0; 2008 Qtr 4: 0 | 48
0 | 311044-Pipe Insulation - Medium pressure steam >15 psi >= 1" pipe |  | 8 | Misc._Commercial | DHW HtPmp | 0 |  |  |  |  | 16.57 | 3 | 0 | 0 | 0 | 13.57 | 0 |  | kW | 0 | 4.977 | Commercial |  | Annual | [5 empty] | 20 | 0.96 |  |  |  | 0 | 0 | 105 | 0 | 0 | 0 | 0 | 0 | 0 | 0 | 0 | 0 | 2006 Qtr 1: 0; 2006 Qtr 2: 0; 2006 Qtr 3: 0; 2006 Qtr 4: 0; 2007 Qtr 1: 0; 2007 Qtr 2: 0; 2007 Qtr 3: 0; 2007 Qtr 4: 105; 2008 Qtr 1: 0; 2008 Qtr 2: 0; 2008 Qtr 3: 0; 2008 Qtr 4: 0 | 105
0 | 311044-Pipe Insulation - Medium pressure steam >15 psi >= 1" pipe |  | 8 | Misc._Commercial | DHW HtPmp | 0 |  |  |  |  | 16.57 | 3 | 0 | 0 | 0 | 13.57 | 0 |  | kW | 0 | 4.977 | Commercial |  | Annual | [5 empty] | 20 | 0.96 |  |  |  | 0 | 0 | 68 | 0 | 0 | 0 | 0 | 0 | 0 | 0 | 0 | 0 | 2006 Qtr 1: 0; 2006 Qtr 2: 0; 2006 Qtr 3: 0; 2006 Qtr 4: 0; 2007 Qtr 1: 0; 2007 Qtr 2: 0; 2007 Qtr 3: 0; 2007 Qtr 4: 68; 2008 Qtr 1: 0; 2008 Qtr 2: 0; 2008 Qtr 3: 0; 2008 Qtr 4: 0 | 68
0 | 311044-Pipe Insulation - Medium pressure steam >15 psi >= 1" pipe |  | 9 | Misc._Commercial | DHW HtPmp | 0 |  |  |  |  | 16.57 | 3 | 0 | 0 | 0 | 13.57 | 0 |  | kW | 0 | 4.977 | Commercial |  | Annual | [5 empty] | 20 | 0.96 |  |  |  | 0 | 0 | 12 | 0 | 0 | 0 | 0 | 0 | 0 | 0 | 0 | 0 | 2006 Qtr 1: 0; 2006 Qtr 2: 0; 2006 Qtr 3: 0; 2006 Qtr 4: 0; 2007 Qtr 1: 0; 2007 Qtr 2: 0; 2007 Qtr 3: 0; 2007 Qtr 4: 12; 2008 Qtr 1: 0; 2008 Qtr 2: 0; 2008 Qtr 3: 0; 2008 Qtr 4: 0 | 12
0 | 311044-Pipe Insulation - Medium pressure steam >15 psi >= 1" pipe |  | 8 | Misc._Commercial | DHW HtPmp | 0 |  |  |  |  | 16.57 | 3 | 0 | 0 | 0 | 13.57 | 0 |  | kW | 0 | 4.977 | Commercial |  | Annual | [5 empty] | 20 | 0.96 |  |  |  | 0 | 0 | 93 | 0 | 0 | 0 | 0 | 0 | 0 | 0 | 0 | 0 | 2006 Qtr 1: 0; 2006 Qtr 2: 0; 2006 Qtr 3: 0; 2006 Qtr 4: 0; 2007 Qtr 1: 0; 2007 Qtr 2: 0; 2007 Qtr 3: 0; 2007 Qtr 4: 93; 2008 Qtr 1: 0; 2008 Qtr 2: 0; 2008 Qtr 3: 0; 2008 Qtr 4: 0 | 93
0 | 311044-Pipe Insulation - Medium pressure steam >15 psi >= 1" pipe |  | 8 | Misc._Commercial | DHW HtPmp | 0 |  |  |  |  | 16.57 | 3 | 0 | 0 | 0 | 13.57 | 0 |  | kW | 0 | 4.977 | Commercial |  | Annual | [5 empty] | 20 | 0.96 |  |  |  | 0 | 0 | 101 | 0 | 0 | 0 | 0 | 0 | 0 | 0 | 0 | 0 | 2006 Qtr 1: 0; 2006 Qtr 2: 0; 2006 Qtr 3: 0; 2006 Qtr 4: 0; 2007 Qtr 1: 0; 2007 Qtr 2: 0; 2007 Qtr 3: 0; 2007 Qtr 4: 101; 2008 Qtr 1: 0; 2008 Qtr 2: 0; 2008 Qtr 3: 0; 2008 Qtr 4: 0 | 101
0 | 311044-Pipe Insulation - Medium pressure steam >15 psi >= 1" pipe |  | 8 | Misc._Commercial | DHW HtPmp | 0 |  |  |  |  | 16.57 | 3 | 0 | 0 | 0 | 13.57 | 0 |  | kW | 0 | 4.977 | Commercial |  | Annual | [5 empty] | 20 | 0.96 |  |  |  | 0 | 0 | 10 | 0 | 0 | 0 | 0 | 0 | 0 | 0 | 0 | 0 | 2006 Qtr 1: 0; 2006 Qtr 2: 0; 2006 Qtr 3: 0; 2006 Qtr 4: 0; 2007 Qtr 1: 0; 2007 Qtr 2: 0; 2007 Qtr 3: 0; 2007 Qtr 4: 10; 2008 Qtr 1: 0; 2008 Qtr 2: 0; 2008 Qtr 3: 0; 2008 Qtr 4: 0 | 10
0 | 311044-Pipe Insulation - Medium pressure steam >15 psi >= 1" pipe |  | 8 | Misc._Commercial | DHW HtPmp | 0 |  |  |  |  | 16.57 | 3 | 0 | 0 | 0 | 13.57 | 0 |  | kW | 0 | 4.977 | Commercial |  | Annual | [5 empty] | 20 | 0.96 |  |  |  | 0 | 0 | 82 | 0 | 0 | 0 | 0 | 0 | 0 | 0 | 0 | 0 | 2006 Qtr 1: 0; 2006 Qtr 2: 0; 2006 Qtr 3: 0; 2006 Qtr 4: 0; 2007 Qtr 1: 0; 2007 Qtr 2: 0; 2007 Qtr 3: 0; 2007 Qtr 4: 82; 2008 Qtr 1: 0; 2008 Qtr 2: 0; 2008 Qtr 3: 0; 2008 Qtr 4: 0 | 82
0 | 311044-Pipe Insulation - Medium pressure steam >15 psi >= 1" pipe |  | 10 | Misc._Commercial | DHW HtPmp | 0 |  |  |  |  | 16.57 | 3 | 0 | 0 | 0 | 13.57 | 0 |  | kW | 0 | 4.977 | Commercial |  | Annual | [5 empty] | 20 | 0.96 |  |  |  | 0 | 0 | 60 | 0 | 0 | 0 | 0 | 0 | 0 | 0 | 0 | 0 | 2006 Qtr 1: 0; 2006 Qtr 2: 0; 2006 Qtr 3: 0; 2006 Qtr 4: 0; 2007 Qtr 1: 0; 2007 Qtr 2: 0; 2007 Qtr 3: 0; 2007 Qtr 4: 60; 2008 Qtr 1: 0; 2008 Qtr 2: 0; 2008 Qtr 3: 0; 2008 Qtr 4: 0 | 60
0 | 311044-Pipe Insulation - Medium pressure steam >15 psi >= 1" pipe |  | 9 | Misc._Commercial | DHW HtPmp | 0 |  |  |  |  | 16.57 | 3 | 0 | 0 | 0 | 13.57 | 0 |  | kW | 0 | 4.977 | Commercial |  | Annual | [5 empty] | 20 | 0.96 |  |  |  | 0 | 0 | 186 | 0 | 0 | 0 | 0 | 0 | 0 | 0 | 0 | 0 | 2006 Qtr 1: 0; 2006 Qtr 2: 0; 2006 Qtr 3: 0; 2006 Qtr 4: 0; 2007 Qtr 1: 0; 2007 Qtr 2: 0; 2007 Qtr 3: 0; 2007 Qtr 4: 186; 2008 Qtr 1: 0; 2008 Qtr 2: 0; 2008 Qtr 3: 0; 2008 Qtr 4: 0 | 186
0 | 311044-Pipe Insulation - Medium pressure steam >15 psi >= 1" pipe |  | 8 | Misc._Commercial | DHW HtPmp | 0 |  |  |  |  | 16.57 | 3 | 0 | 0 | 0 | 13.57 | 0 |  | kW | 0 | 4.977 | Commercial |  | Annual | [5 empty] | 20 | 0.96 |  |  |  | 0 | 0 | 112 | 0 | 0 | 0 | 0 | 0 | 0 | 0 | 0 | 0 | 2006 Qtr 1: 0; 2006 Qtr 2: 0; 2006 Qtr 3: 0; 2006 Qtr 4: 0; 2007 Qtr 1: 0; 2007 Qtr 2: 0; 2007 Qtr 3: 0; 2007 Qtr 4: 112; 2008 Qtr 1: 0; 2008 Qtr 2: 0; 2008 Qtr 3: 0; 2008 Qtr 4: 0 | 112
0 | 311044-Pipe Insulation - Medium pressure steam >15 psi >= 1" pipe |  | 8 | Misc._Commercial | DHW HtPmp | 0 |  |  |  |  | 16.57 | 3 | 0 | 0 | 0 | 13.57 | 0 |  | kW | 0 | 4.977 | Commercial |  | Annual | [5 empty] | 20 | 0.96 |  |  |  | 0 | 0 | 116 | 0 | 0 | 0 | 0 | 0 | 0 | 0 | 0 | 0 | 2006 Qtr 1: 0; 2006 Qtr 2: 0; 2006 Qtr 3: 0; 2006 Qtr 4: 0; 2007 Qtr 1: 0; 2007 Qtr 2: 0; 2007 Qtr 3: 0; 2007 Qtr 4: 116; 2008 Qtr 1: 0; 2008 Qtr 2: 0; 2008 Qtr 3: 0; 2008 Qtr 4: 0 | 116
0 | 311044-Pipe Insulation - Medium pressure steam >15 psi >= 1" pipe |  | 8 | Misc._Commercial | DHW HtPmp | 0 |  |  |  |  | 16.57 | 3 | 0 | 0 | 0 | 13.57 | 0 |  | kW | 0 | 4.977 | Commercial |  | Annual | [5 empty] | 20 | 0.96 |  |  |  | 0 | 0 | 24 | 0 | 0 | 0 | 0 | 0 | 0 | 0 | 0 | 0 | 2006 Qtr 1: 0; 2006 Qtr 2: 0; 2006 Qtr 3: 0; 2006 Qtr 4: 0; 2007 Qtr 1: 0; 2007 Qtr 2: 0; 2007 Qtr 3: 0; 2007 Qtr 4: 24; 2008 Qtr 1: 0; 2008 Qtr 2: 0; 2008 Qtr 3: 0; 2008 Qtr 4: 0 | 24
0 | 311044-Pipe Insulation - Medium pressure steam >15 psi >= 1" pipe |  | 8 | Misc._Commercial | DHW HtPmp | 0 |  |  |  |  | 16.57 | 3 | 0 | 0 | 0 | 13.57 | 0 |  | kW | 0 | 4.977 | Commercial |  | Annual | [5 empty] | 20 | 0.96 |  |  |  | 0 | 0 | 62 | 0 | 0 | 0 | 0 | 0 | 0 | 0 | 0 | 0 | 2006 Qtr 1: 0; 2006 Qtr 2: 0; 2006 Qtr 3: 0; 2006 Qtr 4: 0; 2007 Qtr 1: 0; 2007 Qtr 2: 0; 2007 Qtr 3: 0; 2007 Qtr 4: 62; 2008 Qtr 1: 0; 2008 Qtr 2: 0; 2008 Qtr 3: 0; 2008 Qtr 4: 0 | 62
0 | 311044-Pipe Insulation - Medium pressure steam >15 psi >= 1" pipe |  | 8 | Misc._Commercial | DHW HtPmp | 0 |  |  |  |  | 16.57 | 3 | 0 | 0 | 0 | 13.57 | 0 |  | kW | 0 | 4.977 | Commercial |  | Annual | [5 empty] | 20 | 0.96 |  |  |  | 0 | 0 | 98 | 0 | 0 | 0 | 0 | 0 | 0 | 0 | 0 | 0 | 2006 Qtr 1: 0; 2006 Qtr 2: 0; 2006 Qtr 3: 0; 2006 Qtr 4: 0; 2007 Qtr 1: 0; 2007 Qtr 2: 0; 2007 Qtr 3: 0; 2007 Qtr 4: 98; 2008 Qtr 1: 0; 2008 Qtr 2: 0; 2008 Qtr 3: 0; 2008 Qtr 4: 0 | 98
0 | 311044-Pipe Insulation - Medium pressure steam >15 psi >= 1" pipe |  | 8 | Misc._Commercial | DHW HtPmp | 0 |  |  |  |  | 16.57 | 3 | 0 | 0 | 0 | 13.57 | 0 |  | kW | 0 | 4.977 | Commercial |  | Annual | [5 empty] | 20 | 0.96 |  |  |  | 0 | 0 | 75 | 0 | 0 | 0 | 0 | 0 | 0 | 0 | 0 | 0 | 2006 Qtr 1: 0; 2006 Qtr 2: 0; 2006 Qtr 3: 0; 2006 Qtr 4: 0; 2007 Qtr 1: 0; 2007 Qtr 2: 0; 2007 Qtr 3: 0; 2007 Qtr 4: 75; 2008 Qtr 1: 0; 2008 Qtr 2: 0; 2008 Qtr 3: 0; 2008 Qtr 4: 0 | 75
0 | 311044-Pipe Insulation - Medium pressure steam >15 psi >= 1" pipe |  | 16 | Misc._Commercial | DHW HtPmp | 0 |  |  |  |  | 16.57 | 3 | 0 | 0 | 0 | 13.57 | 0 |  | kW | 0 | 4.977 | Commercial |  | Annual | [5 empty] | 20 | 0.96 |  |  |  | 0 | 0 | 270 | 0 | 0 | 0 | 0 | 0 | 0 | 0 | 0 | 0 | 2006 Qtr 1: 0; 2006 Qtr 2: 0; 2006 Qtr 3: 0; 2006 Qtr 4: 0; 2007 Qtr 1: 0; 2007 Qtr 2: 0; 2007 Qtr 3: 0; 2007 Qtr 4: 270; 2008 Qtr 1: 0; 2008 Qtr 2: 0; 2008 Qtr 3: 0; 2008 Qtr 4: 0 | 270
0 | 311044-Pipe Insulation - Medium pressure steam >15 psi >= 1" pipe |  | 8 | Misc._Commercial | DHW HtPmp | 0 |  |  |  |  | 16.57 | 3 | 0 | 0 | 0 | 13.57 | 0 |  | kW | 0 | 4.977 | Commercial |  | Annual | [5 empty] | 20 | 0.96 |  |  |  | 0 | 0 | 81 | 0 | 0 | 0 | 0 | 0 | 0 | 0 | 0 | 0 | 2006 Qtr 1: 0; 2006 Qtr 2: 0; 2006 Qtr 3: 0; 2006 Qtr 4: 0; 2007 Qtr 1: 0; 2007 Qtr 2: 0; 2007 Qtr 3: 0; 2007 Qtr 4: 81; 2008 Qtr 1: 0; 2008 Qtr 2: 0; 2008 Qtr 3: 0; 2008 Qtr 4: 0 | 81
Do NOT enter program data in this row or below. The Spreadsheet will not evaluate any such data. | bar: 2009 Qtr 1; 2011 Qtr 2 to 2011 Qtr 4; 2013 Qtr 2 to 2013 Qtr 4; 2015 Qtr 2 to 2015 Qtr 4
Lists of Dimensions and their Labels
|  |  | Climate Zones | Sectors |  |  | Measure Types for Measure Life | Measure Types for NTGR | Gas Sector | Gas Savings Profile | Combustor Type | [5 empty] | Sector Name | End Uses
|  |  | 6 | Residential |  |  | NONRESIDENTIAL MEASURES: |  | Residential | Summer Only | Large Boilers (>100 MMBtu/hr Heat Input):Uncontrolled | [5 empty] | Residential | AC_Cooling | HorizAxisClothesWasher | AC
|  |  | 8 | Retail |  |  | **************************************************************** | Appliance early retirement and replacement 0.80 | Commercial | Winter Only | Large Boilers (>100 MMBtu/hr Heat Input):Controlled Low NOx Burner | [5 empty] | Office | Lighting | >135K_Air_AC | >135K_Wtr_AC | IndoorLt
|  |  | 9 | Office |  |  | Ballast – Dimmable: NR - 11 | California Home Energy Efficiency Rating System (CHEERS) | Core | Annual | Large Boilers (>100 MMBtu/hr Heat Input):Controlled – Flue Gas Recirculation | [5 empty] | Retail | >135K_Air_AC | >135K_Wtr_AC | IndoorLt
|  |  | 10 | Misc._Commercial |  |  | Ballast – Electronic: NR - 11 | Residential Audits 0.72 |  |  | Small Boilers (<100 MMBtu/hr Heat Input):Uncontrolled | [5 empty] | Misc._Commercial | Economy_cycle | New_AC | New_HtPmp | Roof_insul | Wall_insul | Reduce_Cooling_Load | IndoorLt | Outdoor Lt | Outdoor Lt | DayLt & Controls | Perimter Lt Control | Pool HtPmp | DHW HtPmp | Refrigeration
|  |  | 13 | Not Used |  |  | Fluorescent Fixture – T8: C/I/A - 11 | Refrigerator Recycling 0.35 |  |  | Small Boilers (<100 MMBtu/hr Heat Input):Controlled Low NOx Burner
|  |  | 14 | Not Used |  |  | Fixture: T8 Lamp & Electronic Ballast: C/I/A - 11 | Freezer Recycling 0.54 |  |  | Small Boilers (<100 MMBtu/hr Heat Input):Controlled – Flue Gas Recirculation
|  |  | 15 | Not Used |  |  | T8 Fixtures – 17 Watt Lamp, 2ft or 32-watt Lamp, 4ft 11 | Residential Contractor Program 0.89 |  |  | Residential Furnaces (<0.3):Uncontrolled
|  |  | 16 |  |  |  | T8 Lamps: C/I/A - 5 | Emerging Technologies 0.83
|  |  | System |  |  |  | High Efficiency Lighting (HID): NR - 16 | All other residential programs 0.80
[7 empty] | High Output T5 Fixture: NR - 16 |  | Electric Rate | Gas Rate
[7 empty] | Indoor or Outdoor Lighting System Modification: NR - 13.5 | Advanced water heating systems 1.00 | Residential | 0
[7 empty] | Lighting Controls: NR - 16 | Agricultural and Dairy Incentives 0.75 | Commercial | Residential
[7 empty] | Daylighting Controls; NR - 16 | Coin Laundry and Dry Cleaner Education 0.70 | Not Used | Not Used
[7 empty] | Lighting Power Density: NR - 11 | Commercial and agricultural information, tools, or design assistance services | Not Used
[7 empty] | Exit Sign – CF Hardware Kit/LED/ Electro-Luminescent: NR - 16 | Comprehensive Space Conditioning 1.00 | Not Used
[7 empty] | Occupancy Sensor: NR - 8 | Lodging Education 0.70
[7 empty] | Photocell: NR - 8 | Express Efficiency (rebates) 0.96
[7 empty] | Time Clock – Lighting: NR - 8 | Energy Management Services, including audits (for small and medium customers)
[7 empty] | Induction Lamps: NR - 2 | Food Services Equipment Retrofit 1.00
[7 empty] | Induction Fixture: NR - 16 | Industrial Information and Services 0.74
[7 empty] | Delamp/reflectors: C/I - 11 | Large Standard Performance Contract 0.70
[7 empty] | Optical Reflectors- new construction: Ind, NRNC - 12 | All other nonresidential programs 0.80
[7 empty] | Optical Reflectors- retrofit: NR - 10 | New Construction
[7 empty] | HID fixture: Interior, >= 176 Watts lamp: Ind - 16 | Industrial and Agricultural Process 0.94
[7 empty] | HID fixture: Interior, 251-400 Watt lamp: Com - 16 | Industrial new construction incentives 0.62
[7 empty] | CFL Fixture: Pin based CFL fixture: Com - 12.0 | Savings by Design 0.82
[7 empty] | Screw-in CFL: Education - Primary School: NR - 5.6 | All other new construction programs 0.80
[7 empty] | Screw-in CFL: Education - Secondary School: NR - 3.5 | Codes and Standards
Screw-in CFL: Education - Community College: NR - 2.1
Screw-in CFL: Education - University: NR - 2.6
Screw-in CFL: Grocery: NR - 1.4
Screw-in CFL: Health/Medical - Hospital: NR - 0.9
Screw-in CFL: Health/Medical - Nursing Home: NR - 0.9
Screw-in CFL: Lodging - Hotel: NR - 0.9
Screw-in CFL: Lodging - Motel: NR - 0.9
Screw-in CFL: Lodging - Guest Rooms: NR - 7.0
Screw-in CFL: Manufacturing - Light Industrial: NR - 2.8
Screw-in CFL: Office - Large: NR - 2.9
Screw-in CFL: Office - Small: NR - 3.2
Screw-in CFL: Restaurant - Sit-Down: NR - 2.3
Screw-in CFL: Restaurant - Fast-Food: NR - 1.3
Screw-in CFL: Retail - 3-Story Large: NR - 1.9
Screw-in CFL: Retail - Single-Story Large: NR - 1.8
Screw-in CFL: Retail - Small: NR - 2.1
Screw-in CFL: Storage - Conditioned: NR - 2.8
Screw-in CFL: Storage - Unconditioned: NR - 2.8
Screw-in CFL: Warehouse - Refrigerated: NR - 3.1
HVAC/Refrigeration – SPC: NR - 16
Chiller – High Efficiency: NR - 20
Chiller – Variable Speed Drive: NR - 20
Water Cooled Chillers: NR - 20
Air Conditioners – High Efficiency: NR - 15
Packaged HVAC Systems: NR - 15
Install HVAC EMS: Com - 14
AC Packaged Terminal Units: NR - 15
Evaporative Coolers: NR - 15
Boiler – High Efficiency: NR - 20
Cooling Towers/Evaporative Condenser: NR - 15
Heat Pump – Split System: NR - 15
Heat Pump with Integrated Water Heating: NR - 10
Ground Source Heat Pump: NR - 15
Reduce Internal Load: NR - 15
Insulation: NR - 20
Insulation Package: NR - 20
Reflective Window Film: NR - 10
Bypass/Delay Timer(lighting): NR - 8
Set-Back Thermostat: NR - 11
Time Clock - HVAC: NR - 10
HVAC/Space Heating/Efficiency (Gas): NR - 18
Nonresidential Gas – AC: NR - 20
Adjustable speed drive, application unknown: Ag - 10
Adjustable speed drive, application unknown: Com - 10
Adjustable Speed Drive: HVAC fan, 50 HP Max: Com - 10
Pump repair: Ag - 11
Injection molding machines: Ind - 15
Plastic extusion equipment: Ind - 15
Process cooling: Ind - 15
Process equipment insulation: Ind - 15
Horizontal Clothes Washer: NR - 10
Efficient Dishwashing: NR - 5
Water Heater Controls: NR - 15
Cooking measures , Assorted: Com - 12
Water Heater – Gas: NR - 15
Domestic Hot Water Boiler (Gas): NR - 20
Auto Closer for Cooler/Freezer: NR - 8
Door Gaskets: NR - 4
Floating Head Pressure: NR - 16
Heatless Door: NR - 16
Humidistat Control for Anti-Sweat Heater: NR - 12
Insulation on Refrigeration Suction Line: NR - 11
Night Covers for Display Cases: NR - 5
PSC Evaporator Motor – Walkin/ Display: NR - 15
Refrigeration Case Doors – Glass/Acrylic: NR - 12
Refrigerator Case with Doors: NR - 12
Refrigerator Condensate Evaporator – Elec/Non Elec: NR - 8
Strip Curtains for Walk-Ins: NR - 4
Ballast: Electronic, for display case: NR - 11
Defrost: NR - 16
FHP & EFF Conditioner: NR - 16
High-efficiency Liquid Suction Heat Exchangers: NR - 16
Night Shields on Refrigerator and Freezer Cases: NR - 5
Walk-in Refrigerator or Freezer: Evaporative Fan Controller: NR - 5
Multiplec Refrigeration Systems/Supermarket Systems: NR - 10
Kiln/Oven/Furnace: NR - 18
Thermal Night Curtains: NR - 5
Custom Measures – SPC: NR - 15
Local Government Partnership: NR - 11
Audits: NR - 3
Plug Load Sensor: NR - 10
Information: NR - 1
High Efficiency Motors: NR - 15
Process Overhaul: NR - 20
System Controls: NR - 15
RESIDENTIAL MEASURES
****************************************************************
T8 Fixtures ; lamp or ballast: Res - 15
Pin based CFL Fixture: Res - 16
CFL: Indoor Screw in: Res - 9.4
CFL: Outdoor Screw in: Res - 7
Torchiere: Res - 9
Air Conditioners with SEER >= 11.0: Res - 18
Central Air Conditioners: Res - 18
Duct Testing: Res NC - 18
High Energy Efficiency Ducts: Res - 18
Whole House Fan: Res - 15
Evaporative Cooler: Res - 15
Glazing - Low E Double / Low Shade Coefficient: Res - 20
Heat Pump - Electric: Res - 15
Insulation - Ceiling / Floor / Walls: Res - 20
A/C with Integrated Water Heating: Res - 10
Programmable Thermostat: Res - 12
Audits: Res - 3
Gas Cooktops: Res - 20
Gas Dryer Stub: Res - 18
Energy-Efficient Furnaces: Res - 18
Refrigerator Recycling: Res - 10
Refrigerator - Energy Efficient; 20% more efficient: Res - 18
Refrigerators: Res - 18
GENERIC USEFUL LIVES:
****************************************************************
0.1
0.2
0.3
0.4
0.5
0.6
0.7
0.8
0.9
1
1.1
1.2
1.3
1.4
1.5
1.6
1.7
1.8
1.9
2
2.1
2.2
2.3
2.4
2.5
2.6
2.7
2.8
2.9
3
3.1
3.2
3.3
3.4
3.5
3.6
3.7
3.8
3.9
4
4.1
4.2
4.3
4.4
4.5
4.6
4.7
4.8
4.9
5
5.1
5.2
5.3
5.4
5.5
5.6
5.7
5.8
5.9
6
6.1
6.2
6.3
6.4
6.5
6.6
6.7
6.8
6.9
7
7.1
7.2
7.3
7.4
7.5
7.6
7.7
7.8
7.9
8
8.1
8.2
8.3
8.4
8.5
8.6
8.7
8.8
8.9
9
9.1
9.2
9.3
9.4
9.5
9.6
9.7
9.8
9.9
10
10.1
10.2
10.3
10.4
10.5
10.6
10.7
10.8
10.9
11
11.1
11.2
11.3
11.4
11.5
11.6
11.7
11.8
11.9
12
12.1
12.2
12.3
12.4
12.5
12.6
12.7
12.8
12.9
13
13.1
13.2
13.3
13.4
13.5
13.6
13.7
13.8
13.9
14
14.1
14.2
14.3
14.4
14.5
14.6
14.7
14.8
14.9
15
15.1
15.2
15.3
15.4
15.5
15.6
15.7
15.8
15.9
16
16.1
16.2
16.3
16.4
16.5
16.6
16.7
16.8
16.9
17
17.1
17.2
17.3
17.4
17.5
17.6
17.7
17.8
17.9
18
19
20